## Cover
2019 Wholesale Eelectricity Market Electricity Statement of Opportunities: Supplementary forecast data
This spreadsheet contains the base operational consumption, peak demand and Distributed Energy Resource (DER) forecasts used in the 2019 Wholesale Eelectricity Market (WEM) Electricity Statement of Opportunities (ESOO) publication.
Contact
For further information about the data contained in this spreadsheet, please contact the Reserve Capacity (WA) team as follows:
| Phone: | (08) 9469 9936
| Email: | wa.capacity@aemo.com.au
Unit of measure
| GW | Gigawatt
| GWh | Gigawatt hour
| kV | Kilovolt
| kW | Kilowatt
| kWh | Kilowatt hour
| MW | Megawatt
| MWh | Megawatt hour

## Contents
Table of contents
All forecasts are as at the end of the Capacity Year unless otherwise specified
Base operational consumption forecasts (Financial Year)
Base operational consumption forecasts
Base summer peak demand
Base winter peak demand
Behind the meter PV capacities
Monthly PV capacity factors
Battery installed capacities
Monthly battery charge profiles
EV installed capacities
Monthly EV charge profiles
EV charge profile % share

## Base energy forecasts (FY)
Base operational consumption forecasts (Financial Year) ACIL Allen
GWh
| Financial year | Total energy | Predicted energy (expected) | Predicted energy (high) | Predicted energy (low)
| 2007-08 | 15589256.4388
| 2008-09 | 15823876.089
| 2009-10 | 15883298.9025
| 2010-11 | 16263827.8358
| 2011-12 | 16080883.3642
| 2012-13 | 16095260.7953
| 2013-14 | 16258492.0892
| 2014-15 | 15997192.387
| 2015-16 | 16257439.9021
| 2016-17 | 16036492.8106
| 2017-18 | 16057995.4347 | 16057995.4347 | 16057995.4347 | 16057995.4347
| 2018-19 |  | 16319033.4142 | 16319281.7196 | 16318768.9496
| 2019-20 |  | 16539699.7058 | 16541788.7629 | 16537502.0676
| 2020-21 |  | 16590265.7764 | 16596068.0896 | 16584329.9129
| 2021-22 |  | 16646272.9742 | 16657403.1067 | 16635172.6371
| 2022-23 |  | 16707227.0095 | 16725378.6206 | 16689390.5253
| 2023-24 |  | 16772392.0492 | 16799460.5661 | 16746096.5531
| 2024-25 |  | 16841710.8909 | 16879724.9218 | 16805043.8953
| 2025-26 |  | 16915297.7998 | 16966412.2519 | 16866218.6011
| 2026-27 |  | 16993120.6487 | 17059677.27 | 16929386.8378
| 2027-28 |  | 17074649.6166 | 17159146.0334 | 16994054.3624
| 2028-29 |  | 17157613.1215 | 17261683.6091 | 17058883.9143
| 2029-30 |  | 17228752.0086 | 17350239.8486 | 17114062.9672

## Base energy forecasts
Base operational consumption forecasts (Capacity Year) ACIL Allen
GWh
| Capacity year (year ending) | Total energy | Predicted energy (expected) | Predicted energy (high) | Predicted energy (low)
2006
| 2007 | 15225024.1204
| 2008 | 15758964.5708
| 2009 | 15792994.7137
| 2010 | 15886135.2975
| 2011 | 16190476.1597
| 2012 | 16188283.4031
| 2013 | 16057276.6199
| 2014 | 16245006.2424
| 2015 | 16014412.9531
| 2016 | 16538892.4048
| 2017 | 15845073.7717
| 2018 | 16095019.9778 | 16095019.9778 | 16095019.9778 | 16095019.9778
| 2019 |  | 16330553.7234 | 16331103.5516 | 16329968.1507
| 2020 |  | 16552269.4887 | 16555151.4394 | 16549260.2134
| 2021 |  | 16604373.6244 | 16611409.8049 | 16597229.4532
| 2022 |  | 16661720.3086 | 16674510.4781 | 16649021.3792
| 2023 |  | 16723829.9519 | 16744117.8258 | 16703960.8676
| 2024 |  | 16790071.2684 | 16819793.5213 | 16761260.8173
| 2025 |  | 16860495.6665 | 16901712.477 | 16820795.6002
| 2026 |  | 16935196.6575 | 16990101.1381 | 16882518.0458
| 2027 |  | 17014098.9414 | 17085112.4725 | 16946156.483
| 2028 |  | 17096222.6768 | 17185698.8279 | 17010989.3429
| 2029 |  | 17179282.9459 | 17288610.1349 | 17075722.6997

## Base summer peak demand
Base summer peak demand (Capacity Year) ACIL Allen
| Low (MW) |  |  |  |  | Expected (MW) |  |  |  |  | High (MW)
| Year ending | Actual | 90 POE | 50 POE | 10POE | Year ending | Actual | 90 POE | 50 POE | 10POE | Year ending | Actual | 90 POE | 50 POE | 10POE
| 2007 | 3365.4418 |  |  |  | 2007 | 3365.4418 |  |  |  | 2007 | 3365.4418
| 2008 | 3394.3245 |  |  |  | 2008 | 3394.3245 |  |  |  | 2008 | 3394.3245
| 2009 | 3514.732 |  |  |  | 2009 | 3514.732 |  |  |  | 2009 | 3514.732
| 2010 | 3765.9272 |  |  |  | 2010 | 3765.9272 |  |  |  | 2010 | 3765.9272
| 2011 | 3743.7001 |  |  |  | 2011 | 3743.7001 |  |  |  | 2011 | 3743.7001
| 2012 | 3860.0783 |  |  |  | 2012 | 3860.0783 |  |  |  | 2012 | 3860.0783
| 2013 | 3739.4441 |  |  |  | 2013 | 3739.4441 |  |  |  | 2013 | 3739.4441
| 2014 | 3702.0147 |  |  |  | 2014 | 3702.0147 |  |  |  | 2014 | 3702.0147
| 2015 | 3743.8323 |  |  |  | 2015 | 3743.8323 |  |  |  | 2015 | 3743.8323
| 2016 | 4003.628 |  |  |  | 2016 | 4003.628 |  |  |  | 2016 | 4003.628
| 2017 | 3543.3269 |  |  |  | 2017 | 3543.3269 |  |  |  | 2017 | 3543.3269
| 2018 | 3616 |  |  |  | 2018 | 3616 |  |  |  | 2018 | 3616
| 2019 | 3255 | 3264.3183 | 3487.2267 | 3738.3872 | 2019 | 3255 | 3263.7998 | 3488.719 | 3742.9861 | 2019 | 3255 | 3258.2795 | 3485.8721 | 3737.6084
| 2020 |  | 3266.1757 | 3491.8612 | 3750.8489 | 2020 |  | 3284.1284 | 3506.6586 | 3755.4327 | 2020 |  | 3303.816 | 3525.944 | 3771.8488
| 2021 |  | 3276.7612 | 3506.6645 | 3756.3564 | 2021 |  | 3296.3948 | 3520.6086 | 3770.9917 | 2021 |  | 3307.3333 | 3538.2521 | 3796.6
| 2022 |  | 3297.1557 | 3514.384 | 3766.028 | 2022 |  | 3317.4176 | 3539.4046 | 3794.6672 | 2022 |  | 3327.515 | 3553.4693 | 3809.7336
| 2023 |  | 3309.0969 | 3534.7076 | 3780.494 | 2023 |  | 3329.8005 | 3554.4561 | 3806.2513 | 2023 |  | 3342.8155 | 3565.6469 | 3825.8443
| 2024 |  | 3322.7514 | 3544.4284 | 3799.6775 | 2024 |  | 3350.6532 | 3570.3509 | 3822.7515 | 2024 |  | 3358.7871 | 3588.5531 | 3835.9084
| 2025 |  | 3335.1207 | 3556.0926 | 3812.8673 | 2025 |  | 3362.475 | 3586.9145 | 3833.0857 | 2025 |  | 3384.7693 | 3614.3374 | 3862.7773
| 2026 |  | 3351.5883 | 3576.75 | 3825.1872 | 2026 |  | 3388.6986 | 3610.4686 | 3855.2918 | 2026 |  | 3410.3043 | 3634.7092 | 3878.3932
| 2027 |  | 3370.0525 | 3603.6358 | 3851.8841 | 2027 |  | 3412.4884 | 3631.6731 | 3888.2946 | 2027 |  | 3437.5448 | 3661.4022 | 3908.8924
| 2028 |  | 3390.0319 | 3616.9233 | 3865.5 | 2028 |  | 3424.534 | 3652.2756 | 3904.8143 | 2028 |  | 3470.3678 | 3687.8263 | 3931.1895
| 2029 |  | 3411.6741 | 3632.6641 | 3881.0152 | 2029 |  | 3451.7284 | 3676.5055 | 3931.4211 | 2029 |  | 3490.0448 | 3713.4993 | 3962.8189

## Base winter peak demand
Base winter peak demand (Capacity Year) ACIL Allen
| Low (MW) |  |  |  |  | Expected (MW) |  |  |  |  | High (MW)
| Year ending | Actual | 90 POE | 50 POE | 10POE | Year ending | Actual | 90 POE | 50 POE | 10POE | Year ending | Actual | 90 POE | 50 POE | 10POE
| 2007 | 2704.6148 |  |  |  | 2007 | 2704.6148 |  |  |  | 2007 | 2704.6148
| 2008 | 2773.7291 |  |  |  | 2008 | 2773.7291 |  |  |  | 2008 | 2773.7291
| 2009 | 2943.4057 |  |  |  | 2009 | 2943.4057 |  |  |  | 2009 | 2943.4057
| 2010 | 3028.9966 |  |  |  | 2010 | 3028.9966 |  |  |  | 2010 | 3028.9966
| 2011 | 3095.2848 |  |  |  | 2011 | 3095.2848 |  |  |  | 2011 | 3095.2848
| 2012 | 3100.0979 |  |  |  | 2012 | 3100.0979 |  |  |  | 2012 | 3100.0979
| 2013 | 3070.6342 |  |  |  | 2013 | 3070.6342 |  |  |  | 2013 | 3070.6342
| 2014 | 3217.1132 |  |  |  | 2014 | 3217.1132 |  |  |  | 2014 | 3217.1132
| 2015 | 3135.2217 |  |  |  | 2015 | 3135.2217 |  |  |  | 2015 | 3135.2217
| 2016 | 3366.0593 |  |  |  | 2016 | 3366.0593 |  |  |  | 2016 | 3366.0593
| 2017 | 3419 |  |  |  | 2017 | 3419 |  |  |  | 2017 | 3419
| 2018 | 3256 | 2774.243 | 2846.6857 | 2931.8883 | 2018 | 3256 | 2774.0773 | 2844.7985 | 2932.0022 | 2018 | 3256 | 2774.0773 | 2844.7985 | 2932.0022
| 2019 |  | 2776.9303 | 2846.4123 | 2935.5244 | 2019 |  | 2780.8908 | 2853.3644 | 2942.886 | 2019 |  | 2788.1939 | 2859.6116 | 2948.2819
| 2020 |  | 2781.5896 | 2852.8449 | 2941.0198 | 2020 |  | 2785.6209 | 2857.9426 | 2944.5758 | 2020 |  | 2798.2876 | 2866.4961 | 2953.4831
| 2021 |  | 2787.2288 | 2858.5897 | 2948.1425 | 2021 |  | 2793.2963 | 2863.6756 | 2948.6632 | 2021 |  | 2801.8421 | 2871.0144 | 2958.8513
| 2022 |  | 2794.3871 | 2864.0576 | 2952.845 | 2022 |  | 2799.2043 | 2868.9156 | 2958.8893 | 2022 |  | 2811.6561 | 2881.5683 | 2969.4908
| 2023 |  | 2798.6144 | 2871.0154 | 2955.8674 | 2023 |  | 2809.2168 | 2879.2655 | 2965.213 | 2023 |  | 2822.0349 | 2889.1898 | 2974.3679
| 2024 |  | 2807.0282 | 2877.055 | 2961.3112 | 2024 |  | 2818.9024 | 2888.2352 | 2974.6911 | 2024 |  | 2828.9986 | 2899.9779 | 2988.0611
| 2025 |  | 2812.7077 | 2883.0601 | 2970.1925 | 2025 |  | 2824.9937 | 2895.7937 | 2983.8261 | 2025 |  | 2838.9644 | 2908.6754 | 2999.7134
| 2026 |  | 2823.6947 | 2892.4198 | 2979.544 | 2026 |  | 2837.7743 | 2905.8788 | 2995.9652 | 2026 |  | 2850.1174 | 2920.917 | 3008.7848
| 2027 |  | 2833.9379 | 2901.7216 | 2986.1155 | 2027 |  | 2847.4104 | 2917.8763 | 3004.248 | 2027 |  | 2864.8498 | 2934.9579 | 3026.3434
| 2028 |  | 2839.4169 | 2912.5784 | 2996.0673 | 2028 |  | 2859.8347 | 2928.167 | 3014.3859 | 2028 |  | 2878.9046 | 2948.5115 | 3034.879

## Behind the meter PV capacities
Behind the meter PV installed capacities (Capacity Year) CSIRO
Total installed capacity (MW)
| Type | Scenario | 2017-18 | 2018-19 | 2019-20 | 2020-21 | 2021-22 | 2022-23 | 2023-24 | 2024-25 | 2025-26 | 2026-27 | 2027-28 | 2028-29 | 2029-30
| Residential behind meter PV (<10 kW) | Slow growth (Low) | 800.9647 | 935.6512 | 1097.9204 | 1157.0138 | 1210.758 | 1258.325 | 1295.9892 | 1329.3677 | 1361.0568 | 1392.7747 | 1426.0784 | 1461.5838 | 1498.6274
| Commercial behind the meter PV (≥10 kW, <100 kW) | Slow growth (Low) | 133.7034 | 163.0534 | 195.888 | 201.5624 | 206.858 | 212.4443 | 218.0459 | 223.9808 | 230.1034 | 236.3991 | 242.9036 | 249.5842 | 256.4996
| Commercial behind the meter PV (≥100 kW, <1 MW) | Slow growth (Low) | 8.7206 | 10.7566 | 12.5316 | 12.4062 | 12.2822 | 12.1594 | 12.0378 | 11.9174 | 11.7982 | 11.6802 | 11.5634 | 11.4478 | 11.3333
| Commercial behind the meter PV (≥1 MW, <10 MW) | Slow growth (Low) | 0.093634 | 1.6213 | 2.0926 | 2.0717 | 2.051 | 2.0304 | 2.0101 | 1.99 | 1.9701 | 1.9504 | 1.9309 | 1.9116 | 1.8925
| Commercial behind the meter PV (≥10 MW, ≤30 MW) | Slow growth (Low) | 0 | 0 | 0 | 0 | 0 | 0 | 0 | 0 | 0 | 0 | 0 | 0 | 0
| Residential behind meter PV (<10 kW) | Neutral (Expected) | 803.9501 | 957.3776 | 1163.9911 | 1292.1303 | 1384.2852 | 1482.281 | 1561.4993 | 1643.3363 | 1723.6617 | 1805.1792 | 1891.9947 | 1982.1574 | 2050.4755
| Commercial behind the meter PV (≥10 kW, <100 kW) | Neutral (Expected) | 134.0024 | 160.513 | 179.3962 | 221.5517 | 269.6496 | 316.7804 | 355.4429 | 386.347 | 416.1354 | 441.2599 | 460.1124 | 471.9495 | 481.8501
| Commercial behind the meter PV (≥100 kW, <1 MW) | Neutral (Expected) | 8.7206 | 10.7566 | 12.7723 | 14.7679 | 16.7435 | 18.6993 | 20.6356 | 22.5525 | 24.4503 | 26.329 | 28.189 | 30.0304 | 31.8534
| Commercial behind the meter PV (≥1 MW, <10 MW) | Neutral (Expected) | 0.094579 | 1.6374 | 2.139 | 2.6356 | 3.1272 | 3.6139 | 4.0957 | 4.5727 | 5.045 | 5.5125 | 5.9754 | 6.4336 | 6.8872
| Commercial behind the meter PV (≥10 MW, ≤30 MW) | Neutral (Expected) | 0 | 0 | 0 | 0 | 1.5086 | 12.0535 | 22.493 | 32.828 | 43.0597 | 53.1891 | 63.2173 | 73.1451 | 82.9736
| Residential behind meter PV (<10 kW) | Fast growth (High) | 806.9345 | 978.2092 | 1230.9479 | 1453.7948 | 1610.226 | 1771.0266 | 1913.0911 | 2112.0609 | 2241.2038 | 2362.9479 | 2501.6714 | 2654.1421 | 2791.7245
| Commercial behind the meter PV (≥10 kW, <100 kW) | Fast growth (High) | 134.3015 | 161.6498 | 179.4739 | 232.2143 | 297.735 | 372.634 | 452.4837 | 532.4618 | 597.4231 | 660.7751 | 729.5375 | 788.0967 | 830.0243
| Commercial behind the meter PV (≥100 kW, <1 MW) | Fast growth (High) | 8.7206 | 10.7566 | 12.7723 | 14.7679 | 16.7435 | 18.6993 | 20.6356 | 22.5525 | 24.4503 | 26.329 | 28.189 | 30.0304 | 31.8534
| Commercial behind the meter PV (≥1 MW, <10 MW) | Fast growth (High) | 0.095525 | 1.6534 | 2.1549 | 2.6513 | 3.1428 | 3.6293 | 4.111 | 4.5879 | 5.06 | 5.5273 | 5.99 | 6.4481 | 6.9016
| Commercial behind the meter PV (≥10 MW, ≤30 MW) | Fast growth (High) | 0 | 0 | 0 | 1.5086 | 12.0535 | 22.493 | 32.828 | 43.0597 | 53.1891 | 63.2173 | 73.1451 | 82.9736 | 92.7039
| Residential behind meter PV (<10 kW) | High DER | 808.4267 | 991.6989 | 1266.6116 | 1485.4199 | 1658.4437 | 1839.081 | 1992.018 | 2215.6705 | 2359.4797 | 2490.261 | 2644.0467 | 2816.0102 | 2968.4863
| Commercial behind the meter PV (≥10 kW, <100 kW) | High DER | 134.4486 | 164.7465 | 196.6909 | 270.3109 | 361.4984 | 459.1305 | 549.4696 | 641.901 | 719.2781 | 782.4906 | 844.3868 | 890.5421 | 925.0358
| Commercial behind the meter PV (≥100 kW, <1 MW) | High DER | 8.7206 | 10.7566 | 12.7723 | 14.7679 | 16.7435 | 18.6993 | 20.6356 | 22.5525 | 24.4503 | 26.329 | 28.189 | 30.0304 | 31.8534
| Commercial behind the meter PV (≥1 MW, <10 MW) | High DER | 0.095998 | 1.6615 | 2.1628 | 2.6592 | 3.1506 | 3.637 | 4.1186 | 4.5954 | 5.0675 | 5.5348 | 5.9974 | 6.4554 | 6.9088
| Commercial behind the meter PV (≥10 MW, ≤30 MW) | High DER | 0 | 0 | 0 | 1.5086 | 12.0535 | 22.493 | 32.828 | 43.0597 | 53.1891 | 63.2173 | 73.1451 | 82.9736 | 92.7039
| Residential behind meter PV (<10 kW) | Low DER | 799.4725 | 921.0971 | 1054.4669 | 1109.8338 | 1160.6164 | 1207.225 | 1246.9254 | 1280.1504 | 1312.1077 | 1343.6075 | 1376.4892 | 1411.3218 | 1447.6274
| Commercial behind the meter PV (≥10 kW, <100 kW) | Low DER | 133.5563 | 165.4285 | 214.1869 | 223.0251 | 226.828 | 230.7467 | 234.4371 | 238.2332 | 242.0747 | 246.0078 | 250.0319 | 254.1465 | 258.3512
| Commercial behind the meter PV (≥100 kW, <1 MW) | Low DER | 8.7206 | 10.7566 | 12.7723 | 14.7679 | 16.7435 | 18.6993 | 20.6356 | 22.5525 | 24.4503 | 26.329 | 28.189 | 30.0304 | 31.8534
| Commercial behind the meter PV (≥1 MW, <10 MW) | Low DER | 0.093161 | 1.6133 | 2.1151 | 2.6119 | 3.1038 | 3.5907 | 4.0728 | 4.55 | 5.0225 | 5.4903 | 5.9533 | 6.4118 | 6.8656
| Commercial behind the meter PV (≥10 MW, ≤30 MW) | Low DER | 0 | 0 | 0 | 0 | 1.5086 | 12.0535 | 22.493 | 32.828 | 43.0597 | 53.1891 | 63.2173 | 73.1451 | 82.9736
Number of behind the meter PV installations
| Type | Scenario | 2017-18 | 2018-19 | 2019-20 | 2020-21 | 2021-22 | 2022-23 | 2023-24 | 2024-25 | 2025-26 | 2026-27 | 2027-28 | 2028-29 | 2029-30
| Residential behind meter PV (<10 kW) | Slow growth (Low) | 264242 | 292045 | 325509 | 338514 | 350512 | 361333 | 370225 | 378300 | 386074 | 393887 | 402052 | 410693 | 419681
| Commercial behind the meter PV (≥10 kW, <100 kW) | Slow growth (Low) | 5175 | 6246 | 7447 | 7687 | 7915 | 8154 | 8394 | 8647 | 8909 | 9177 | 9454 | 9739 | 10034
| Commercial behind the meter PV (≥100 kW, <1 MW) | Slow growth (Low) | 44 | 55 | 65 | 65 | 65 | 65 | 65 | 65 | 65 | 65 | 65 | 65 | 65
| Commercial behind the meter PV (≥1 MW, <10 MW) | Slow growth (Low) | 0 | 1 | 1 | 1 | 1 | 1 | 1 | 1 | 1 | 1 | 1 | 1 | 1
| Commercial behind the meter PV (≥10 MW, ≤30 MW) | Slow growth (Low) | 0 | 0 | 0 | 0 | 0 | 0 | 0 | 0 | 0 | 0 | 0 | 0 | 0
| Residential behind meter PV (<10 kW) | Neutral (Expected) | 264839 | 296393 | 338750 | 365635 | 385461 | 406556 | 424000 | 442054 | 459894 | 478059 | 497371 | 517447 | 533252
| Commercial behind the meter PV (≥10 kW, <100 kW) | Neutral (Expected) | 5186 | 6156 | 6859 | 8396 | 10152 | 11883 | 13322 | 14491 | 15627 | 16602 | 17358 | 17869 | 18312
| Commercial behind the meter PV (≥100 kW, <1 MW) | Neutral (Expected) | 44 | 55 | 66 | 76 | 87 | 98 | 109 | 119 | 130 | 141 | 152 | 162 | 173
| Commercial behind the meter PV (≥1 MW, <10 MW) | Neutral (Expected) | 0 | 1 | 1 | 1 | 1 | 1 | 1 | 2 | 2 | 2 | 2 | 2 | 3
| Commercial behind the meter PV (≥10 MW, ≤30 MW) | Neutral (Expected) | 0 | 0 | 0 | 0 | 0 | 1 | 1 | 2 | 2 | 3 | 3 | 4 | 4
| Residential behind meter PV (<10 kW) | Fast growth (High) | 265436 | 300563 | 352167 | 398066 | 430922 | 464821 | 495147 | 537007 | 565117 | 591886 | 622183 | 655379 | 685761
| Commercial behind the meter PV (≥10 kW, <100 kW) | Fast growth (High) | 5196 | 6196 | 6862 | 8776 | 11155 | 13881 | 16797 | 19734 | 22151 | 24523 | 27100 | 29326 | 30972
| Commercial behind the meter PV (≥100 kW, <1 MW) | Fast growth (High) | 44 | 55 | 66 | 76 | 87 | 98 | 109 | 119 | 130 | 141 | 152 | 162 | 173
| Commercial behind the meter PV (≥1 MW, <10 MW) | Fast growth (High) | 0 | 1 | 1 | 1 | 1 | 1 | 1 | 2 | 2 | 2 | 2 | 2 | 3
| Commercial behind the meter PV (≥10 MW, ≤30 MW) | Fast growth (High) | 0 | 0 | 0 | 0 | 1 | 1 | 2 | 2 | 3 | 3 | 4 | 4 | 5
| Residential behind meter PV (<10 kW) | High DER | 265735 | 303262 | 359316 | 404446 | 440655 | 478573 | 511147 | 558029 | 589183 | 617888 | 651334 | 688583 | 722119
| Commercial behind the meter PV (≥10 kW, <100 kW) | High DER | 5201 | 6307 | 7477 | 10137 | 13438 | 16986 | 20293 | 23692 | 26572 | 28963 | 31318 | 33125 | 34525
| Commercial behind the meter PV (≥100 kW, <1 MW) | High DER | 44 | 55 | 66 | 76 | 87 | 98 | 109 | 119 | 130 | 141 | 152 | 162 | 173
| Commercial behind the meter PV (≥1 MW, <10 MW) | High DER | 0 | 1 | 1 | 1 | 1 | 1 | 1 | 2 | 2 | 2 | 2 | 2 | 3
| Commercial behind the meter PV (≥10 MW, ≤30 MW) | High DER | 0 | 0 | 0 | 0 | 1 | 1 | 2 | 2 | 3 | 3 | 4 | 4 | 5
| Residential behind meter PV (<10 kW) | Low DER | 263944 | 289132 | 316801 | 329013 | 340368 | 350944 | 360187 | 368179 | 375953 | 383670 | 391698 | 400151 | 408936
| Commercial behind the meter PV (≥10 kW, <100 kW) | Low DER | 5170 | 6331 | 8100 | 8456 | 8634 | 8818 | 8993 | 9174 | 9356 | 9543 | 9734 | 9929 | 10127
| Commercial behind the meter PV (≥100 kW, <1 MW) | Low DER | 44 | 55 | 66 | 76 | 87 | 98 | 109 | 119 | 130 | 141 | 152 | 162 | 173
| Commercial behind the meter PV (≥1 MW, <10 MW) | Low DER | 0 | 1 | 1 | 1 | 1 | 1 | 1 | 2 | 2 | 2 | 2 | 2 | 3
| Commercial behind the meter PV (≥10 MW, ≤30 MW) | Low DER | 0 | 0 | 0 | 0 | 0 | 1 | 1 | 2 | 2 | 3 | 3 | 4 | 4

## Monthly PV capacity factors
Behind the meter PV capacity factors by month (%) AEMO and ACIL Allen
| Trading Interval starting | January | Febuary | March | April | May | June | July | August | September | October | November | December
0:00 | bar: January to December
0:30 | bar: January to December
1:00 | bar: January to December
1:30 | bar: January to December
2:00 | bar: January to December
2:30 | bar: January to December
3:00 | bar: January to December
3:30 | bar: January to December
4:00 | bar: January to December
4:30 | bar: January to December
| 5:00 | 0% | 0% | 0% | 0% | 0% | 0% | 0% | 0% | 0% | 0% | 0% | 0.001055%
| 5:30 | 0% | 0% | 0% | 0% | 0% | 0% | 0% | 0% | 0% | 0.009909% | 0.4545% | 0.7151%
| 6:00 | 0.2959% | 0.0003119% | 0% | 0% | 0% | 0% | 0% | 0% | 0.004842% | 1.169% | 5.943% | 6.242%
| 6:30 | 5.209% | 0.4891% | 0.02022% | 0% | 0% | 0% | 0% | 0.002916% | 0.7604% | 6.898% | 13.7% | 13.89%
| 7:00 | 12.71% | 6.431% | 2.584% | 0.06155% | 0.0004668% | 0% | 0% | 0.6307% | 5.637% | 14.91% | 21.38% | 21.28%
| 7:30 | 20.57% | 14.65% | 10.16% | 3.044% | 0.2927% | 0.0001456% | 0.2421% | 4.962% | 14.14% | 22.81% | 29.39% | 28.46%
| 8:00 | 27.91% | 23.06% | 18.3% | 10.05% | 4.423% | 0.5277% | 3.999% | 12.38% | 23.45% | 30.87% | 36.61% | 35.33%
| 8:30 | 35.07% | 31.47% | 26.05% | 17.57% | 12.13% | 5.597% | 11.45% | 20.93% | 32.05% | 38.13% | 43.39% | 41.85%
| 9:00 | 41.76% | 39.38% | 33.31% | 24.58% | 19.46% | 13.57% | 19.88% | 28.36% | 39.15% | 44.38% | 49.63% | 48.18%
| 9:30 | 47.74% | 46.44% | 40.03% | 30.9% | 26.22% | 20.68% | 26.9% | 35.04% | 45.78% | 49.64% | 55.04% | 54.49%
| 10:00 | 53.33% | 52.77% | 45.62% | 35.8% | 31.72% | 27.14% | 33.01% | 41.31% | 50.29% | 54.56% | 59.17% | 59.23%
| 10:30 | 57.54% | 57.59% | 50.69% | 40.04% | 35.66% | 31.67% | 37.81% | 45.68% | 54.16% | 58.04% | 62.79% | 62.21%
| 11:00 | 60.41% | 61.45% | 54.37% | 43.5% | 38.52% | 35.12% | 42.08% | 48.88% | 56.82% | 61.16% | 65.39% | 65.59%
| 11:30 | 62.88% | 64.35% | 56.99% | 45.68% | 40.25% | 37.41% | 44.04% | 50.81% | 59.01% | 62.69% | 67.18% | 67.49%
| 12:00 | 64.39% | 66.03% | 57.93% | 46.59% | 40.44% | 38.11% | 44.94% | 51.64% | 60.2% | 63.89% | 67.49% | 67.27%
| 12:30 | 64.47% | 65.69% | 57.88% | 45.68% | 39.46% | 37.4% | 44.78% | 50.63% | 59.52% | 62.56% | 67.06% | 66.51%
| 13:00 | 63.75% | 64.56% | 56.52% | 44.02% | 38.58% | 34.67% | 42.92% | 49.38% | 57.7% | 60.89% | 64.95% | 64.68%
| 13:30 | 60.96% | 61.85% | 54.11% | 40.9% | 34.19% | 30.37% | 39.13% | 46.42% | 55.13% | 58.06% | 60.97% | 62.09%
| 14:00 | 57.42% | 58.5% | 50.29% | 36.88% | 30.08% | 26.55% | 34.83% | 43.79% | 50.53% | 53.69% | 56.13% | 58.44%
| 14:30 | 52.91% | 53.57% | 45.38% | 32.14% | 24.57% | 21.29% | 29.43% | 37.94% | 44.54% | 47.8% | 51.72% | 53.88%
| 15:00 | 47.79% | 47.93% | 39.4% | 25.92% | 18.76% | 15.04% | 23.43% | 31.75% | 37.17% | 41.56% | 46.12% | 49.02%
| 15:30 | 41.37% | 41.15% | 32.44% | 19.32% | 11.87% | 7.543% | 16.07% | 24.05% | 30.23% | 34.11% | 38.97% | 42.61%
| 16:00 | 34.71% | 33.05% | 25.18% | 12.12% | 4.572% | 1.024% | 8.422% | 16.43% | 22.6% | 26.29% | 31.65% | 35.62%
| 16:30 | 27.15% | 24.92% | 17.17% | 4.843% | 0.162% | 0.002432% | 1.546% | 8.506% | 13.75% | 18.21% | 23.77% | 28.52%
| 17:00 | 19.72% | 16.49% | 8.643% | 0.4297% | 0.002233% | 0% | 0.01502% | 1.585% | 4.829% | 9.836% | 15.68% | 21.56%
| 17:30 | 11.73% | 7.748% | 1.832% | 0.0001697% | 0% | 0% | 0.000715% | 0.006933% | 0.1498% | 1.873% | 7.372% | 13.94%
| 18:00 | 3.389% | 0.7668% | 0.01241% | 0% | 0% | 0% | 0% | 0% | 0% | 0.009891% | 0.7767% | 4.784%
| 18:30 | 0.03421% | 0.000875% | 0% | 0% | 0% | 0% | 0% | 0% | 0% | 0% | 0.001437% | 0.4765%
| 19:00 | 0% | 0% | 0% | 0% | 0% | 0% | 0% | 0% | 0% | 0% | 0% | 0.006836%
| 19:30 | 0% | 0% | 0% | 0% | 0% | 0% | 0% | 0% | 0% | 0% | 0% | 0.003167%
| 20:00 | 0% | 0% | 0% | 0% | 0% | 0% | 0% | 0% | 0% | 0% | 0% | 0.001758%
| 20:30 | 0% | 0% | 0% | 0% | 0% | 0% | 0% | 0% | 0% | 0% | 0% | 0.0004234%
21:00 | bar: January to December
21:30 | bar: January to December
22:00 | bar: January to December
22:30 | bar: January to December
23:00 | bar: January to December
23:30 | bar: January to December

## Battery installed capacities
Battery installed capacities (Capacity Year) CSIRO
Installed Capacity (MW)
| Type | Scenario | 2017-18 | 2018-19 | 2019-20 | 2020-21 | 2021-22 | 2022-23 | 2023-24 | 2024-25 | 2025-26 | 2026-27 | 2027-28 | 2028-29 | 2029-30
| Residential batteries | Slow growth (Low) | 11.1351 | 13.6349 | 15.8551 | 18.7177 | 23.2289 | 27.5423 | 33.1037 | 42.0537 | 52.7586 | 63.6495 | 73.7485 | 85.5613 | 102.0967
| Small commercial batteries (≤100 kW) | Slow growth (Low) | 0.61729 | 0.91466 | 1.1405 | 1.266 | 1.4258 | 1.6854 | 2.0131 | 2.4046 | 2.8739 | 3.3663 | 3.6935 | 4.2009 | 4.8144
| Large commercial batteries (>100 kW) | Slow growth (Low) | 0.037634 | 0.040458 | 0.042199 | 0.042921 | 0.043895 | 0.045591 | 0.047713 | 0.050166 | 0.053025 | 0.055871 | 0.057378 | 0.059978 | 0.063091
| Residential batteries | Neutral (Expected) | 11.1902 | 14.2631 | 18.4083 | 23.7141 | 30.503 | 39.0585 | 49.9948 | 64.2998 | 81.0249 | 99.3638 | 119.2938 | 144.7915 | 181.121
| Small commercial batteries (≤100 kW) | Neutral (Expected) | 0.79238 | 2.1118 | 3.3095 | 3.7983 | 4.6648 | 5.7228 | 7.0146 | 8.5931 | 10.5196 | 12.6607 | 14.414 | 17.1595 | 20.4362
| Large commercial batteries (>100 kW) | Neutral (Expected) | 0.039179 | 0.051644 | 0.064642 | 0.0671 | 0.072586 | 0.07975 | 0.089888 | 0.10324 | 0.12031 | 0.14048 | 0.15926 | 0.18911 | 0.22702
| Residential batteries | Fast growth (High) | 11.2398 | 14.5866 | 19.1969 | 25.2588 | 33.2266 | 43.6675 | 57.403 | 75.5127 | 99.1513 | 130.0706 | 170.1307 | 221.4836 | 287.3416
| Small commercial batteries (≤100 kW) | Fast growth (High) | 0.91682 | 2.9552 | 4.8184 | 5.6188 | 7.0333 | 8.7958 | 10.9922 | 13.7287 | 17.1336 | 21.0221 | 24.4215 | 29.6568 | 36.0061
| Large commercial batteries (>100 kW) | Fast growth (High) | 0.040247 | 0.05929 | 0.079424 | 0.081497 | 0.087419 | 0.094401 | 0.1033 | 0.11472 | 0.13248 | 0.15283 | 0.16868 | 0.19579 | 0.23344
| Residential batteries | High DER | 11.2838 | 14.8748 | 19.897 | 26.6019 | 35.551 | 47.4578 | 63.3669 | 84.6706 | 112.9034 | 150.3733 | 199.6009 | 263.1332 | 344.8487
| Small commercial batteries (≤100 kW) | High DER | 0.9647 | 3.302 | 5.5379 | 6.5378 | 8.3267 | 10.5901 | 13.4559 | 17.0868 | 21.6783 | 27.0329 | 31.93 | 39.4133 | 48.645
| Large commercial batteries (>100 kW) | High DER | 0.040647 | 0.061705 | 0.081963 | 0.081612 | 0.086102 | 0.092988 | 0.10389 | 0.11746 | 0.13774 | 0.16338 | 0.18666 | 0.22491 | 0.27642
| Residential batteries | Low DER | 11.0847 | 13.0848 | 13.9031 | 15.2666 | 17.3933 | 21.3302 | 25.1545 | 31.4719 | 39.2428 | 48.1597 | 56.5613 | 65.041 | 80.8562
| Small commercial batteries (≤100 kW) | Low DER | 0.59697 | 0.78208 | 0.92546 | 1.0163 | 1.1267 | 1.292 | 1.499 | 1.7498 | 2.0531 | 2.3473 | 2.4799 | 2.7045 | 3.1025
| Large commercial batteries (>100 kW) | Low DER | 0.037457 | 0.039183 | 0.039836 | 0.041544 | 0.043889 | 0.047026 | 0.050936 | 0.055632 | 0.061609 | 0.067885 | 0.072025 | 0.077632 | 0.086674
Installed Capacity (MWh)
| Type | Scenario | 2017-18 | 2018-19 | 2019-20 | 2020-21 | 2021-22 | 2022-23 | 2023-24 | 2024-25 | 2025-26 | 2026-27 | 2027-28 | 2028-29 | 2029-30
| Residential batteries | Slow growth (Low) | 28.9513 | 35.4508 | 41.2234 | 48.6661 | 60.3952 | 71.61 | 86.0697 | 109.3397 | 137.1725 | 165.4888 | 191.7462 | 222.4595 | 265.4514
| Small commercial batteries (≤100 kW) | Slow growth (Low) | 1.605 | 2.3781 | 2.9653 | 3.2917 | 3.7071 | 4.382 | 5.2339 | 6.2519 | 7.4722 | 8.7524 | 9.603 | 10.9224 | 12.5175
| Large commercial batteries (>100 kW) | Slow growth (Low) | 0.097847 | 0.10519 | 0.10972 | 0.1116 | 0.11413 | 0.11854 | 0.12405 | 0.13043 | 0.13787 | 0.14527 | 0.14918 | 0.15594 | 0.16404
| Residential batteries | Neutral (Expected) | 29.0945 | 37.0842 | 47.8615 | 61.6566 | 79.3077 | 101.552 | 129.9864 | 167.1796 | 210.6647 | 258.3458 | 310.1638 | 376.4578 | 470.9146
| Small commercial batteries (≤100 kW) | Neutral (Expected) | 2.0602 | 5.4907 | 8.6047 | 9.8755 | 12.1285 | 14.8793 | 18.2381 | 22.342 | 27.351 | 32.9178 | 37.4764 | 44.6148 | 53.1342
| Large commercial batteries (>100 kW) | Neutral (Expected) | 0.10187 | 0.13428 | 0.16807 | 0.17446 | 0.18872 | 0.20735 | 0.23371 | 0.26841 | 0.31281 | 0.36524 | 0.41409 | 0.49168 | 0.59024
| Residential batteries | Fast growth (High) | 29.2235 | 37.9252 | 49.9119 | 65.6729 | 86.3892 | 113.5354 | 149.2479 | 196.3329 | 257.7934 | 338.1835 | 442.3399 | 575.8574 | 747.0881
| Small commercial batteries (≤100 kW) | Fast growth (High) | 2.3837 | 7.6835 | 12.5278 | 14.6088 | 18.2865 | 22.869 | 28.5797 | 35.6947 | 44.5474 | 54.6576 | 63.4958 | 77.1076 | 93.6159
| Large commercial batteries (>100 kW) | Fast growth (High) | 0.10464 | 0.15415 | 0.2065 | 0.21189 | 0.22729 | 0.24544 | 0.26857 | 0.29828 | 0.34446 | 0.39735 | 0.43858 | 0.50906 | 0.60694
| Residential batteries | High DER | 29.338 | 38.6744 | 51.7322 | 69.1649 | 92.4327 | 123.3903 | 164.7538 | 220.1436 | 293.5488 | 390.9706 | 518.9624 | 684.1462 | 896.6067
| Small commercial batteries (≤100 kW) | High DER | 2.5082 | 8.5851 | 14.3987 | 16.9982 | 21.6493 | 27.5343 | 34.9854 | 44.4258 | 56.3637 | 70.2856 | 83.018 | 102.4746 | 126.4769
| Large commercial batteries (>100 kW) | High DER | 0.10568 | 0.16043 | 0.2131 | 0.21219 | 0.22387 | 0.24177 | 0.27012 | 0.30539 | 0.35813 | 0.4248 | 0.48532 | 0.58476 | 0.71868
| Residential batteries | Low DER | 28.8203 | 34.0204 | 36.1481 | 39.6932 | 45.2225 | 55.4585 | 65.4017 | 81.827 | 102.0313 | 125.2151 | 147.0593 | 169.1066 | 210.2261
| Small commercial batteries (≤100 kW) | Low DER | 1.5521 | 2.0334 | 2.4062 | 2.6423 | 2.9294 | 3.3593 | 3.8975 | 4.5495 | 5.338 | 6.103 | 6.4478 | 7.0318 | 8.0664
| Large commercial batteries (>100 kW) | Low DER | 0.097388 | 0.10188 | 0.10357 | 0.10801 | 0.11411 | 0.12227 | 0.13243 | 0.14464 | 0.16018 | 0.1765 | 0.18726 | 0.20184 | 0.22535
Number of batteries
| Type | Scenario | 2017-18 | 2018-19 | 2019-20 | 2020-21 | 2021-22 | 2022-23 | 2023-24 | 2024-25 | 2025-26 | 2026-27 | 2027-28 | 2028-29 | 2029-30
| Residential batteries | Slow growth (Low) | 2901 | 3571 | 4142 | 4870 | 5997 | 7081 | 8466 | 10658 | 13274 | 15945 | 18443 | 21348 | 25357
| Small commercial batteries (≤100 kW) | Slow growth (Low) | 27 | 40 | 49 | 54 | 60 | 70 | 82 | 97 | 115 | 134 | 146 | 165 | 188
| Large commercial batteries (>100 kW) | Slow growth (Low) | 0 | 0 | 0 | 0 | 0 | 1 | 1 | 1 | 1 | 1 | 1 | 1 | 1
| Residential batteries | Neutral (Expected) | 2915 | 3728 | 4767 | 6090 | 7774 | 9888 | 12577 | 16074 | 20156 | 24635 | 29504 | 35682 | 44390
| Small commercial batteries (≤100 kW) | Neutral (Expected) | 35 | 90 | 137 | 156 | 189 | 230 | 280 | 340 | 414 | 495 | 561 | 664 | 786
| Large commercial batteries (>100 kW) | Neutral (Expected) | 0 | 1 | 1 | 1 | 2 | 2 | 2 | 3 | 3 | 4 | 5 | 6 | 7
| Residential batteries | Fast growth (High) | 2928 | 3811 | 4963 | 6470 | 8441 | 11011 | 14375 | 18788 | 24521 | 31983 | 41607 | 53891 | 69574
| Small commercial batteries (≤100 kW) | Fast growth (High) | 40 | 125 | 198 | 229 | 284 | 352 | 437 | 541 | 671 | 818 | 946 | 1143 | 1380
| Large commercial batteries (>100 kW) | Fast growth (High) | 0 | 1 | 2 | 2 | 2 | 3 | 3 | 3 | 4 | 5 | 5 | 6 | 8
| Residential batteries | High DER | 2940 | 3885 | 5137 | 6800 | 9010 | 11935 | 15824 | 21005 | 27839 | 36866 | 48670 | 63842 | 83274
| Small commercial batteries (≤100 kW) | High DER | 42 | 139 | 227 | 266 | 335 | 423 | 533 | 672 | 847 | 1050 | 1234 | 1515 | 1859
| Large commercial batteries (>100 kW) | High DER | 0 | 1 | 2 | 2 | 2 | 2 | 3 | 3 | 4 | 5 | 6 | 7 | 9
| Residential batteries | Low DER | 2888 | 3434 | 3663 | 4025 | 4572 | 5553 | 6511 | 8062 | 9963 | 12140 | 14208 | 16301 | 20095
| Small commercial batteries (≤100 kW) | Low DER | 26 | 34 | 40 | 43 | 48 | 54 | 62 | 72 | 83 | 94 | 99 | 108 | 123
| Large commercial batteries (>100 kW) | Low DER | 0 | 0 | 0 | 0 | 0 | 1 | 1 | 1 | 1 | 1 | 2 | 2 | 2

## Monthly battery charge profiles
Battery charge profiles by month (%) CSIRO
| Time of day | Month | Commercial battery charge profile | Commercial battery discharge profile | Commercial battery state of charge | Residential battery charge profile | Residential battery discharge profile | Residential battery state of charge
| 0:00 | 1 | 0% | 0% | 6.01% | 0% | 23.82% | 53.14%
| 0:30 | 1 | 0% | 0% | 6.01% | 0% | 22.58% | 49.37%
| 1:00 | 1 | 0% | 0% | 6.01% | 0% | 22.73% | 45.57%
| 1:30 | 1 | 0% | 0% | 6.01% | 0% | 21.96% | 41.91%
| 2:00 | 1 | 0% | 0% | 6.01% | 0% | 20.82% | 38.44%
| 2:30 | 1 | 0% | 0% | 6.01% | 0% | 19.08% | 35.25%
| 3:00 | 1 | 0% | 0% | 6.01% | 0% | 17.83% | 32.28%
| 3:30 | 1 | 0% | 0% | 6.01% | 0% | 15.28% | 29.73%
| 4:00 | 1 | 0% | 0% | 6.01% | 0% | 15.64% | 27.12%
| 4:30 | 1 | 0% | 0% | 6.01% | 0% | 15.2% | 24.58%
| 5:00 | 1 | 0% | 0% | 6.01% | 0% | 14.77% | 22.12%
| 5:30 | 1 | 0% | 0% | 6.01% | 0% | 13.98% | 19.78%
| 6:00 | 1 | 0% | 0% | 6.01% | 0.1402% | 11.53% | 17.89%
| 6:30 | 1 | 0% | 0% | 6.01% | 3.756% | 6.269% | 17.47%
| 7:00 | 1 | 0.7447% | 0% | 6.117% | 16.07% | 2.398% | 19.76%
| 7:30 | 1 | 10.18% | 0% | 7.579% | 37.72% | 1.127% | 25.87%
| 8:00 | 1 | 31.75% | 0% | 12.14% | 60.03% | 0.4133% | 35.82%
| 8:30 | 1 | 51.2% | 0% | 19.5% | 69.69% | 0.225% | 47.41%
| 9:00 | 1 | 70.37% | 0% | 29.61% | 70.86% | 0.4192% | 59.16%
| 9:30 | 1 | 82.47% | 0% | 41.46% | 66.91% | 0.1397% | 70.3%
| 10:00 | 1 | 88.98% | 0% | 54.24% | 61.59% | 0.05219% | 80.57%
| 10:30 | 1 | 86.56% | 0.1376% | 66.66% | 44.69% | 0.02147% | 88.02%
| 11:00 | 1 | 63.25% | 0.1644% | 75.72% | 23.57% | 0.01588% | 91.94%
| 11:30 | 1 | 44.84% | 0.5104% | 82.09% | 13.25% | 0.02664% | 94.15%
| 12:00 | 1 | 26.56% | 0.0562% | 85.9% | 8.053% | 0.04143% | 95.48%
| 12:30 | 1 | 15.67% | 0.05574% | 88.15% | 4.71% | 0.06091% | 96.26%
| 13:00 | 1 | 7.998% | 0% | 89.3% | 2.547% | 0.04061% | 96.67%
| 13:30 | 1 | 5.945% | 0.02907% | 90.15% | 1.427% | 0.04578% | 96.9%
| 14:00 | 1 | 4.28% | 0.5398% | 90.69% | 0.9439% | 0.04303% | 97.05%
| 14:30 | 1 | 3.428% | 0.92% | 91.05% | 0.5252% | 0.0401% | 97.13%
| 15:00 | 1 | 2.279% | 1.298% | 91.2% | 0.2385% | 0.0468% | 97.17%
| 15:30 | 1 | 0.4479% | 3.733% | 90.72% | 0.134% | 0.07244% | 97.18%
| 16:00 | 1 | 0.1998% | 8.692% | 89.5% | 0.05719% | 0.1854% | 97.16%
| 16:30 | 1 | 0% | 22.84% | 86.22% | 0.02948% | 0.3538% | 97.1%
| 17:00 | 1 | 0% | 51.75% | 78.78% | 0.0373% | 1.021% | 96.94%
| 17:30 | 1 | 0% | 83.81% | 66.73% | 0.04554% | 1.705% | 96.66%
| 18:00 | 1 | 0% | 95.82% | 52.96% | 0.01087% | 6.069% | 95.65%
| 18:30 | 1 | 0% | 93.39% | 39.54% | 0% | 17.98% | 92.65%
| 19:00 | 1 | 0% | 89.52% | 26.68% | 0% | 19.67% | 89.37%
| 19:30 | 1 | 0% | 80.65% | 15.09% | 0% | 20.57% | 85.94%
| 20:00 | 1 | 0% | 49.19% | 8.027% | 0% | 20.36% | 82.54%
| 20:30 | 1 | 0% | 14.03% | 6.013% | 0% | 20.47% | 79.12%
| 21:00 | 1 | 0% | 0.1613% | 5.99% | 0% | 21.6% | 75.52%
| 21:30 | 1 | 0% | 0% | 5.99% | 0% | 21.37% | 71.95%
| 22:00 | 1 | 0% | 0% | 5.99% | 0% | 21.82% | 68.31%
| 22:30 | 1 | 0% | 0% | 5.99% | 0% | 22.57% | 64.55%
| 23:00 | 1 | 0% | 0% | 5.99% | 0% | 23.26% | 60.67%
| 23:30 | 1 | 0% | 0% | 5.99% | 0% | 23.69% | 56.71%
| 0:00 | 2 | 0% | 0% | 6.106% | 0% | 22.51% | 52.41%
| 0:30 | 2 | 0% | 0% | 6.106% | 0% | 22.64% | 48.63%
| 1:00 | 2 | 0% | 0% | 6.106% | 0% | 21.39% | 45.06%
| 1:30 | 2 | 0% | 0% | 6.106% | 0% | 20.11% | 41.71%
| 2:00 | 2 | 0% | 0% | 6.106% | 0% | 17.82% | 38.74%
| 2:30 | 2 | 0% | 0% | 6.106% | 0% | 17.32% | 35.85%
| 3:00 | 2 | 0% | 0% | 6.106% | 0% | 16.75% | 33.06%
| 3:30 | 2 | 0% | 0% | 6.106% | 0% | 16.65% | 30.28%
| 4:00 | 2 | 0% | 0% | 6.106% | 0% | 16.64% | 27.51%
| 4:30 | 2 | 0% | 0% | 6.106% | 0% | 17.29% | 24.62%
| 5:00 | 2 | 0% | 0% | 6.106% | 0% | 17.03% | 21.78%
| 5:30 | 2 | 0% | 0% | 6.106% | 0% | 15.39% | 19.22%
| 6:00 | 2 | 0% | 0% | 6.106% | 0% | 13.9% | 16.9%
| 6:30 | 2 | 0% | 0% | 6.106% | 0.01432% | 12.56% | 14.81%
| 7:00 | 2 | 0% | 0% | 6.106% | 4.474% | 5.841% | 14.58%
| 7:30 | 2 | 1.7% | 0% | 6.35% | 22.03% | 1.587% | 17.99%
| 8:00 | 2 | 14.58% | 0% | 8.448% | 44.54% | 0.9653% | 25.25%
| 8:30 | 2 | 35.3% | 0% | 13.53% | 64.88% | 0.4488% | 35.99%
| 9:00 | 2 | 59.1% | 0% | 22.03% | 73.16% | 0.4322% | 48.11%
| 9:30 | 2 | 77.85% | 0% | 33.22% | 71.94% | 0.3355% | 60.05%
| 10:00 | 2 | 85.1% | 0% | 45.45% | 67.54% | 0.09383% | 71.3%
| 10:30 | 2 | 87.06% | 0.1704% | 57.95% | 58.11% | 0.08764% | 80.98%
| 11:00 | 2 | 79.3% | 0.1555% | 69.32% | 35.73% | 0.03795% | 86.94%
| 11:30 | 2 | 57.95% | 0.5625% | 77.57% | 20.41% | 0.05342% | 90.34%
| 12:00 | 2 | 36.07% | 0.2082% | 82.71% | 11.65% | 0.052% | 92.28%
| 12:30 | 2 | 16.16% | 0.3689% | 84.98% | 6.693% | 0.02188% | 93.4%
| 13:00 | 2 | 8.43% | 1.04% | 86.04% | 3.14% | 0.07068% | 93.91%
| 13:30 | 2 | 4.216% | 2.151% | 86.34% | 1.686% | 0.1993% | 94.16%
| 14:00 | 2 | 2.831% | 1.851% | 86.48% | 1.418% | 0.2742% | 94.35%
| 14:30 | 2 | 2.238% | 1.792% | 86.55% | 1.368% | 0.2354% | 94.54%
| 15:00 | 2 | 1.28% | 2.045% | 86.44% | 1.158% | 0.2373% | 94.7%
| 15:30 | 2 | 0.5861% | 3.89% | 85.96% | 0.8915% | 0.3866% | 94.78%
| 16:00 | 2 | 0.1576% | 8.387% | 84.78% | 0.5665% | 0.5427% | 94.78%
| 16:30 | 2 | 0% | 25.37% | 81.14% | 0.4513% | 0.6707% | 94.75%
| 17:00 | 2 | 0% | 57.95% | 72.81% | 0.472% | 1.775% | 94.53%
| 17:30 | 2 | 0% | 85.02% | 60.59% | 0.1337% | 3.296% | 94%
| 18:00 | 2 | 0% | 88.75% | 47.83% | 0.00696% | 14.57% | 91.57%
| 18:30 | 2 | 0% | 87.86% | 35.2% | 0% | 19.01% | 88.4%
| 19:00 | 2 | 0% | 84.11% | 23.11% | 0% | 18.65% | 85.29%
| 19:30 | 2 | 0% | 74.82% | 12.35% | 0% | 19.63% | 82.01%
| 20:00 | 2 | 0% | 36.43% | 7.112% | 0% | 18.75% | 78.89%
| 20:30 | 2 | 0% | 7.143% | 6.085% | 0% | 17.54% | 75.96%
| 21:00 | 2 | 0% | 0% | 6.085% | 0% | 17.94% | 72.97%
| 21:30 | 2 | 0% | 0% | 6.085% | 0% | 17.76% | 70.01%
| 22:00 | 2 | 0% | 0% | 6.085% | 0% | 18.89% | 66.86%
| 22:30 | 2 | 0% | 0% | 6.085% | 0% | 20.14% | 63.5%
| 23:00 | 2 | 0% | 0% | 6.085% | 0% | 21.63% | 59.89%
| 23:30 | 2 | 0% | 0% | 6.085% | 0% | 22.06% | 56.21%
| 0:00 | 3 | 0% | 0% | 5.724% | 0% | 20.67% | 52.91%
| 0:30 | 3 | 0% | 0% | 5.724% | 0% | 21.04% | 49.4%
| 1:00 | 3 | 0% | 0% | 5.724% | 0% | 19.56% | 46.14%
| 1:30 | 3 | 0% | 0% | 5.724% | 0% | 19.36% | 42.91%
| 2:00 | 3 | 0% | 0% | 5.724% | 0% | 16.92% | 40.08%
| 2:30 | 3 | 0% | 0% | 5.724% | 0% | 16.84% | 37.28%
| 3:00 | 3 | 0% | 0% | 5.724% | 0% | 16.92% | 34.45%
| 3:30 | 3 | 0% | 0% | 5.724% | 0% | 16.74% | 31.66%
| 4:00 | 3 | 0% | 0% | 5.724% | 0% | 17.27% | 28.78%
| 4:30 | 3 | 0% | 0% | 5.724% | 0% | 17.82% | 25.81%
| 5:00 | 3 | 0% | 0% | 5.724% | 0% | 17.35% | 22.91%
| 5:30 | 3 | 0% | 0% | 5.724% | 0% | 16.48% | 20.16%
| 6:00 | 3 | 0% | 0% | 5.724% | 0% | 14.84% | 17.69%
| 6:30 | 3 | 0% | 0% | 5.724% | 0% | 13.05% | 15.51%
| 7:00 | 3 | 0% | 0% | 5.724% | 0.6349% | 8.679% | 14.17%
| 7:30 | 3 | 0.1164% | 0% | 5.74% | 12.67% | 2.897% | 15.8%
| 8:00 | 3 | 6.409% | 0% | 6.662% | 34.75% | 1.811% | 21.3%
| 8:30 | 3 | 21.02% | 0% | 9.684% | 57.47% | 0.8639% | 30.74%
| 9:00 | 3 | 41.6% | 0% | 15.66% | 70.54% | 0.5093% | 42.42%
| 9:30 | 3 | 62.03% | 0% | 24.58% | 73.28% | 0.2256% | 54.61%
| 10:00 | 3 | 71.88% | 0% | 34.91% | 69.55% | 0.1049% | 66.2%
| 10:30 | 3 | 78.7% | 0.07874% | 46.21% | 62.5% | 0.0245% | 76.62%
| 11:00 | 3 | 78.8% | 0.04142% | 57.53% | 45.22% | 0.04697% | 84.15%
| 11:30 | 3 | 65.94% | 0.2426% | 66.97% | 23.9% | 0.07424% | 88.12%
| 12:00 | 3 | 49.49% | 0.5487% | 74% | 15.03% | 0.07404% | 90.62%
| 12:30 | 3 | 23.57% | 0.5247% | 77.32% | 10.26% | 0.01574% | 92.32%
| 13:00 | 3 | 13.84% | 0.6227% | 79.21% | 7.525% | 0.01182% | 93.58%
| 13:30 | 3 | 7.713% | 0.7068% | 80.22% | 5.46% | 0.04581% | 94.48%
| 14:00 | 3 | 4.85% | 1.99% | 80.63% | 2.951% | 0.1494% | 94.95%
| 14:30 | 3 | 2.942% | 3.283% | 80.58% | 1.802% | 0.1733% | 95.22%
| 15:00 | 3 | 1.014% | 7.356% | 79.67% | 1.319% | 0.1853% | 95.41%
| 15:30 | 3 | 0.5703% | 17.41% | 77.25% | 1.07% | 0.3395% | 95.54%
| 16:00 | 3 | 0.2486% | 30.69% | 72.87% | 0.5063% | 0.7388% | 95.5%
| 16:30 | 3 | 0.002757% | 53.49% | 65.19% | 0.1788% | 1.461% | 95.29%
| 17:00 | 3 | 0% | 73.99% | 54.55% | 0.01888% | 4.771% | 94.49%
| 17:30 | 3 | 0% | 81.55% | 42.83% | 0.01504% | 9.959% | 92.83%
| 18:00 | 3 | 0% | 79.35% | 31.43% | 0% | 16.63% | 90.06%
| 18:30 | 3 | 0% | 70.65% | 21.28% | 0% | 18.47% | 86.98%
| 19:00 | 3 | 0% | 60.16% | 12.63% | 0% | 18.02% | 83.97%
| 19:30 | 3 | 0% | 35.32% | 7.552% | 0% | 18.71% | 80.85%
| 20:00 | 3 | 0% | 12.1% | 5.814% | 0% | 17.19% | 77.98%
| 20:30 | 3 | 0% | 0.4839% | 5.744% | 0% | 16.17% | 75.28%
| 21:00 | 3 | 0% | 0% | 5.744% | 0% | 16.94% | 72.46%
| 21:30 | 3 | 0% | 0% | 5.744% | 0% | 17.32% | 69.57%
| 22:00 | 3 | 0% | 0% | 5.744% | 0% | 18.01% | 66.57%
| 22:30 | 3 | 0% | 0% | 5.744% | 0% | 19.16% | 63.37%
| 23:00 | 3 | 0% | 0% | 5.744% | 0% | 20.25% | 59.99%
| 23:30 | 3 | 0% | 0% | 5.744% | 0% | 20.56% | 56.56%
| 0:00 | 4 | 0% | 0% | 6.077% | 0% | 18.32% | 50.93%
| 0:30 | 4 | 0% | 0% | 6.077% | 0% | 18.7% | 47.81%
| 1:00 | 4 | 0% | 0% | 6.077% | 0% | 17.49% | 44.89%
| 1:30 | 4 | 0% | 0% | 6.077% | 0% | 17.1% | 42.04%
| 2:00 | 4 | 0% | 0% | 6.077% | 0% | 14.66% | 39.59%
| 2:30 | 4 | 0% | 0% | 6.077% | 0% | 13.56% | 37.33%
| 3:00 | 4 | 0% | 0% | 6.077% | 0% | 13.34% | 35.1%
| 3:30 | 4 | 0% | 0% | 6.077% | 0% | 14.15% | 32.74%
| 4:00 | 4 | 0% | 0% | 6.077% | 0% | 13.6% | 30.47%
| 4:30 | 4 | 0% | 0% | 6.077% | 0% | 14.4% | 28.07%
| 5:00 | 4 | 0% | 0% | 6.077% | 0% | 14.66% | 25.62%
| 5:30 | 4 | 0% | 0% | 6.077% | 0% | 15.98% | 22.95%
| 6:00 | 4 | 0% | 0% | 6.077% | 0% | 16.26% | 20.24%
| 6:30 | 4 | 0% | 0% | 6.077% | 0% | 14.65% | 17.79%
| 7:00 | 4 | 0% | 0% | 6.077% | 0% | 13.66% | 15.52%
| 7:30 | 4 | 0% | 0% | 6.077% | 1.613% | 7.854% | 14.47%
| 8:00 | 4 | 0.3756% | 0% | 6.13% | 16.44% | 2.234% | 16.85%
| 8:30 | 4 | 5.447% | 0% | 6.913% | 40.07% | 0.9545% | 23.38%
| 9:00 | 4 | 16.43% | 0% | 9.273% | 61.24% | 0.5365% | 33.52%
| 9:30 | 4 | 31.33% | 0% | 13.77% | 70.9% | 0.3615% | 45.3%
| 10:00 | 4 | 49.2% | 0% | 20.84% | 70.65% | 0.2893% | 57.05%
| 10:30 | 4 | 59.77% | 0.1203% | 29.41% | 67.03% | 0.2044% | 68.2%
| 11:00 | 4 | 66.46% | 0.07512% | 38.95% | 58.61% | 0.083% | 77.96%
| 11:30 | 4 | 68.48% | 0% | 48.79% | 40.47% | 0.09088% | 84.7%
| 12:00 | 4 | 59.49% | 0.46% | 57.27% | 23.48% | 0.06199% | 88.6%
| 12:30 | 4 | 45.89% | 0.9193% | 63.73% | 13.31% | 0.1064% | 90.79%
| 13:00 | 4 | 25.84% | 1.305% | 67.25% | 7.76% | 0.1096% | 92.07%
| 13:30 | 4 | 9.803% | 3.006% | 68.23% | 5.044% | 0.1636% | 92.88%
| 14:00 | 4 | 5.453% | 3.59% | 68.5% | 3.532% | 0.2782% | 93.42%
| 14:30 | 4 | 2.191% | 8.123% | 67.65% | 2.154% | 0.3288% | 93.72%
| 15:00 | 4 | 0.5138% | 23.32% | 64.37% | 1.051% | 0.5547% | 93.81%
| 15:30 | 4 | 0% | 46.68% | 57.67% | 0.4264% | 1.05% | 93.7%
| 16:00 | 4 | 0% | 59.93% | 49.06% | 0.1219% | 2.324% | 93.34%
| 16:30 | 4 | 0% | 66.69% | 39.48% | 0.01981% | 5.352% | 92.45%
| 17:00 | 4 | 0% | 66% | 30% | 0.000437% | 13.86% | 90.14%
| 17:30 | 4 | 0% | 61.17% | 21.21% | 0% | 13.51% | 87.88%
| 18:00 | 4 | 0% | 51.83% | 13.76% | 0% | 13.73% | 85.59%
| 18:30 | 4 | 0% | 34.67% | 8.776% | 0% | 15.88% | 82.94%
| 19:00 | 4 | 0% | 14% | 6.764% | 0% | 16.24% | 80.23%
| 19:30 | 4 | 0% | 4.5% | 6.118% | 0% | 17.23% | 77.36%
| 20:00 | 4 | 0% | 0% | 6.118% | 0% | 18.98% | 74.19%
| 20:30 | 4 | 0% | 0% | 6.118% | 0% | 18.76% | 71.06%
| 21:00 | 4 | 0% | 0% | 6.118% | 0% | 18.09% | 68.04%
| 21:30 | 4 | 0% | 0% | 6.118% | 0% | 16.27% | 65.33%
| 22:00 | 4 | 0% | 0% | 6.118% | 0% | 16.33% | 62.6%
| 22:30 | 4 | 0% | 0% | 6.118% | 0% | 16.68% | 59.82%
| 23:00 | 4 | 0% | 0% | 6.118% | 0% | 17.48% | 56.9%
| 23:30 | 4 | 0% | 0% | 6.118% | 0% | 18.1% | 53.88%
| 0:00 | 5 | 0% | 0% | 6.309% | 0.00137% | 15.41% | 44.18%
| 0:30 | 5 | 0% | 0% | 6.309% | 0.00185% | 15.34% | 41.62%
| 1:00 | 5 | 0% | 0% | 6.309% | 0.001496% | 14.91% | 39.13%
| 1:30 | 5 | 0% | 0% | 6.309% | 0.002212% | 14.03% | 36.79%
| 2:00 | 5 | 0% | 0% | 6.309% | 0.003017% | 12.62% | 34.69%
| 2:30 | 5 | 0% | 0% | 6.309% | 0.002351% | 11.64% | 32.75%
| 3:00 | 5 | 0% | 0% | 6.309% | 0.00334% | 10.31% | 31.02%
| 3:30 | 5 | 0% | 0% | 6.309% | 0.003357% | 10.01% | 29.35%
| 4:00 | 5 | 0% | 0% | 6.309% | 0.004521% | 10.19% | 27.65%
| 4:30 | 5 | 0% | 0% | 6.309% | 0.00291% | 11.37% | 25.76%
| 5:00 | 5 | 0% | 0% | 6.309% | 0.00137% | 12.93% | 23.6%
| 5:30 | 5 | 0% | 0% | 6.309% | 0.0004917% | 15.44% | 21.02%
| 6:00 | 5 | 0% | 0% | 6.309% | 0.002211% | 15.91% | 18.37%
| 6:30 | 5 | 0% | 0% | 6.309% | 0.002779% | 13.92% | 16.04%
| 7:00 | 5 | 0% | 0% | 6.309% | 0.008832% | 12.16% | 14.01%
| 7:30 | 5 | 0% | 0% | 6.309% | 0.05518% | 9.901% | 12.37%
| 8:00 | 5 | 0% | 0% | 6.309% | 3.194% | 4.302% | 12.19%
| 8:30 | 5 | 0.3335% | 0% | 6.357% | 19.49% | 1.389% | 15.21%
| 9:00 | 5 | 3.141% | 0% | 6.808% | 39.96% | 0.7217% | 21.76%
| 9:30 | 5 | 9.902% | 0% | 8.229% | 57.54% | 0.3607% | 31.31%
| 10:00 | 5 | 18.53% | 0.004174% | 10.89% | 65.71% | 0.353% | 42.22%
| 10:30 | 5 | 28.95% | 0.04318% | 15.04% | 67.43% | 0.3103% | 53.43%
| 11:00 | 5 | 37.41% | 0.03688% | 20.4% | 66.34% | 0.1403% | 64.48%
| 11:30 | 5 | 41.21% | 0.09287% | 26.31% | 59.77% | 0.03197% | 74.45%
| 12:00 | 5 | 39.37% | 0.5848% | 31.88% | 40.36% | 0.05578% | 81.17%
| 12:30 | 5 | 33.05% | 1.461% | 36.41% | 26.02% | 0.04991% | 85.5%
| 13:00 | 5 | 21% | 2.007% | 39.14% | 17.12% | 0.1024% | 88.34%
| 13:30 | 5 | 7.171% | 7.559% | 39.09% | 9.764% | 0.2167% | 89.93%
| 14:00 | 5 | 2.537% | 11.52% | 37.8% | 5.55% | 0.3569% | 90.79%
| 14:30 | 5 | 0.421% | 24.26% | 34.38% | 3.074% | 0.6656% | 91.19%
| 15:00 | 5 | 0.04979% | 30.57% | 30% | 1.575% | 1.291% | 91.24%
| 15:30 | 5 | 0% | 34.55% | 25.03% | 0.4247% | 3.076% | 90.8%
| 16:00 | 5 | 0% | 33.81% | 20.18% | 0.06348% | 7.687% | 89.53%
| 16:30 | 5 | 0% | 28.71% | 16.05% | 0% | 14.75% | 87.07%
| 17:00 | 5 | 0% | 25.16% | 12.44% | 0% | 16.61% | 84.29%
| 17:30 | 5 | 0% | 20% | 9.569% | 0% | 16.01% | 81.62%
| 18:00 | 5 | 0% | 14.52% | 7.484% | 0% | 18.01% | 78.62%
| 18:30 | 5 | 0% | 7.742% | 6.372% | 0.0003151% | 17.56% | 75.68%
| 19:00 | 5 | 0% | 0.8065% | 6.256% | 0.0006367% | 18.17% | 72.65%
| 19:30 | 5 | 0% | 0% | 6.256% | 0.001767% | 20.77% | 69.19%
| 20:00 | 5 | 0% | 0% | 6.256% | 0.002548% | 20.89% | 65.7%
| 20:30 | 5 | 0% | 0% | 6.256% | 0.004598% | 20.67% | 62.25%
| 21:00 | 5 | 0% | 0% | 6.256% | 0.00616% | 18.15% | 59.22%
| 21:30 | 5 | 0% | 0% | 6.256% | 0.01136% | 14.98% | 56.72%
| 22:00 | 5 | 0% | 0% | 6.256% | 0.008731% | 15.15% | 54.2%
| 22:30 | 5 | 0% | 0% | 6.256% | 0.00789% | 15.61% | 51.59%
| 23:00 | 5 | 0% | 0% | 6.256% | 0.007622% | 15.34% | 49.03%
| 23:30 | 5 | 0% | 0% | 6.256% | 0.01171% | 15.9% | 46.38%
| 0:00 | 6 | 0% | 0% | 6.136% | 0% | 13.93% | 35.25%
| 0:30 | 6 | 0% | 0% | 6.136% | 0% | 14.1% | 32.9%
| 1:00 | 6 | 0% | 0% | 6.136% | 0% | 13.98% | 30.57%
| 1:30 | 6 | 0% | 0% | 6.136% | 0% | 12.57% | 28.47%
| 2:00 | 6 | 0% | 0% | 6.136% | 0% | 11.32% | 26.58%
| 2:30 | 6 | 0% | 0% | 6.136% | 0% | 10.41% | 24.84%
| 3:00 | 6 | 0% | 0% | 6.136% | 0% | 9.702% | 23.22%
| 3:30 | 6 | 0% | 0% | 6.136% | 0% | 10.26% | 21.51%
| 4:00 | 6 | 0% | 0% | 6.136% | 0% | 8.545% | 20.08%
| 4:30 | 6 | 0% | 0% | 6.136% | 0% | 9.888% | 18.43%
| 5:00 | 6 | 0% | 0% | 6.136% | 0% | 10.69% | 16.65%
| 5:30 | 6 | 0% | 0% | 6.136% | 0% | 12.82% | 14.51%
| 6:00 | 6 | 0% | 0% | 6.136% | 0% | 13.06% | 12.33%
| 6:30 | 6 | 0% | 0% | 6.136% | 0% | 10.35% | 10.6%
| 7:00 | 6 | 0% | 0% | 6.136% | 0% | 8.299% | 9.219%
| 7:30 | 6 | 0% | 0% | 6.136% | 0% | 6.702% | 8.1%
| 8:00 | 6 | 0% | 0% | 6.136% | 0.006173% | 5.357% | 7.207%
| 8:30 | 6 | 0% | 0% | 6.136% | 3.992% | 2.177% | 7.51%
| 9:00 | 6 | 0.1844% | 0% | 6.163% | 21.43% | 0.6245% | 10.98%
| 9:30 | 6 | 4.109% | 0% | 6.754% | 43.01% | 0.3363% | 18.11%
| 10:00 | 6 | 12.8% | 0% | 8.595% | 59.78% | 0.265% | 28.05%
| 10:30 | 6 | 25.98% | 0% | 12.33% | 67.08% | 0.2923% | 39.2%
| 11:00 | 6 | 36.6% | 0% | 17.59% | 68.42% | 0.2184% | 50.58%
| 11:30 | 6 | 43.01% | 0.1834% | 23.74% | 67.77% | 0.1872% | 61.86%
| 12:00 | 6 | 43.99% | 0.4143% | 30.01% | 58.85% | 0.1722% | 71.66%
| 12:30 | 6 | 38.76% | 0.9412% | 35.44% | 37.99% | 0.1134% | 77.98%
| 13:00 | 6 | 25.52% | 2.25% | 38.79% | 23.31% | 0.1897% | 81.83%
| 13:30 | 6 | 8.788% | 8.676% | 38.81% | 14.28% | 0.2317% | 84.17%
| 14:00 | 6 | 2.431% | 15.46% | 36.94% | 7.591% | 0.3681% | 85.37%
| 14:30 | 6 | 0.8027% | 26.36% | 33.26% | 3.751% | 1.016% | 85.82%
| 15:00 | 6 | 0% | 34.52% | 28.3% | 1.534% | 2.671% | 85.64%
| 15:30 | 6 | 0% | 37.71% | 22.88% | 0.2933% | 6.229% | 84.64%
| 16:00 | 6 | 0% | 34.17% | 17.97% | 0.004799% | 14.35% | 82.25%
| 16:30 | 6 | 0% | 28.17% | 13.92% | 0% | 16.97% | 79.42%
| 17:00 | 6 | 0% | 23.17% | 10.59% | 0% | 17.08% | 76.57%
| 17:30 | 6 | 0% | 18.17% | 7.974% | 0% | 17.71% | 73.61%
| 18:00 | 6 | 0% | 9.833% | 6.561% | 0% | 20.24% | 70.23%
| 18:30 | 6 | 0% | 2.5% | 6.201% | 0% | 18.78% | 67.1%
| 19:00 | 6 | 0% | 0% | 6.201% | 0% | 17.65% | 64.15%
| 19:30 | 6 | 0% | 0% | 6.201% | 0% | 19.96% | 60.82%
| 20:00 | 6 | 0% | 0% | 6.201% | 0% | 21.8% | 57.18%
| 20:30 | 6 | 0% | 0% | 6.201% | 0% | 22.32% | 53.46%
| 21:00 | 6 | 0% | 0% | 6.201% | 0% | 19.34% | 50.23%
| 21:30 | 6 | 0% | 0% | 6.201% | 0% | 16.84% | 47.42%
| 22:00 | 6 | 0% | 0% | 6.201% | 0% | 15.93% | 44.76%
| 22:30 | 6 | 0% | 0% | 6.201% | 0% | 16.48% | 42.01%
| 23:00 | 6 | 0% | 0% | 6.201% | 0% | 15.2% | 39.48%
| 23:30 | 6 | 0% | 0% | 6.201% | 0% | 14.42% | 37.07%
| 0:00 | 7 | 0% | 0% | 6.189% | 0% | 6.905% | 23.65%
| 0:30 | 7 | 0% | 0% | 6.189% | 0% | 5.689% | 22.7%
| 1:00 | 7 | 0% | 0% | 6.189% | 0% | 5.217% | 21.83%
| 1:30 | 7 | 0% | 0% | 6.189% | 0% | 4.867% | 21.02%
| 2:00 | 7 | 0% | 0% | 6.189% | 0% | 4.453% | 20.28%
| 2:30 | 7 | 0% | 0% | 6.189% | 0% | 4.332% | 19.55%
| 3:00 | 7 | 0% | 0% | 6.189% | 0% | 4.125% | 18.86%
| 3:30 | 7 | 0% | 0% | 6.189% | 0% | 3.988% | 18.2%
| 4:00 | 7 | 0% | 0% | 6.189% | 0% | 4.077% | 17.52%
| 4:30 | 7 | 0% | 0% | 6.189% | 0% | 3.991% | 16.85%
| 5:00 | 7 | 0% | 0% | 6.189% | 0% | 4.113% | 16.17%
| 5:30 | 7 | 0% | 0% | 6.189% | 0% | 4.114% | 15.48%
| 6:00 | 7 | 0% | 0% | 6.189% | 0% | 3.666% | 14.87%
| 6:30 | 7 | 0% | 0% | 6.189% | 0% | 3.88% | 14.22%
| 7:00 | 7 | 0% | 0% | 6.189% | 0% | 4.36% | 13.49%
| 7:30 | 7 | 0% | 0% | 6.189% | 0.01793% | 4.856% | 12.69%
| 8:00 | 7 | 0% | 0% | 6.189% | 3.434% | 2.578% | 12.83%
| 8:30 | 7 | 0.2188% | 0% | 6.22% | 19.16% | 1.216% | 15.82%
| 9:00 | 7 | 2.318% | 0% | 6.554% | 41.77% | 0.704% | 22.67%
| 9:30 | 7 | 8.045% | 0% | 7.71% | 59.96% | 0.3778% | 32.61%
| 10:00 | 7 | 17.15% | 0% | 10.18% | 66.74% | 0.3562% | 43.68%
| 10:30 | 7 | 27.88% | 0% | 14.18% | 67.59% | 0.2137% | 54.93%
| 11:00 | 7 | 39.35% | 0.1965% | 19.81% | 66.91% | 0.2795% | 66.04%
| 11:30 | 7 | 43.58% | 0.5335% | 26% | 58.65% | 0.3223% | 75.78%
| 12:00 | 7 | 42.83% | 0.6128% | 32.07% | 40.18% | 0.4865% | 82.41%
| 12:30 | 7 | 37.08% | 1.497% | 37.18% | 23.11% | 0.5737% | 86.17%
| 13:00 | 7 | 25.27% | 3.248% | 40.35% | 14.3% | 0.4746% | 88.48%
| 13:30 | 7 | 10.45% | 5.583% | 41.05% | 8.275% | 0.6789% | 89.75%
| 14:00 | 7 | 2.765% | 12.78% | 39.61% | 4.974% | 0.93% | 90.42%
| 14:30 | 7 | 0.4137% | 20.29% | 36.76% | 3.067% | 1.299% | 90.71%
| 15:00 | 7 | 0.04866% | 29.13% | 32.58% | 1.976% | 1.793% | 90.74%
| 15:30 | 7 | 0% | 35.86% | 27.42% | 0.8734% | 3.566% | 90.29%
| 16:00 | 7 | 0% | 36.87% | 22.12% | 0.2438% | 7.661% | 89.05%
| 16:30 | 7 | 0% | 32.9% | 17.39% | 0.008316% | 19.16% | 85.86%
| 17:00 | 7 | 0% | 28.39% | 13.31% | 0% | 26.44% | 81.45%
| 17:30 | 7 | 0% | 23.87% | 9.874% | 0% | 33.21% | 75.91%
| 18:00 | 7 | 0% | 17.74% | 7.322% | 0% | 38.26% | 69.52%
| 18:30 | 7 | 0% | 7.097% | 6.302% | 0% | 39.61% | 62.92%
| 19:00 | 7 | 0% | 0.6452% | 6.209% | 0% | 39.49% | 56.33%
| 19:30 | 7 | 0% | 0% | 6.209% | 0% | 37.48% | 50.07%
| 20:00 | 7 | 0% | 0% | 6.209% | 0% | 33.02% | 44.56%
| 20:30 | 7 | 0% | 0% | 6.209% | 0% | 27.49% | 39.98%
| 21:00 | 7 | 0% | 0% | 6.209% | 0% | 23.07% | 36.13%
| 21:30 | 7 | 0% | 0% | 6.209% | 0% | 18.55% | 33.03%
| 22:00 | 7 | 0% | 0% | 6.209% | 0% | 15.86% | 30.39%
| 22:30 | 7 | 0% | 0% | 6.209% | 0% | 13.77% | 28.09%
| 23:00 | 7 | 0% | 0% | 6.209% | 0% | 11.33% | 26.2%
| 23:30 | 7 | 0% | 0% | 6.209% | 0% | 8.087% | 24.85%
| 0:00 | 8 | 0% | 0% | 6.13% | 0% | 8.794% | 34.21%
| 0:30 | 8 | 0% | 0% | 6.13% | 0% | 7.52% | 32.96%
| 1:00 | 8 | 0% | 0% | 6.13% | 0% | 7.228% | 31.75%
| 1:30 | 8 | 0% | 0% | 6.13% | 0% | 6.858% | 30.61%
| 2:00 | 8 | 0% | 0% | 6.13% | 0% | 6.503% | 29.52%
| 2:30 | 8 | 0% | 0% | 6.13% | 0% | 6.554% | 28.43%
| 3:00 | 8 | 0% | 0% | 6.13% | 0% | 6.059% | 27.42%
| 3:30 | 8 | 0% | 0% | 6.13% | 0% | 5.268% | 26.54%
| 4:00 | 8 | 0% | 0% | 6.13% | 0% | 5.314% | 25.65%
| 4:30 | 8 | 0% | 0% | 6.13% | 0% | 5.516% | 24.73%
| 5:00 | 8 | 0% | 0% | 6.13% | 0% | 5.105% | 23.88%
| 5:30 | 8 | 0% | 1.129% | 6.614% | 0% | 5.608% | 25.16%
| 6:00 | 8 | 0% | 0.9677% | 6.475% | 0% | 5.341% | 24.27%
| 6:30 | 8 | 0% | 0.6452% | 6.382% | 0% | 6.114% | 23.25%
| 7:00 | 8 | 0% | 0.6452% | 6.29% | 0.1665% | 6.418% | 22.21%
| 7:30 | 8 | 0.003731% | 0.6452% | 6.198% | 5.881% | 3.922% | 22.53%
| 8:00 | 8 | 0.6106% | 0.3226% | 6.24% | 21.14% | 1.695% | 25.77%
| 8:30 | 8 | 3.491% | 0% | 6.743% | 41.47% | 0.6208% | 32.59%
| 9:00 | 8 | 10.63% | 0% | 8.271% | 56.37% | 0.3621% | 41.93%
| 9:30 | 8 | 25.29% | 0% | 11.9% | 60.84% | 0.2488% | 52.04%
| 10:00 | 8 | 41.43% | 0.02042% | 17.85% | 61.29% | 0.1896% | 62.24%
| 10:30 | 8 | 50.12% | 0% | 25.05% | 58.21% | 0.127% | 71.93%
| 11:00 | 8 | 55.54% | 0.7097% | 32.93% | 48.7% | 0.09347% | 80.04%
| 11:30 | 8 | 58.36% | 0.8497% | 41.19% | 34.15% | 0.09107% | 85.72%
| 12:00 | 8 | 52.78% | 1.671% | 48.54% | 21.45% | 0.1225% | 89.28%
| 12:30 | 8 | 40.1% | 2.139% | 53.99% | 13.12% | 0.1203% | 91.45%
| 13:00 | 8 | 25% | 3.606% | 57.07% | 7.919% | 0.08675% | 92.76%
| 13:30 | 8 | 12.75% | 4.82% | 58.21% | 5.526% | 0.1597% | 93.65%
| 14:00 | 8 | 6.459% | 5.843% | 58.3% | 3.769% | 0.09763% | 94.26%
| 14:30 | 8 | 2.746% | 11.92% | 56.98% | 2.186% | 0.1468% | 94.6%
| 15:00 | 8 | 0.5103% | 21.62% | 53.94% | 1.391% | 0.303% | 94.79%
| 15:30 | 8 | 0.02193% | 38.41% | 47.77% | 2.452% | 0.6861% | 92.86%
| 16:00 | 8 | 0% | 50.69% | 40.49% | 1.304% | 2.024% | 92.74%
| 16:30 | 8 | 0% | 54.14% | 32.71% | 0.362% | 5.534% | 91.88%
| 17:00 | 8 | 0% | 53.02% | 25.09% | 0.004262% | 16.39% | 89.15%
| 17:30 | 8 | 0% | 49.35% | 18% | 0% | 25.18% | 84.94%
| 18:00 | 8 | 0% | 42.1% | 11.96% | 0% | 29.36% | 80.05%
| 18:30 | 8 | 0% | 26.61% | 8.198% | 0% | 32% | 73.8%
| 19:00 | 8 | 0% | 10.81% | 6.645% | 0% | 33.42% | 68.23%
| 19:30 | 8 | 0% | 3.548% | 6.135% | 0% | 32.18% | 62.86%
| 20:00 | 8 | 0% | 0.1613% | 6.112% | 0% | 30.04% | 57.85%
| 20:30 | 8 | 0% | 0% | 6.112% | 0% | 27.77% | 53.21%
| 21:00 | 8 | 0% | 0% | 6.112% | 0% | 23.72% | 49.26%
| 21:30 | 8 | 0% | 0% | 6.112% | 0% | 20.69% | 45.8%
| 22:00 | 8 | 0% | 0% | 6.112% | 0% | 18.22% | 42.76%
| 22:30 | 8 | 0% | 0% | 6.112% | 0% | 15.39% | 40.19%
| 23:00 | 8 | 0% | 0% | 6.112% | 0% | 13.1% | 38.01%
| 23:30 | 8 | 0% | 0% | 6.112% | 0% | 10.18% | 36.31%
| 0:00 | 9 | 0% | 0% | 5.833% | 0% | 8.653% | 47.28%
| 0:30 | 9 | 0% | 0% | 5.833% | 0% | 7.275% | 46.07%
| 1:00 | 9 | 0% | 0% | 5.833% | 0% | 7.332% | 44.85%
| 1:30 | 9 | 0% | 0% | 5.833% | 0% | 7.12% | 43.66%
| 2:00 | 9 | 0% | 0% | 5.833% | 0% | 7.526% | 42.4%
| 2:30 | 9 | 0% | 0% | 5.833% | 0% | 7.488% | 41.15%
| 3:00 | 9 | 0% | 0% | 5.833% | 0% | 7.289% | 39.94%
| 3:30 | 9 | 0% | 0% | 5.833% | 0% | 7.209% | 38.73%
| 4:00 | 9 | 0% | 0% | 5.833% | 0% | 6.966% | 37.57%
| 4:30 | 9 | 0% | 0% | 5.833% | 0% | 7.7% | 36.29%
| 5:00 | 9 | 0% | 0% | 5.833% | 0% | 7.898% | 34.97%
| 5:30 | 9 | 0% | 0% | 5.833% | 0% | 7.626% | 33.7%
| 6:00 | 9 | 0% | 0% | 5.833% | 0% | 7.094% | 32.51%
| 6:30 | 9 | 0% | 0% | 5.833% | 0.03929% | 7.069% | 31.34%
| 7:00 | 9 | 0% | 0% | 5.833% | 6.795% | 3.635% | 31.87%
| 7:30 | 9 | 0.5676% | 0% | 5.915% | 25.68% | 1.737% | 35.87%
| 8:00 | 9 | 9.484% | 0% | 7.278% | 49.78% | 0.834% | 44.04%
| 8:30 | 9 | 26.56% | 0.0234% | 11.09% | 65.28% | 0.3735% | 54.87%
| 9:00 | 9 | 45% | 0% | 17.56% | 65.45% | 0.1552% | 65.77%
| 9:30 | 9 | 57.55% | 0.02935% | 25.83% | 58.33% | 0.0922% | 75.48%
| 10:00 | 9 | 67.45% | 0.1857% | 35.5% | 49.06% | 0.06897% | 83.66%
| 10:30 | 9 | 72.99% | 0.172% | 45.97% | 34.94% | 0.04466% | 89.48%
| 11:00 | 9 | 72.19% | 0.2558% | 56.31% | 18.79% | 0.1123% | 92.6%
| 11:30 | 9 | 59.22% | 0.6108% | 64.74% | 10.67% | 0.1263% | 94.35%
| 12:00 | 9 | 39.68% | 1.851% | 70.18% | 6.125% | 0.1492% | 95.35%
| 12:30 | 9 | 25.72% | 3.693% | 73.34% | 3.262% | 0.1433% | 95.87%
| 13:00 | 9 | 15.78% | 3.721% | 75.07% | 1.557% | 0.1022% | 96.11%
| 13:30 | 9 | 8.233% | 4.583% | 75.6% | 1.339% | 0.08845% | 96.32%
| 14:00 | 9 | 6.055% | 5.978% | 75.61% | 1.041% | 0.1345% | 96.47%
| 14:30 | 9 | 3.118% | 11.55% | 74.4% | 0.7794% | 0.1574% | 96.57%
| 15:00 | 9 | 1.247% | 21.51% | 71.49% | 0.383% | 0.3164% | 96.58%
| 15:30 | 9 | 0.6198% | 31.96% | 66.98% | 0.238% | 0.6781% | 96.51%
| 16:00 | 9 | 0.2026% | 50.21% | 59.79% | 0.2519% | 1.13% | 96.36%
| 16:30 | 9 | 0% | 67.35% | 50.11% | 0.09484% | 3.442% | 95.8%
| 17:00 | 9 | 0% | 76.02% | 39.18% | 0.02677% | 9.148% | 94.28%
| 17:30 | 9 | 0% | 71.17% | 28.95% | 0% | 21.09% | 90.76%
| 18:00 | 9 | 0% | 62% | 20.03% | 0% | 24.28% | 86.71%
| 18:30 | 9 | 0% | 50% | 12.84% | 0% | 27.83% | 82.07%
| 19:00 | 9 | 0% | 33% | 8.101% | 0% | 28.71% | 77.28%
| 19:30 | 9 | 0% | 13.67% | 6.138% | 0% | 26.61% | 72.84%
| 20:00 | 9 | 0% | 2% | 5.851% | 0% | 25.77% | 68.54%
| 20:30 | 9 | 0% | 0% | 5.851% | 0% | 23.35% | 64.64%
| 21:00 | 9 | 0% | 0% | 5.851% | 0% | 21.45% | 61.06%
| 21:30 | 9 | 0% | 0% | 5.851% | 0% | 19.14% | 57.87%
| 22:00 | 9 | 0% | 0% | 5.851% | 0% | 16.66% | 55.09%
| 22:30 | 9 | 0% | 0% | 5.851% | 0% | 15.03% | 52.58%
| 23:00 | 9 | 0% | 0% | 5.851% | 0% | 13.15% | 50.39%
| 23:30 | 9 | 0% | 0% | 5.851% | 0% | 10.17% | 48.69%
| 0:00 | 10 | 0% | 0% | 5.897% | 0% | 8.799% | 51.08%
| 0:30 | 10 | 0% | 0% | 5.897% | 0% | 7.849% | 49.78%
| 1:00 | 10 | 0% | 0% | 5.897% | 0% | 8.025% | 48.44%
| 1:30 | 10 | 0% | 0% | 5.897% | 0% | 7.51% | 47.18%
| 2:00 | 10 | 0% | 0% | 5.897% | 0% | 7.583% | 45.92%
| 2:30 | 10 | 0% | 0% | 5.897% | 0% | 7.726% | 44.63%
| 3:00 | 10 | 0% | 0% | 5.897% | 0% | 7.919% | 43.31%
| 3:30 | 10 | 0% | 0% | 5.897% | 0% | 7.64% | 42.03%
| 4:00 | 10 | 0% | 0% | 5.897% | 0% | 7.777% | 40.74%
| 4:30 | 10 | 0% | 0% | 5.897% | 0% | 7.86% | 39.42%
| 5:00 | 10 | 0% | 0% | 5.897% | 0% | 8.494% | 38.01%
| 5:30 | 10 | 0% | 0% | 5.897% | 0% | 8.967% | 36.51%
| 6:00 | 10 | 0% | 0% | 5.897% | 0.339% | 8.081% | 35.22%
| 6:30 | 10 | 0% | 0% | 5.897% | 10.46% | 2.865% | 36.48%
| 7:00 | 10 | 2.577% | 0% | 6.268% | 32.43% | 1.046% | 41.72%
| 7:30 | 10 | 15.92% | 0% | 8.556% | 55.1% | 0.5353% | 50.82%
| 8:00 | 10 | 33.43% | 0.006134% | 13.36% | 65.3% | 0.2451% | 61.68%
| 8:30 | 10 | 51.67% | 0.02926% | 20.78% | 61.93% | 0.07987% | 72%
| 9:00 | 10 | 63.11% | 0.06883% | 29.84% | 52.98% | 0.02355% | 80.83%
| 9:30 | 10 | 73.95% | 0.5718% | 40.38% | 41.81% | 0.01272% | 87.81%
| 10:00 | 10 | 78.21% | 0.1613% | 51.6% | 26.61% | 0.01342% | 92.25%
| 10:30 | 10 | 73.77% | 0.08158% | 62.19% | 13.82% | 0.006993% | 94.55%
| 11:00 | 10 | 59.07% | 0.151% | 70.66% | 7.194% | 0.0225% | 95.75%
| 11:30 | 10 | 42.71% | 1.195% | 76.63% | 3.926% | 0.05739% | 96.39%
| 12:00 | 10 | 27.89% | 0.9931% | 80.5% | 2.033% | 0.04478% | 96.72%
| 12:30 | 10 | 17.88% | 1.3% | 82.88% | 1.134% | 0.07207% | 96.9%
| 13:00 | 10 | 12.14% | 0.9164% | 84.5% | 0.9632% | 0.06593% | 97.05%
| 13:30 | 10 | 6.133% | 2.173% | 85.06% | 0.7106% | 0.07416% | 97.16%
| 14:00 | 10 | 3.068% | 3.572% | 84.99% | 0.294% | 0.07364% | 97.2%
| 14:30 | 10 | 0.9972% | 5.74% | 84.3% | 0.1651% | 0.1563% | 97.2%
| 15:00 | 10 | 0.1659% | 12.34% | 82.55% | 0.09756% | 0.2894% | 97.16%
| 15:30 | 10 | 0.01057% | 21.74% | 79.43% | 0.07343% | 0.8168% | 97.04%
| 16:00 | 10 | 0% | 41.17% | 73.51% | 0.02762% | 1.98% | 96.72%
| 16:30 | 10 | 0% | 64.84% | 64.2% | 0.01761% | 4.066% | 96.04%
| 17:00 | 10 | 0% | 79.65% | 52.75% | 0.02683% | 8.583% | 94.61%
| 17:30 | 10 | 0% | 83.55% | 40.74% | 0.0009592% | 21.28% | 91.06%
| 18:00 | 10 | 0% | 80% | 29.25% | 0% | 26.27% | 86.68%
| 18:30 | 10 | 0% | 72.58% | 18.82% | 0% | 27.82% | 82.04%
| 19:00 | 10 | 0% | 53.87% | 11.07% | 0% | 26.61% | 77.6%
| 19:30 | 10 | 0% | 26.94% | 7.202% | 0% | 25.05% | 73.42%
| 20:00 | 10 | 0% | 9.194% | 5.88% | 0% | 22.83% | 69.61%
| 20:30 | 10 | 0% | 0.1613% | 5.857% | 0% | 21.3% | 66.05%
| 21:00 | 10 | 0% | 0% | 5.857% | 0% | 18.88% | 62.9%
| 21:30 | 10 | 0% | 0% | 5.857% | 0% | 15.47% | 60.32%
| 22:00 | 10 | 0% | 0% | 5.857% | 0% | 13.04% | 58.14%
| 22:30 | 10 | 0% | 0% | 5.857% | 0% | 12.36% | 56.08%
| 23:00 | 10 | 0% | 0% | 5.857% | 0% | 11.47% | 54.17%
| 23:30 | 10 | 0% | 0% | 5.857% | 0% | 9.592% | 52.57%
| 0:00 | 11 | 0% | 0% | 5.881% | 0.01327% | 9.767% | 49.42%
| 0:30 | 11 | 0% | 0% | 5.881% | 0.0141% | 8.211% | 48.05%
| 1:00 | 11 | 0% | 0% | 5.881% | 0.006864% | 8.529% | 46.63%
| 1:30 | 11 | 0% | 0% | 5.881% | 0.006184% | 8.148% | 45.27%
| 2:00 | 11 | 0% | 0% | 5.881% | 0.006152% | 8.233% | 43.9%
| 2:30 | 11 | 0% | 0% | 5.881% | 0.004602% | 8.315% | 42.51%
| 3:00 | 11 | 0% | 0% | 5.881% | 0.004329% | 8.042% | 41.17%
| 3:30 | 11 | 0% | 0% | 5.881% | 0.0049% | 8.128% | 39.82%
| 4:00 | 11 | 0% | 0% | 5.881% | 0.005221% | 7.72% | 38.53%
| 4:30 | 11 | 0% | 0% | 5.881% | 0.0065% | 7.599% | 37.26%
| 5:00 | 11 | 0% | 0% | 5.881% | 0.006623% | 8.572% | 35.84%
| 5:30 | 11 | 0% | 0% | 5.881% | 0.03562% | 9.295% | 34.29%
| 6:00 | 11 | 0% | 0% | 5.881% | 7.372% | 3.419% | 34.95%
| 6:30 | 11 | 0.3268% | 0% | 5.928% | 26.54% | 1.744% | 39.1%
| 7:00 | 11 | 11.63% | 0% | 7.599% | 48.46% | 0.8942% | 47.04%
| 7:30 | 11 | 36.82% | 0% | 12.89% | 65.43% | 0.449% | 57.89%
| 8:00 | 11 | 58.05% | 0% | 21.23% | 64.34% | 0.1708% | 68.6%
| 8:30 | 11 | 73.02% | 0.256% | 31.69% | 56.89% | 0.03674% | 78.09%
| 9:00 | 11 | 81.24% | 0.2921% | 43.32% | 46.3% | 0.09282% | 85.79%
| 9:30 | 11 | 87.39% | 0.1493% | 55.86% | 34.27% | 0.1224% | 91.48%
| 10:00 | 11 | 85.86% | 0.4847% | 68.13% | 15.67% | 0.05901% | 94.08%
| 10:30 | 11 | 63.54% | 0.6292% | 77.17% | 7.986% | 0.04072% | 95.4%
| 11:00 | 11 | 39.04% | 0.6412% | 82.69% | 5.076% | 0.05904% | 96.24%
| 11:30 | 11 | 22.78% | 0.1925% | 85.94% | 2.743% | 0.04822% | 96.69%
| 12:00 | 11 | 17.26% | 0.7768% | 88.31% | 1.624% | 0.01286% | 96.96%
| 12:30 | 11 | 11.67% | 0.9745% | 89.84% | 0.9894% | 0.02619% | 97.12%
| 13:00 | 11 | 7.053% | 0.8022% | 90.74% | 0.493% | 0.04193% | 97.19%
| 13:30 | 11 | 4.546% | 1.876% | 91.13% | 0.2501% | 0.1247% | 97.22%
| 14:00 | 11 | 3.387% | 2.304% | 91.29% | 0.1037% | 0.1762% | 97.2%
| 14:30 | 11 | 2.056% | 2.532% | 91.22% | 0.1167% | 0.1288% | 97.2%
| 15:00 | 11 | 1.63% | 3.776% | 90.91% | 0.1136% | 0.2219% | 97.18%
| 15:30 | 11 | 0.6598% | 7.51% | 89.92% | 0.06866% | 0.4653% | 97.12%
| 16:00 | 11 | 0.3886% | 17.71% | 87.43% | 0.05016% | 1.026% | 96.96%
| 16:30 | 11 | 0.1591% | 43.35% | 81.23% | 0.03659% | 1.982% | 96.63%
| 17:00 | 11 | 0% | 74.86% | 70.47% | 0.06786% | 5.168% | 95.78%
| 17:30 | 11 | 0% | 93.45% | 57.03% | 0.05583% | 11.54% | 93.86%
| 18:00 | 11 | 0% | 94.83% | 43.41% | 0.003355% | 25.15% | 89.67%
| 18:30 | 11 | 0% | 91.5% | 30.26% | 0.001408% | 28.2% | 84.96%
| 19:00 | 11 | 0% | 83.67% | 18.23% | 0.0004549% | 28.52% | 80.2%
| 19:30 | 11 | 0% | 58.67% | 9.799% | 0.002367% | 27.91% | 75.55%
| 20:00 | 11 | 0% | 25.67% | 6.111% | 0.002454% | 26.32% | 71.15%
| 20:30 | 11 | 0% | 1.5% | 5.895% | 0.003792% | 25.09% | 66.97%
| 21:00 | 11 | 0% | 0% | 5.895% | 0.007168% | 22.89% | 63.15%
| 21:30 | 11 | 0% | 0% | 5.895% | 0.01187% | 19.08% | 59.97%
| 22:00 | 11 | 0% | 0% | 5.895% | 0.0238% | 16.13% | 57.28%
| 22:30 | 11 | 0% | 0% | 5.895% | 0.02963% | 13.72% | 54.99%
| 23:00 | 11 | 0% | 0% | 5.895% | 0.02949% | 11.63% | 53.06%
| 23:30 | 11 | 0% | 0% | 5.895% | 0.01782% | 10.44% | 51.32%
| 0:00 | 12 | 0% | 0% | 5.621% | 0.07598% | 11.19% | 49.79%
| 0:30 | 12 | 0% | 0% | 5.621% | 0.05835% | 9.633% | 48.19%
| 1:00 | 12 | 0% | 0% | 5.621% | 0.05018% | 10.46% | 46.46%
| 1:30 | 12 | 0% | 0% | 5.621% | 0.04351% | 9.874% | 44.82%
| 2:00 | 12 | 0% | 0% | 5.621% | 0.02884% | 9.976% | 43.16%
| 2:30 | 12 | 0% | 0% | 5.621% | 0.02494% | 9.474% | 41.58%
| 3:00 | 12 | 0% | 0% | 5.621% | 0.006542% | 9.419% | 40.01%
| 3:30 | 12 | 0% | 0% | 5.621% | 0.007618% | 8.929% | 38.52%
| 4:00 | 12 | 0% | 0% | 5.621% | 0.003017% | 8.807% | 37.05%
| 4:30 | 12 | 0% | 0% | 5.621% | 0.002095% | 8.376% | 35.65%
| 5:00 | 12 | 0% | 0% | 5.621% | 0.005049% | 8.323% | 34.27%
| 5:30 | 12 | 0% | 0% | 5.621% | 0.0986% | 6.541% | 33.19%
| 6:00 | 12 | 0% | 0% | 5.621% | 9.358% | 1.657% | 34.48%
| 6:30 | 12 | 0.2509% | 0% | 5.657% | 26.24% | 1.339% | 38.64%
| 7:00 | 12 | 7.149% | 0% | 6.683% | 43.48% | 1.271% | 45.68%
| 7:30 | 12 | 26.87% | 0% | 10.54% | 61.06% | 0.5048% | 55.79%
| 8:00 | 12 | 53.16% | 0.0014% | 18.18% | 62.88% | 0.1616% | 66.26%
| 8:30 | 12 | 69.93% | 0.02684% | 28.23% | 56.87% | 0.07794% | 75.73%
| 9:00 | 12 | 82.22% | 0.0689% | 40.04% | 49.75% | 0.01113% | 84.03%
| 9:30 | 12 | 89.98% | 0% | 52.97% | 39.39% | 0.03225% | 90.6%
| 10:00 | 12 | 89.58% | 0.2462% | 65.81% | 19.43% | 0.01174% | 93.84%
| 10:30 | 12 | 72.78% | 1.152% | 76.1% | 9.044% | 0.02458% | 95.34%
| 11:00 | 12 | 52.23% | 0.5782% | 83.53% | 4.788% | 0.02349% | 96.14%
| 11:30 | 12 | 27.38% | 0.1613% | 87.44% | 2.282% | 0.04118% | 96.51%
| 12:00 | 12 | 18.04% | 0.4444% | 89.97% | 1.135% | 0.07387% | 96.69%
| 12:30 | 12 | 9.446% | 0.5349% | 91.25% | 0.7796% | 0.04965% | 96.81%
| 13:00 | 12 | 3.5% | 0.2508% | 91.72% | 0.5226% | 0.06096% | 96.89%
| 13:30 | 12 | 2.109% | 0.1168% | 92% | 0.36% | 0.04295% | 96.94%
| 14:00 | 12 | 0.9679% | 0.4103% | 92.08% | 0.3342% | 0.08131% | 96.99%
| 14:30 | 12 | 0.7208% | 0.777% | 92.07% | 0.2564% | 0.1531% | 97%
| 15:00 | 12 | 1.056% | 1.162% | 92.06% | 0.2071% | 0.329% | 96.98%
| 15:30 | 12 | 0.4805% | 3.178% | 91.67% | 0.104% | 0.949% | 96.84%
| 16:00 | 12 | 0.1849% | 7.787% | 90.58% | 0.06199% | 1.957% | 96.53%
| 16:30 | 12 | 0% | 22.89% | 87.29% | 0.1063% | 2.587% | 96.11%
| 17:00 | 12 | 0% | 45.89% | 80.69% | 0.2064% | 4.071% | 95.47%
| 17:30 | 12 | 0% | 77.11% | 69.6% | 0.1548% | 7.505% | 94.24%
| 18:00 | 12 | 0% | 93.94% | 56.1% | 0.1047% | 14.62% | 91.82%
| 18:30 | 12 | 0% | 95.57% | 42.37% | 0.01689% | 26.28% | 87.43%
| 19:00 | 12 | 0% | 91.9% | 29.16% | 0.01067% | 28.41% | 82.69%
| 19:30 | 12 | 0% | 81.59% | 17.44% | 0.01009% | 27.51% | 78.1%
| 20:00 | 12 | 0% | 58.35% | 9.053% | 0.01306% | 27.53% | 73.51%
| 20:30 | 12 | 0% | 19.99% | 6.185% | 0.01311% | 25.61% | 69.23%
| 21:00 | 12 | 0% | 3.218% | 5.723% | 0.01659% | 23.18% | 65.37%
| 21:30 | 12 | 0% | 0.3106% | 5.679% | 0.03353% | 21.04% | 61.86%
| 22:00 | 12 | 0% | 0% | 5.679% | 0.05908% | 17.55% | 58.94%
| 22:30 | 12 | 0% | 0% | 5.679% | 0.06236% | 15.68% | 56.34%
| 23:00 | 12 | 0% | 0% | 5.679% | 0.06606% | 14.38% | 53.95%
| 23:30 | 12 | 0% | 0% | 5.679% | 0.06509% | 12.84% | 51.81%

## EV installed capacities
EV installed capacities (Capacity Year) CSIRO
To calculate contribution to peak for a given vehicle type for a given scenario:
- Use the "monthly EV charge profiles" tab to select the average kW per vehicle value (note all interval times are interval starting)
- Multiply by the number of vehicles in the given scenario in a given year
- Multiply by the "EV charge profile % share" for a given scenario in a given year
For a given scenario, repeat for all charge profiles and sum result.
EV Consumption in GWh
| Vehicle type | Scenario | 2017-18 | 2018-19 | 2019-20 | 2020-21 | 2021-22 | 2022-23 | 2023-24 | 2024-25 | 2025-26 | 2026-27 | 2027-28 | 2028-29 | 2029-30
| Commercial buses | Neutral (Expected) | 0 | 0 | 0 | 0 | 0.0064485 | 0.026303 | 0.045421 | 0.13 | 0.25273 | 0.46507 | 0.8241 | 1.3992 | 2.2583
| Commercial light vehicles | Neutral (Expected) | 2.38 | 2.4397 | 2.6375 | 3.1257 | 4.0917 | 5.8691 | 8.8579 | 13.2733 | 19.4877 | 27.5545 | 37.6746 | 50.0533 | 64.6631
| Commercial trucks | Neutral (Expected) | 0 | 0 | 0.0042759 | 0.030223 | 0.09924 | 0.24551 | 0.55333 | 1.2744 | 2.7626 | 5.5442 | 9.9192 | 15.7609 | 22.9837
| Residential vehicles | Neutral (Expected) | 1.4053 | 1.4625 | 1.6437 | 2.1269 | 3.2576 | 5.7174 | 10.5453 | 18.6584 | 30.647 | 47.0955 | 68.7278 | 96.2062 | 129.5033
| Commercial buses | Slow growth (Low) | 0.00016756 | 0.00092074 | 0.0020782 | 0.0041655 | 0.007897 | 0.014473 | 0.02586 | 0.045189 | 0.07727 | 0.12774 | 0.20091 | 0.30616 | 0.45586
| Commercial light vehicles | Slow growth (Low) | 2.366 | 2.3491 | 2.3825 | 2.5128 | 2.7677 | 3.2104 | 3.9208 | 4.979 | 6.5161 | 8.6915 | 11.6881 | 15.8058 | 21.4967
| Commercial trucks | Slow growth (Low) | 0.00064117 | 0.0037606 | 0.0096994 | 0.022177 | 0.048048 | 0.10087 | 0.20629 | 0.41 | 0.7888 | 1.457 | 2.5595 | 4.3127 | 6.9854
| Residential vehicles | Slow growth (Low) | 1.399 | 1.416 | 1.4726 | 1.5993 | 1.8337 | 2.2395 | 2.9187 | 4.0362 | 5.8511 | 8.7296 | 13.1189 | 19.74 | 29.6528
| Commercial buses | Fast growth (High) | 0.00026045 | 0.0018875 | 0.0095097 | 0.04301 | 0.14614 | 0.39001 | 0.84445 | 1.5859 | 2.7256 | 4.4258 | 6.8186 | 10.0282 | 14.2374
| Commercial light vehicles | Fast growth (High) | 2.4227 | 2.7295 | 3.6167 | 5.7061 | 9.5274 | 16.0289 | 25.8746 | 38.1651 | 53.4676 | 72.4615 | 95.7969 | 124.0431 | 157.6707
| Commercial trucks | Fast growth (High) | 0.00090694 | 0.082499 | 0.50758 | 1.3825 | 2.8875 | 5.4453 | 9.4365 | 14.9138 | 22.362 | 32.3751 | 45.6097 | 62.9313 | 85.2927
| Residential vehicles | Fast growth (High) | 1.4441 | 1.8617 | 3.4741 | 7.4663 | 15.3644 | 29.591 | 52.0643 | 81.1513 | 117.3136 | 161.9796 | 216.6757 | 282.8997 | 361.8327
| Commercial buses | Low DER | 0.00016616 | 0.00090939 | 0.0020289 | 0.0039979 | 0.0074339 | 0.013351 | 0.023379 | 0.040056 | 0.067207 | 0.10922 | 0.16929 | 0.25457 | 0.37435
| Commercial light vehicles | Low DER | 2.3658 | 2.3475 | 2.3764 | 2.4945 | 2.7233 | 3.1148 | 3.734 | 4.6487 | 5.9792 | 7.8688 | 10.4728 | 14.0389 | 18.9454
| Commercial trucks | Low DER | 0.00062946 | 0.0036626 | 0.009265 | 0.020661 | 0.04357 | 0.08899 | 0.17719 | 0.34332 | 0.64512 | 1.1667 | 2.0175 | 3.3755 | 5.4635
| Residential vehicles | Low DER | 1.3987 | 1.4139 | 1.4654 | 1.579 | 1.7861 | 2.1382 | 2.7166 | 3.6508 | 5.1435 | 7.4792 | 10.9983 | 16.2722 | 24.1934
| Commercial buses | High DER | 0.00027798 | 0.0021443 | 0.013562 | 0.073464 | 0.25063 | 0.59722 | 1.2231 | 2.272 | 3.7108 | 5.7201 | 8.4601 | 12.1432 | 16.9855
| Commercial light vehicles | High DER | 2.446 | 2.8834 | 4.078 | 6.6082 | 10.505 | 16.4204 | 25.4548 | 38.5235 | 53.7288 | 71.7478 | 93.4305 | 119.5554 | 150.8354
| Commercial trucks | High DER | 0.00097846 | 0.083572 | 0.51872 | 1.4458 | 3.103 | 5.9679 | 10.874 | 18.7191 | 28.5001 | 40.5424 | 55.2221 | 72.8793 | 93.5838
| Residential vehicles | High DER | 1.4554 | 1.9527 | 3.8396 | 8.5149 | 17.6453 | 33.5994 | 59.8003 | 98.3258 | 143.3763 | 196.7204 | 260.4 | 336.2632 | 425.4562
Number of EVs
| Vehicle type | Scenario | 2017-18 | 2018-19 | 2019-20 | 2020-21 | 2021-22 | 2022-23 | 2023-24 | 2024-25 | 2025-26 | 2026-27 | 2027-28 | 2028-29 | 2029-30
| Commercial buses | Neutral (Expected) | 0 | 0 | 0 | 0 | 0.24496 | 1 | 1.7349 | 4.9798 | 9.7147 | 17.9395 | 31.8991 | 54.3487 | 88.023
| Commercial light vehicles | Neutral (Expected) | 479.2046 | 493.1037 | 534.3515 | 633.9277 | 831.4665 | 1194.7457 | 1807.1286 | 2715.9869 | 4003.2746 | 5689.3605 | 7818.4089 | 10441.7857 | 13566.056
| Commercial trucks | Neutral (Expected) | 0 | 0 | 0.73487 | 4.7147 | 13.9193 | 34.8184 | 82.8212 | 190.847 | 413.2041 | 826.5237 | 1469.4341 | 2325.65 | 3388.5805
| Residential vehicles | Neutral (Expected) | 497.1844 | 517.5331 | 580.3745 | 747.4866 | 1139.1 | 1994.8569 | 3686.6768 | 6567.6952 | 10886.3588 | 16876.365 | 24819.4083 | 34984.4225 | 47402.469
| Commercial buses | Slow growth (Low) | 0.0062761 | 0.034541 | 0.078226 | 0.15734 | 0.29932 | 0.55048 | 0.98704 | 1.7309 | 2.97 | 4.927 | 7.7761 | 11.8914 | 17.7674
| Commercial light vehicles | Slow growth (Low) | 476.2374 | 475.0391 | 483.7763 | 511.8343 | 565.005 | 656.2719 | 802.2616 | 1020.1478 | 1337.9562 | 1790.0393 | 2416.1187 | 3281.1069 | 4482.6964
| Commercial trucks | Slow growth (Low) | 0.065206 | 0.38909 | 1.0302 | 2.3864 | 5.1961 | 10.8979 | 22.1855 | 43.8146 | 83.7199 | 153.6395 | 268.6804 | 453.0372 | 739.606
| Residential vehicles | Slow growth (Low) | 494.8454 | 501.5023 | 521.5094 | 565.2437 | 645.9426 | 786.0002 | 1021.4805 | 1410.9075 | 2047.0679 | 3062.1579 | 4619.5254 | 6983.7454 | 10552.2858
| Commercial buses | Fast growth (High) | 0.0097553 | 0.07084 | 0.35827 | 1.6255 | 5.5414 | 14.8374 | 32.2342 | 60.7445 | 104.7603 | 170.6999 | 263.902 | 389.4796 | 554.8908
| Commercial light vehicles | Fast growth (High) | 487.3714 | 549.9383 | 728.1512 | 1148.0067 | 1920.8441 | 3246.4951 | 5269.1212 | 7821.6942 | 11025.3705 | 15032.396 | 19995.1569 | 26055.7231 | 33339.3763
| Commercial trucks | Fast growth (High) | 0.069062 | 4.8653 | 30.1278 | 85.9681 | 195.3537 | 410.7943 | 844.5981 | 1630.8055 | 2663.3751 | 4016.8045 | 5780.3696 | 8060.5675 | 10970.9795
| Residential vehicles | Fast growth (High) | 509.2501 | 643.4987 | 1166.734 | 2504.8292 | 5237.8092 | 10240.1452 | 18200.7285 | 28588.5312 | 41659.3016 | 58007.2629 | 78279.2928 | 103107.0392 | 132954.4799
| Commercial buses | Low DER | 0.0062236 | 0.034115 | 0.076368 | 0.151 | 0.28176 | 0.50782 | 0.89233 | 1.5342 | 2.5831 | 4.2125 | 6.5521 | 9.8872 | 14.5906
| Commercial light vehicles | Low DER | 476.1933 | 474.7195 | 482.5598 | 508.1501 | 556.0742 | 637.0053 | 764.4715 | 952.989 | 1227.9667 | 1620.259 | 2163.8219 | 2912.6071 | 3948.6968
| Commercial trucks | Low DER | 0.063817 | 0.37749 | 0.97984 | 2.2149 | 4.6992 | 9.6008 | 19.0509 | 36.7182 | 68.5802 | 123.2977 | 212.079 | 353.6559 | 573.5644
| Residential vehicles | Low DER | 494.7516 | 500.8169 | 519.0509 | 558.3634 | 629.7213 | 751.3333 | 951.9897 | 1277.6626 | 1800.8588 | 2624.2118 | 3872.3626 | 5753.703 | 8595.537
| Commercial buses | High DER | 0.010412 | 0.080487 | 0.51105 | 2.7769 | 9.5025 | 22.7183 | 46.6881 | 87.0211 | 142.6209 | 220.6106 | 327.426 | 471.6155 | 661.9874
| Commercial light vehicles | High DER | 491.614 | 578.0635 | 813.9621 | 1322.8958 | 2135.1473 | 3409.112 | 5404.3193 | 8323.549 | 11748.3058 | 15834.5917 | 20780.424 | 26767.6114 | 33958.2608
| Commercial trucks | High DER | 0.073449 | 4.9623 | 31.5311 | 97.417 | 245.7562 | 542.227 | 1093.9491 | 2029.6605 | 3145.8337 | 4474.2176 | 6060.7983 | 7948.9757 | 10162.6229
| Residential vehicles | High DER | 512.7344 | 671.7909 | 1282.2159 | 2837.6674 | 5949.4905 | 11474.5631 | 20739.9828 | 34695.9505 | 51190.4196 | 70907.1785 | 94626.0802 | 123086.8405 | 156795.2575

## Monthly EV charge profiles
EV charge profiles by month (kW per vehicle) CSIRO
To calculate contribution to peak for a given vehicle type for a given scenario:
- Use the "monthly EV charge profiles" tab to select the average kW per vehicle value (note all interval times are interval starting)
- Multiply by the number of vehicles in the given scenario in a given year
- Multiply by the "EV charge profile % share" for a given scenario in a given year
For a given scenario, repeat for all charge profiles and sum result.
| Trading Interval starting | Month | Electric bus convenience charge | Electric bus incentivised day charging | Electric bus fast charge | Electric bus incentivised night charging | Light commercial convenience charge | Light commercial incentivised day charging | Light commercial fast charge | Light commercial incentivised night charging | Residential convenience charge | Residential incentivised day charging | Residential fast charge | Residential incentivised night charging | Electric truck convenience charge | Electric truck incentivised day charging | Electric truck fast charge | Electric truck incentivised night charging
| 0:00 | 1 | 1.0078 | 1.0078 | 0.35421 | 1.9445 | 0.051614 | 0.051614 | 0.044876 | 0.3441 | 0.060544 | 0.060544 | 0.031775 | 0.40363 | 1.9952 | 1.9952 | 0.70128 | 3.8573
| 0:30 | 1 | 0.90699 | 0.90699 | 0.35421 | 3.6706 | 0.051614 | 0.051614 | 0.044876 | 0.41161 | 0.05449 | 0.05449 | 0.031775 | 0.42684 | 1.7957 | 1.7957 | 0.70128 | 7.2709
| 1:00 | 1 | 0.80621 | 0.80621 | 0.35421 | 5.3967 | 0.051614 | 0.051614 | 0.044876 | 0.47912 | 0.048436 | 0.048436 | 0.031775 | 0.45005 | 1.5962 | 1.5962 | 0.70128 | 10.6845
| 1:30 | 1 | 0.70544 | 0.70544 | 0.19482 | 5.3967 | 0.045163 | 0.045163 | 0.024682 | 0.47912 | 0.042381 | 0.042381 | 0.017476 | 0.45005 | 1.3966 | 1.3966 | 0.3857 | 10.6845
| 2:00 | 1 | 0.60466 | 0.60466 | 0.035421 | 5.3967 | 0.038711 | 0.038711 | 0.0044876 | 0.47912 | 0.036327 | 0.036327 | 0.0031775 | 0.45005 | 1.1971 | 1.1971 | 0.070128 | 10.6845
| 2:30 | 1 | 0.50388 | 0.50388 | 0.035421 | 5.3967 | 0.032259 | 0.032259 | 0.0044876 | 0.47912 | 0.03229 | 0.03229 | 0.0031775 | 0.45005 | 0.9976 | 0.9976 | 0.070128 | 10.6845
| 3:00 | 1 | 0.40311 | 0.40311 | 0.035421 | 5.3967 | 0.025807 | 0.025807 | 0.0044876 | 0.47912 | 0.028254 | 0.028254 | 0.0031775 | 0.45005 | 0.79808 | 0.79808 | 0.070128 | 10.6845
| 3:30 | 1 | 0.32752 | 0.32752 | 0.035421 | 5.3967 | 0.038711 | 0.038711 | 0.0044876 | 0.47912 | 0.024218 | 0.024218 | 0.0031775 | 0.45005 | 0.64844 | 0.64844 | 0.070128 | 10.6845
| 4:00 | 1 | 0.25194 | 0.25194 | 0.035421 | 5.3967 | 0.051614 | 0.051614 | 0.0044876 | 0.47912 | 0.020181 | 0.020181 | 0.0031775 | 0.45005 | 0.4988 | 0.4988 | 0.070128 | 10.6845
| 4:30 | 1 | 0.17636 | 0.17636 | 0.035421 | 5.3967 | 0.064518 | 0.064518 | 0.0044876 | 0.47912 | 0.018163 | 0.018163 | 0.0031775 | 0.45005 | 0.34916 | 0.34916 | 0.070128 | 10.6845
| 5:00 | 1 | 0.10078 | 0.10078 | 0.035421 | 5.3967 | 0.077422 | 0.077422 | 0.0044876 | 0.47912 | 0.016145 | 0.016145 | 0.0031775 | 0.45005 | 0.19952 | 0.19952 | 0.070128 | 10.6845
| 5:30 | 1 | 0.55427 | 0.55427 | 0.37192 | 4.1702 | 0.090325 | 0.090325 | 0.04712 | 0.41474 | 0.015338 | 0.015338 | 0.033364 | 0.42684 | 1.0974 | 1.0974 | 0.73634 | 8.2562
| 6:00 | 1 | 1.0078 | 1.0078 | 0.70842 | 2.9436 | 0.10323 | 0.10323 | 0.089752 | 0.35036 | 0.014531 | 0.014531 | 0.063551 | 0.40363 | 1.9952 | 1.9952 | 1.4026 | 5.8279
| 6:30 | 1 | 3.0233 | 0.94992 | 1.0626 | 2.9436 | 0.14839 | 0.14839 | 0.13463 | 0.27196 | 0.048442 | 0.048442 | 0.095326 | 0.3229 | 5.9856 | 1.8807 | 2.1038 | 5.8279
| 7:00 | 1 | 5.0388 | 0.89208 | 1.4168 | 2.9436 | 0.19355 | 0.19355 | 0.1795 | 0.19355 | 0.082353 | 0.082353 | 0.1271 | 0.24218 | 9.976 | 1.7662 | 2.8051 | 5.8279
| 7:30 | 1 | 8.566 | 1.0036 | 2.1253 | 2.9436 | 0.29033 | 0.29033 | 0.26925 | 0.29033 | 0.092647 | 0.092647 | 0.19065 | 0.23007 | 16.9593 | 1.9869 | 4.2077 | 5.8279
| 8:00 | 1 | 12.0932 | 1.1151 | 2.8337 | 2.9436 | 0.38711 | 0.38711 | 0.35901 | 0.38711 | 0.10294 | 0.10294 | 0.2542 | 0.21796 | 23.9425 | 2.2077 | 5.6102 | 5.8279
| 8:30 | 1 | 8.0621 | 1.8692 | 3.5421 | 2.6983 | 0.45163 | 0.45163 | 0.44876 | 0.45163 | 0.14412 | 0.17256 | 0.31775 | 0.20163 | 15.9617 | 3.7008 | 7.0128 | 5.3423
| 9:00 | 1 | 4.0311 | 2.6234 | 4.2505 | 2.453 | 0.51614 | 0.51614 | 0.53851 | 0.51614 | 0.18529 | 0.24218 | 0.3813 | 0.18529 | 7.9808 | 5.1938 | 8.4154 | 4.8566
| 9:30 | 1 | 3.7791 | 4.8095 | 4.959 | 2.2077 | 0.54195 | 0.67627 | 0.62826 | 0.54195 | 0.20382 | 0.44399 | 0.44486 | 0.20382 | 7.482 | 9.5221 | 9.8179 | 4.3709
| 10:00 | 1 | 3.5272 | 6.9957 | 5.6674 | 1.9624 | 0.56776 | 0.83639 | 0.71801 | 0.56776 | 0.22235 | 0.64581 | 0.50841 | 0.22235 | 6.9832 | 13.8503 | 11.2205 | 3.8853
| 10:30 | 1 | 3.2752 | 8.3074 | 5.3132 | 1.8882 | 0.59357 | 0.99321 | 0.67314 | 0.59357 | 0.22647 | 0.7669 | 0.47663 | 0.22647 | 6.4844 | 16.4472 | 10.5192 | 3.7383
| 11:00 | 1 | 3.0233 | 9.619 | 4.959 | 1.814 | 0.61937 | 1.15 | 0.62826 | 0.61937 | 0.23059 | 0.88798 | 0.44486 | 0.23059 | 5.9856 | 19.0441 | 9.8179 | 3.5914
| 11:30 | 1 | 2.8973 | 10.2749 | 4.959 | 1.7384 | 0.60647 | 1.2284 | 0.62826 | 0.60647 | 0.22647 | 0.94853 | 0.44486 | 0.22647 | 5.7362 | 20.3426 | 9.8179 | 3.4417
| 12:00 | 1 | 2.7714 | 10.9307 | 4.959 | 1.6628 | 0.59357 | 1.3069 | 0.62826 | 0.59357 | 0.22235 | 1.0091 | 0.44486 | 0.22235 | 5.4868 | 21.641 | 9.8179 | 3.2921
| 12:30 | 1 | 2.6454 | 10.2749 | 4.7819 | 1.5872 | 0.59357 | 1.2284 | 0.60582 | 0.49266 | 0.21412 | 0.94853 | 0.42897 | 0.21412 | 5.2374 | 20.3426 | 9.4673 | 3.1425
| 13:00 | 1 | 2.5194 | 9.619 | 4.6047 | 1.5116 | 0.59357 | 1.15 | 0.58338 | 0.39175 | 0.20588 | 0.88798 | 0.41308 | 0.20588 | 4.988 | 19.0441 | 9.1166 | 2.9928
| 13:30 | 1 | 3.1493 | 8.3074 | 4.7819 | 1.8896 | 0.63228 | 0.99321 | 0.60582 | 0.32516 | 0.22647 | 0.7669 | 0.42897 | 0.22647 | 6.235 | 16.4472 | 9.4673 | 3.741
| 14:00 | 1 | 3.7791 | 6.9957 | 4.959 | 2.2675 | 0.67099 | 0.83639 | 0.62826 | 0.25856 | 0.24706 | 0.64581 | 0.44486 | 0.24706 | 7.482 | 13.8503 | 9.8179 | 4.4892
| 14:30 | 1 | 3.7539 | 4.8095 | 4.959 | 2.2524 | 0.7226 | 0.57502 | 0.62826 | 0.2146 | 0.23471 | 0.44399 | 0.44486 | 0.23471 | 7.4321 | 9.5221 | 9.8179 | 4.4593
| 15:00 | 1 | 3.7287 | 2.6234 | 4.959 | 2.2372 | 0.77422 | 0.31365 | 0.62826 | 0.17065 | 0.22235 | 0.24218 | 0.44486 | 0.22235 | 7.3823 | 5.1938 | 9.8179 | 4.4294
| 15:30 | 1 | 3.5272 | 1.7284 | 4.959 | 2.1163 | 0.73551 | 0.20664 | 0.62826 | 0.16212 | 0.23471 | 0.15955 | 0.44486 | 0.14964 | 6.9832 | 3.4219 | 9.8179 | 4.1899
| 16:00 | 1 | 3.3256 | 0.83336 | 4.959 | 1.9954 | 0.6968 | 0.099635 | 0.62826 | 0.15358 | 0.24706 | 0.076932 | 0.44486 | 0.076932 | 6.5842 | 1.6499 | 9.8179 | 3.9505
| 16:30 | 1 | 3.1745 | 0.83336 | 4.7819 | 1.9047 | 0.65808 | 0.099635 | 0.60582 | 0.15358 | 0.26765 | 0.076932 | 0.42897 | 0.058647 | 6.2849 | 1.6499 | 9.4673 | 3.7709
| 17:00 | 1 | 3.0233 | 0.83336 | 4.6047 | 1.814 | 0.61937 | 0.099635 | 0.58338 | 0.15358 | 0.28823 | 0.076932 | 0.41308 | 0.040363 | 5.9856 | 1.6499 | 9.1166 | 3.5914
| 17:30 | 1 | 2.8973 | 0.83336 | 3.7192 | 1.7384 | 0.51614 | 0.099635 | 0.4712 | 0.15358 | 0.31912 | 0.076932 | 0.33364 | 0.040363 | 5.7362 | 1.6499 | 7.3634 | 3.4417
| 18:00 | 1 | 2.7714 | 0.83336 | 2.8337 | 1.6628 | 0.41292 | 0.099635 | 0.35901 | 0.15358 | 0.35 | 0.076932 | 0.2542 | 0.040363 | 5.4868 | 1.6499 | 5.6102 | 3.2921
| 18:30 | 1 | 2.6454 | 0.83336 | 2.6566 | 1.5872 | 0.3613 | 0.099635 | 0.33657 | 0.15358 | 0.51405 | 0.076932 | 0.23832 | 0.040363 | 5.2374 | 1.6499 | 5.2596 | 3.1425
| 19:00 | 1 | 2.5194 | 0.83336 | 2.4795 | 1.5116 | 0.30969 | 0.099635 | 0.31413 | 0.15358 | 0.6781 | 0.076932 | 0.22243 | 0.040363 | 4.988 | 1.6499 | 4.909 | 2.9928
| 19:30 | 1 | 2.2675 | 0.83336 | 2.4795 | 1.3605 | 0.25807 | 0.099635 | 0.31413 | 0.15358 | 0.75761 | 0.076932 | 0.22243 | 0.040363 | 4.4892 | 1.6499 | 4.909 | 2.6935
| 20:00 | 1 | 2.0155 | 0.83336 | 2.4795 | 1.2093 | 0.20646 | 0.099635 | 0.31413 | 0.15358 | 0.83713 | 0.076932 | 0.22243 | 0.040363 | 3.9904 | 1.6499 | 4.909 | 2.3942
| 20:30 | 1 | 1.7636 | 0.83336 | 2.3024 | 1.0582 | 0.16775 | 0.099635 | 0.29169 | 0.14131 | 0.7899 | 0.076932 | 0.20654 | 0.040363 | 3.4916 | 1.6499 | 4.5583 | 2.095
| 21:00 | 1 | 1.5116 | 0.83336 | 2.1253 | 0.90699 | 0.12904 | 0.099635 | 0.26925 | 0.12904 | 0.74268 | 0.076932 | 0.19065 | 0.040363 | 2.9928 | 1.6499 | 4.2077 | 1.7957
| 21:30 | 1 | 1.3857 | 0.83336 | 1.9482 | 0.83141 | 0.11613 | 0.099635 | 0.24682 | 0.11613 | 0.58134 | 0.076932 | 0.17476 | 0.060544 | 2.7434 | 1.6499 | 3.857 | 1.646
| 22:00 | 1 | 1.2597 | 0.83336 | 1.7711 | 0.75582 | 0.10323 | 0.099635 | 0.22438 | 0.10323 | 0.42 | 0.076932 | 0.15888 | 0.080726 | 2.494 | 1.6499 | 3.5064 | 1.4964
| 22:30 | 1 | 1.1337 | 0.76646 | 1.2397 | 0.68024 | 0.090325 | 0.091637 | 0.15707 | 0.090325 | 0.24229 | 0.070756 | 0.11121 | 0.12109 | 2.2446 | 1.5175 | 2.4545 | 1.3468
| 23:00 | 1 | 1.0078 | 0.69957 | 0.70842 | 0.60466 | 0.077422 | 0.083639 | 0.089752 | 0.077422 | 0.064581 | 0.064581 | 0.063551 | 0.16145 | 1.9952 | 1.385 | 1.4026 | 1.1971
| 23:30 | 1 | 1.0078 | 0.85367 | 0.53132 | 1.2746 | 0.064518 | 0.067627 | 0.067314 | 0.21076 | 0.062563 | 0.062563 | 0.047663 | 0.28254 | 1.9952 | 1.6901 | 1.0519 | 2.5272
| 0:00 | 2 | 1.2258 | 1.2258 | 0.43085 | 2.3652 | 0.056965 | 0.056965 | 0.049528 | 0.37977 | 0.066821 | 0.066821 | 0.035069 | 0.44547 | 2.4269 | 2.4269 | 0.85301 | 4.6919
| 0:30 | 2 | 1.1032 | 1.1032 | 0.43085 | 4.4648 | 0.056965 | 0.056965 | 0.049528 | 0.45428 | 0.060139 | 0.060139 | 0.035069 | 0.47109 | 2.1842 | 2.1842 | 0.85301 | 8.8441
| 1:00 | 2 | 0.98065 | 0.98065 | 0.43085 | 6.5644 | 0.056965 | 0.056965 | 0.049528 | 0.52879 | 0.053457 | 0.053457 | 0.035069 | 0.4967 | 1.9415 | 1.9415 | 0.85301 | 12.9963
| 1:30 | 2 | 0.85807 | 0.85807 | 0.23697 | 6.5644 | 0.049845 | 0.049845 | 0.02724 | 0.52879 | 0.046775 | 0.046775 | 0.019288 | 0.4967 | 1.6988 | 1.6988 | 0.46916 | 12.9963
| 2:00 | 2 | 0.73549 | 0.73549 | 0.043085 | 6.5644 | 0.042724 | 0.042724 | 0.0049528 | 0.52879 | 0.040092 | 0.040092 | 0.0035069 | 0.4967 | 1.4561 | 1.4561 | 0.085301 | 12.9963
| 2:30 | 2 | 0.61291 | 0.61291 | 0.043085 | 6.5644 | 0.035603 | 0.035603 | 0.0049528 | 0.52879 | 0.035638 | 0.035638 | 0.0035069 | 0.4967 | 1.2135 | 1.2135 | 0.085301 | 12.9963
| 3:00 | 2 | 0.49033 | 0.49033 | 0.043085 | 6.5644 | 0.028483 | 0.028483 | 0.0049528 | 0.52879 | 0.031183 | 0.031183 | 0.0035069 | 0.4967 | 0.97076 | 0.97076 | 0.085301 | 12.9963
| 3:30 | 2 | 0.39839 | 0.39839 | 0.043085 | 6.5644 | 0.042724 | 0.042724 | 0.0049528 | 0.52879 | 0.026728 | 0.026728 | 0.0035069 | 0.4967 | 0.78874 | 0.78874 | 0.085301 | 12.9963
| 4:00 | 2 | 0.30645 | 0.30645 | 0.043085 | 6.5644 | 0.056965 | 0.056965 | 0.0049528 | 0.52879 | 0.022274 | 0.022274 | 0.0035069 | 0.4967 | 0.60673 | 0.60673 | 0.085301 | 12.9963
| 4:30 | 2 | 0.21452 | 0.21452 | 0.043085 | 6.5644 | 0.071206 | 0.071206 | 0.0049528 | 0.52879 | 0.020046 | 0.020046 | 0.0035069 | 0.4967 | 0.42471 | 0.42471 | 0.085301 | 12.9963
| 5:00 | 2 | 0.12258 | 0.12258 | 0.043085 | 6.5644 | 0.085448 | 0.085448 | 0.0049528 | 0.52879 | 0.017819 | 0.017819 | 0.0035069 | 0.4967 | 0.24269 | 0.24269 | 0.085301 | 12.9963
| 5:30 | 2 | 0.6742 | 0.6742 | 0.45239 | 5.0725 | 0.099689 | 0.099689 | 0.052004 | 0.45774 | 0.016928 | 0.016928 | 0.036823 | 0.47109 | 1.3348 | 1.3348 | 0.89567 | 10.0426
| 6:00 | 2 | 1.2258 | 1.2258 | 0.8617 | 3.5806 | 0.11393 | 0.11393 | 0.099056 | 0.38669 | 0.016037 | 0.016037 | 0.070139 | 0.44547 | 2.4269 | 2.4269 | 1.706 | 7.0889
| 6:30 | 2 | 3.6774 | 1.1555 | 1.2926 | 3.5806 | 0.16377 | 0.16377 | 0.14858 | 0.30015 | 0.053463 | 0.053463 | 0.10521 | 0.35638 | 7.2807 | 2.2876 | 2.559 | 7.0889
| 7:00 | 2 | 6.1291 | 1.0851 | 1.7234 | 3.5806 | 0.21362 | 0.21362 | 0.19811 | 0.21362 | 0.09089 | 0.09089 | 0.14028 | 0.26728 | 12.1345 | 2.1483 | 3.4121 | 7.0889
| 7:30 | 2 | 10.4194 | 1.2207 | 2.5851 | 3.5806 | 0.32043 | 0.32043 | 0.29717 | 0.32043 | 0.10225 | 0.10225 | 0.21042 | 0.25392 | 20.6287 | 2.4169 | 5.1181 | 7.0889
| 8:00 | 2 | 14.7098 | 1.3564 | 3.4468 | 3.5806 | 0.42724 | 0.42724 | 0.39622 | 0.42724 | 0.11361 | 0.11361 | 0.28056 | 0.24055 | 29.1229 | 2.6854 | 6.8241 | 7.0889
| 8:30 | 2 | 9.8065 | 2.2737 | 4.3085 | 3.2822 | 0.49845 | 0.49845 | 0.49528 | 0.49845 | 0.15906 | 0.19045 | 0.35069 | 0.22253 | 19.4153 | 4.5015 | 8.5301 | 6.4982
| 9:00 | 2 | 4.9033 | 3.191 | 5.1702 | 2.9838 | 0.56965 | 0.56965 | 0.59433 | 0.56965 | 0.2045 | 0.26728 | 0.42083 | 0.2045 | 9.7076 | 6.3176 | 10.2362 | 5.9074
| 9:30 | 2 | 4.5968 | 5.8502 | 6.0319 | 2.6854 | 0.59813 | 0.74637 | 0.69339 | 0.59813 | 0.22495 | 0.49002 | 0.49097 | 0.22495 | 9.1009 | 11.5823 | 11.9422 | 5.3167
| 10:00 | 2 | 4.2903 | 8.5093 | 6.8936 | 2.387 | 0.62662 | 0.9231 | 0.79245 | 0.62662 | 0.2454 | 0.71276 | 0.56111 | 0.2454 | 8.4942 | 16.847 | 13.6482 | 4.7259
| 10:30 | 2 | 3.9839 | 10.1048 | 6.4628 | 2.2968 | 0.6551 | 1.0962 | 0.74292 | 0.6551 | 0.24995 | 0.8464 | 0.52604 | 0.24995 | 7.8874 | 20.0059 | 12.7952 | 4.5472
| 11:00 | 2 | 3.6774 | 11.7003 | 6.0319 | 2.2065 | 0.68358 | 1.2693 | 0.69339 | 0.68358 | 0.25449 | 0.98004 | 0.49097 | 0.25449 | 7.2807 | 23.1647 | 11.9422 | 4.3684
| 11:30 | 2 | 3.5242 | 12.4981 | 6.0319 | 2.1145 | 0.66934 | 1.3558 | 0.69339 | 0.66934 | 0.24995 | 1.0469 | 0.49097 | 0.24995 | 6.9774 | 24.7441 | 11.9422 | 4.1864
| 12:00 | 2 | 3.371 | 13.2958 | 6.0319 | 2.0226 | 0.6551 | 1.4423 | 0.69339 | 0.6551 | 0.2454 | 1.1137 | 0.49097 | 0.2454 | 6.674 | 26.3235 | 11.9422 | 4.0044
| 12:30 | 2 | 3.2178 | 12.4981 | 5.8165 | 1.9307 | 0.6551 | 1.3558 | 0.66863 | 0.54373 | 0.23631 | 1.0469 | 0.47344 | 0.23631 | 6.3706 | 24.7441 | 11.5157 | 3.8224
| 13:00 | 2 | 3.0645 | 11.7003 | 5.6011 | 1.8387 | 0.6551 | 1.2693 | 0.64386 | 0.43237 | 0.22722 | 0.98004 | 0.4559 | 0.22722 | 6.0673 | 23.1647 | 11.0892 | 3.6404
| 13:30 | 2 | 3.8307 | 10.1048 | 5.8165 | 2.2984 | 0.69782 | 1.0962 | 0.66863 | 0.35886 | 0.24995 | 0.8464 | 0.47344 | 0.24995 | 7.5841 | 20.0059 | 11.5157 | 4.5505
| 14:00 | 2 | 4.5968 | 8.5093 | 6.0319 | 2.7581 | 0.74055 | 0.9231 | 0.69339 | 0.28536 | 0.27267 | 0.71276 | 0.49097 | 0.27267 | 9.1009 | 16.847 | 11.9422 | 5.4605
| 14:30 | 2 | 4.5662 | 5.8502 | 6.0319 | 2.7397 | 0.79751 | 0.63463 | 0.69339 | 0.23685 | 0.25904 | 0.49002 | 0.49097 | 0.25904 | 9.0402 | 11.5823 | 11.9422 | 5.4241
| 15:00 | 2 | 4.5355 | 3.191 | 6.0319 | 2.7213 | 0.85448 | 0.34616 | 0.69339 | 0.18834 | 0.2454 | 0.26728 | 0.49097 | 0.2454 | 8.9796 | 6.3176 | 11.9422 | 5.3877
| 15:30 | 2 | 4.2903 | 2.1023 | 6.0319 | 2.5742 | 0.81175 | 0.22806 | 0.69339 | 0.17892 | 0.25904 | 0.1761 | 0.49097 | 0.16515 | 8.4942 | 4.1623 | 11.9422 | 5.0965
| 16:00 | 2 | 4.0452 | 1.0137 | 6.0319 | 2.4271 | 0.76903 | 0.10996 | 0.69339 | 0.1695 | 0.27267 | 0.084907 | 0.49097 | 0.084907 | 8.0088 | 2.0069 | 11.9422 | 4.8053
| 16:30 | 2 | 3.8613 | 1.0137 | 5.8165 | 2.3168 | 0.72631 | 0.10996 | 0.66863 | 0.1695 | 0.29539 | 0.084907 | 0.47344 | 0.064727 | 7.6448 | 2.0069 | 11.5157 | 4.5869
| 17:00 | 2 | 3.6774 | 1.0137 | 5.6011 | 2.2065 | 0.68358 | 0.10996 | 0.64386 | 0.1695 | 0.31811 | 0.084907 | 0.4559 | 0.044547 | 7.2807 | 2.0069 | 11.0892 | 4.3684
| 17:30 | 2 | 3.5242 | 1.0137 | 4.5239 | 2.1145 | 0.56965 | 0.10996 | 0.52004 | 0.1695 | 0.3522 | 0.084907 | 0.36823 | 0.044547 | 6.9774 | 2.0069 | 8.9567 | 4.1864
| 18:00 | 2 | 3.371 | 1.0137 | 3.4468 | 2.0226 | 0.45572 | 0.10996 | 0.39622 | 0.1695 | 0.38628 | 0.084907 | 0.28056 | 0.044547 | 6.674 | 2.0069 | 6.8241 | 4.0044
| 18:30 | 2 | 3.2178 | 1.0137 | 3.2314 | 1.9307 | 0.39876 | 0.10996 | 0.37146 | 0.1695 | 0.56734 | 0.084907 | 0.26302 | 0.044547 | 6.3706 | 2.0069 | 6.3976 | 3.8224
| 19:00 | 2 | 3.0645 | 1.0137 | 3.016 | 1.8387 | 0.34179 | 0.10996 | 0.3467 | 0.1695 | 0.74839 | 0.084907 | 0.24549 | 0.044547 | 6.0673 | 2.0069 | 5.9711 | 3.6404
| 19:30 | 2 | 2.7581 | 1.0137 | 3.016 | 1.6548 | 0.28483 | 0.10996 | 0.3467 | 0.1695 | 0.83615 | 0.084907 | 0.24549 | 0.044547 | 5.4605 | 2.0069 | 5.9711 | 3.2763
| 20:00 | 2 | 2.4516 | 1.0137 | 3.016 | 1.471 | 0.22786 | 0.10996 | 0.3467 | 0.1695 | 0.92391 | 0.084907 | 0.24549 | 0.044547 | 4.8538 | 2.0069 | 5.9711 | 2.9123
| 20:30 | 2 | 2.1452 | 1.0137 | 2.8005 | 1.2871 | 0.18514 | 0.10996 | 0.32193 | 0.15596 | 0.87179 | 0.084907 | 0.22795 | 0.044547 | 4.2471 | 2.0069 | 5.5446 | 2.5483
| 21:00 | 2 | 1.8387 | 1.0137 | 2.5851 | 1.1032 | 0.14241 | 0.10996 | 0.29717 | 0.14241 | 0.81967 | 0.084907 | 0.21042 | 0.044547 | 3.6404 | 2.0069 | 5.1181 | 2.1842
| 21:30 | 2 | 1.6855 | 1.0137 | 2.3697 | 1.0113 | 0.12817 | 0.10996 | 0.2724 | 0.12817 | 0.6416 | 0.084907 | 0.19288 | 0.066821 | 3.337 | 2.0069 | 4.6916 | 2.0022
| 22:00 | 2 | 1.5323 | 1.0137 | 2.1543 | 0.91936 | 0.11393 | 0.10996 | 0.24764 | 0.11393 | 0.46354 | 0.084907 | 0.17535 | 0.089094 | 3.0336 | 2.0069 | 4.2651 | 1.8202
| 22:30 | 2 | 1.379 | 0.9323 | 1.508 | 0.82742 | 0.099689 | 0.10114 | 0.17335 | 0.099689 | 0.26741 | 0.078091 | 0.12274 | 0.13364 | 2.7303 | 1.8458 | 2.9856 | 1.6382
| 23:00 | 2 | 1.2258 | 0.85093 | 0.8617 | 0.73549 | 0.085448 | 0.09231 | 0.099056 | 0.085448 | 0.071276 | 0.071276 | 0.070139 | 0.17819 | 2.4269 | 1.6847 | 1.706 | 1.4561
| 23:30 | 2 | 1.2258 | 1.0384 | 0.64628 | 1.5503 | 0.071206 | 0.074637 | 0.074292 | 0.23261 | 0.069048 | 0.069048 | 0.052604 | 0.31183 | 2.4269 | 2.0558 | 1.2795 | 3.074
| 0:00 | 3 | 1.179 | 1.179 | 0.4144 | 2.2749 | 0.06042 | 0.06042 | 0.052532 | 0.4028 | 0.070873 | 0.070873 | 0.037196 | 0.47249 | 2.3342 | 2.3342 | 0.82044 | 4.5128
| 0:30 | 3 | 1.0611 | 1.0611 | 0.4144 | 4.2943 | 0.06042 | 0.06042 | 0.052532 | 0.48183 | 0.063786 | 0.063786 | 0.037196 | 0.49966 | 2.1008 | 2.1008 | 0.82044 | 8.5064
| 1:00 | 3 | 0.9432 | 0.9432 | 0.4144 | 6.3137 | 0.06042 | 0.06042 | 0.052532 | 0.56086 | 0.056699 | 0.056699 | 0.037196 | 0.52683 | 1.8674 | 1.8674 | 0.82044 | 12.5001
| 1:30 | 3 | 0.8253 | 0.8253 | 0.22792 | 6.3137 | 0.052868 | 0.052868 | 0.028892 | 0.56086 | 0.049611 | 0.049611 | 0.020458 | 0.52683 | 1.634 | 1.634 | 0.45124 | 12.5001
| 2:00 | 3 | 0.7074 | 0.7074 | 0.04144 | 6.3137 | 0.045315 | 0.045315 | 0.0052532 | 0.56086 | 0.042524 | 0.042524 | 0.0037196 | 0.52683 | 1.4005 | 1.4005 | 0.082044 | 12.5001
| 2:30 | 3 | 0.5895 | 0.5895 | 0.04144 | 6.3137 | 0.037763 | 0.037763 | 0.0052532 | 0.56086 | 0.037799 | 0.037799 | 0.0037196 | 0.52683 | 1.1671 | 1.1671 | 0.082044 | 12.5001
| 3:00 | 3 | 0.4716 | 0.4716 | 0.04144 | 6.3137 | 0.03021 | 0.03021 | 0.0052532 | 0.56086 | 0.033074 | 0.033074 | 0.0037196 | 0.52683 | 0.93369 | 0.93369 | 0.082044 | 12.5001
| 3:30 | 3 | 0.38318 | 0.38318 | 0.04144 | 6.3137 | 0.045315 | 0.045315 | 0.0052532 | 0.56086 | 0.028349 | 0.028349 | 0.0037196 | 0.52683 | 0.75863 | 0.75863 | 0.082044 | 12.5001
| 4:00 | 3 | 0.29475 | 0.29475 | 0.04144 | 6.3137 | 0.06042 | 0.06042 | 0.0052532 | 0.56086 | 0.023624 | 0.023624 | 0.0037196 | 0.52683 | 0.58356 | 0.58356 | 0.082044 | 12.5001
| 4:30 | 3 | 0.20633 | 0.20633 | 0.04144 | 6.3137 | 0.075525 | 0.075525 | 0.0052532 | 0.56086 | 0.021262 | 0.021262 | 0.0037196 | 0.52683 | 0.40849 | 0.40849 | 0.082044 | 12.5001
| 5:00 | 3 | 0.1179 | 0.1179 | 0.04144 | 6.3137 | 0.09063 | 0.09063 | 0.0052532 | 0.56086 | 0.0189 | 0.0189 | 0.0037196 | 0.52683 | 0.23342 | 0.23342 | 0.082044 | 12.5001
| 5:30 | 3 | 0.64845 | 0.64845 | 0.43512 | 4.8788 | 0.10574 | 0.10574 | 0.055158 | 0.4855 | 0.017955 | 0.017955 | 0.039056 | 0.49966 | 1.2838 | 1.2838 | 0.86146 | 9.6591
| 6:00 | 3 | 1.179 | 1.179 | 0.8288 | 3.4438 | 0.12084 | 0.12084 | 0.10506 | 0.41014 | 0.01701 | 0.01701 | 0.074393 | 0.47249 | 2.3342 | 2.3342 | 1.6409 | 6.8182
| 6:30 | 3 | 3.537 | 1.1113 | 1.2432 | 3.4438 | 0.17371 | 0.17371 | 0.1576 | 0.31836 | 0.056706 | 0.056706 | 0.11159 | 0.37799 | 7.0027 | 2.2003 | 2.4613 | 6.8182
| 7:00 | 3 | 5.895 | 1.0437 | 1.6576 | 3.4438 | 0.22658 | 0.22658 | 0.21013 | 0.22658 | 0.096402 | 0.096402 | 0.14879 | 0.28349 | 11.6712 | 2.0663 | 3.2818 | 6.8182
| 7:30 | 3 | 10.0216 | 1.1741 | 2.4864 | 3.4438 | 0.33986 | 0.33986 | 0.31519 | 0.33986 | 0.10845 | 0.10845 | 0.22318 | 0.26932 | 19.841 | 2.3246 | 4.9227 | 6.8182
| 8:00 | 3 | 14.1481 | 1.3046 | 3.3152 | 3.4438 | 0.45315 | 0.45315 | 0.42025 | 0.45315 | 0.1205 | 0.1205 | 0.29757 | 0.25514 | 28.0108 | 2.5829 | 6.5635 | 6.8182
| 8:30 | 3 | 9.432 | 2.1869 | 4.144 | 3.1568 | 0.52868 | 0.52868 | 0.52532 | 0.52868 | 0.1687 | 0.202 | 0.37196 | 0.23602 | 18.6739 | 4.3296 | 8.2044 | 6.25
| 9:00 | 3 | 4.716 | 3.0691 | 4.9728 | 2.8699 | 0.6042 | 0.6042 | 0.63038 | 0.6042 | 0.21691 | 0.28349 | 0.44636 | 0.21691 | 9.3369 | 6.0764 | 9.8453 | 5.6819
| 9:30 | 3 | 4.4213 | 5.6268 | 5.8016 | 2.5829 | 0.63441 | 0.79164 | 0.73544 | 0.63441 | 0.2386 | 0.51974 | 0.52075 | 0.2386 | 8.7534 | 11.1401 | 11.4862 | 5.1137
| 10:00 | 3 | 4.1265 | 8.1844 | 6.6304 | 2.2959 | 0.66462 | 0.97908 | 0.84051 | 0.66462 | 0.26029 | 0.75598 | 0.59514 | 0.26029 | 8.1698 | 16.2037 | 13.1271 | 4.5455
| 10:30 | 3 | 3.8318 | 9.719 | 6.216 | 2.2091 | 0.69483 | 1.1627 | 0.78798 | 0.69483 | 0.26511 | 0.89773 | 0.55795 | 0.26511 | 7.5863 | 19.2419 | 12.3066 | 4.3736
| 11:00 | 3 | 3.537 | 11.2535 | 5.8016 | 2.1222 | 0.72504 | 1.3462 | 0.73544 | 0.72504 | 0.26993 | 1.0395 | 0.52075 | 0.26993 | 7.0027 | 22.2801 | 11.4862 | 4.2016
| 11:30 | 3 | 3.3896 | 12.0208 | 5.8016 | 2.0338 | 0.70994 | 1.438 | 0.73544 | 0.70994 | 0.26511 | 1.1104 | 0.52075 | 0.26511 | 6.7109 | 23.7992 | 11.4862 | 4.0266
| 12:00 | 3 | 3.2423 | 12.7881 | 5.8016 | 1.9454 | 0.69483 | 1.5298 | 0.73544 | 0.69483 | 0.26029 | 1.1812 | 0.52075 | 0.26029 | 6.4191 | 25.3183 | 11.4862 | 3.8515
| 12:30 | 3 | 3.0949 | 12.0208 | 5.5944 | 1.8569 | 0.69483 | 1.438 | 0.70918 | 0.57671 | 0.25065 | 1.1104 | 0.50215 | 0.25065 | 6.1274 | 23.7992 | 11.076 | 3.6764
| 13:00 | 3 | 2.9475 | 11.2535 | 5.3872 | 1.7685 | 0.69483 | 1.3462 | 0.68291 | 0.45859 | 0.24101 | 1.0395 | 0.48355 | 0.24101 | 5.8356 | 22.2801 | 10.6658 | 3.5014
| 13:30 | 3 | 3.6844 | 9.719 | 5.5944 | 2.2106 | 0.74015 | 1.1627 | 0.70918 | 0.38063 | 0.26511 | 0.89773 | 0.50215 | 0.26511 | 7.2945 | 19.2419 | 11.076 | 4.3767
| 14:00 | 3 | 4.4213 | 8.1844 | 5.8016 | 2.6528 | 0.78546 | 0.97908 | 0.73544 | 0.30267 | 0.28921 | 0.75598 | 0.52075 | 0.28921 | 8.7534 | 16.2037 | 11.4862 | 5.252
| 14:30 | 3 | 4.3918 | 5.6268 | 5.8016 | 2.6351 | 0.84588 | 0.67312 | 0.73544 | 0.25121 | 0.27475 | 0.51974 | 0.52075 | 0.27475 | 8.695 | 11.1401 | 11.4862 | 5.217
| 15:00 | 3 | 4.3623 | 3.0691 | 5.8016 | 2.6174 | 0.9063 | 0.36716 | 0.73544 | 0.19976 | 0.26029 | 0.28349 | 0.52075 | 0.26029 | 8.6367 | 6.0764 | 11.4862 | 5.182
| 15:30 | 3 | 4.1265 | 2.0221 | 5.8016 | 2.4759 | 0.86099 | 0.24189 | 0.73544 | 0.18977 | 0.27475 | 0.18678 | 0.52075 | 0.17517 | 8.1698 | 4.0033 | 11.4862 | 4.9019
| 16:00 | 3 | 3.8907 | 0.97497 | 5.8016 | 2.3344 | 0.81567 | 0.11663 | 0.73544 | 0.17978 | 0.28921 | 0.090057 | 0.52075 | 0.090057 | 7.703 | 1.9303 | 11.4862 | 4.6218
| 16:30 | 3 | 3.7139 | 0.97497 | 5.5944 | 2.2283 | 0.77036 | 0.11663 | 0.70918 | 0.17978 | 0.31331 | 0.090057 | 0.50215 | 0.068653 | 7.3528 | 1.9303 | 11.076 | 4.4117
| 17:00 | 3 | 3.537 | 0.97497 | 5.3872 | 2.1222 | 0.72504 | 0.11663 | 0.68291 | 0.17978 | 0.33741 | 0.090057 | 0.48355 | 0.047249 | 7.0027 | 1.9303 | 10.6658 | 4.2016
| 17:30 | 3 | 3.3896 | 0.97497 | 4.3512 | 2.0338 | 0.6042 | 0.11663 | 0.55158 | 0.17978 | 0.37356 | 0.090057 | 0.39056 | 0.047249 | 6.7109 | 1.9303 | 8.6146 | 4.0266
| 18:00 | 3 | 3.2423 | 0.97497 | 3.3152 | 1.9454 | 0.48336 | 0.11663 | 0.42025 | 0.17978 | 0.40971 | 0.090057 | 0.29757 | 0.047249 | 6.4191 | 1.9303 | 6.5635 | 3.8515
| 18:30 | 3 | 3.0949 | 0.97497 | 3.108 | 1.8569 | 0.42294 | 0.11663 | 0.39399 | 0.17978 | 0.60175 | 0.090057 | 0.27897 | 0.047249 | 6.1274 | 1.9303 | 6.1533 | 3.6764
| 19:00 | 3 | 2.9475 | 0.97497 | 2.9008 | 1.7685 | 0.36252 | 0.11663 | 0.36772 | 0.17978 | 0.79378 | 0.090057 | 0.26037 | 0.047249 | 5.8356 | 1.9303 | 5.7431 | 3.5014
| 19:30 | 3 | 2.6528 | 0.97497 | 2.9008 | 1.5917 | 0.3021 | 0.11663 | 0.36772 | 0.17978 | 0.88687 | 0.090057 | 0.26037 | 0.047249 | 5.252 | 1.9303 | 5.7431 | 3.1512
| 20:00 | 3 | 2.358 | 0.97497 | 2.9008 | 1.4148 | 0.24168 | 0.11663 | 0.36772 | 0.17978 | 0.97995 | 0.090057 | 0.26037 | 0.047249 | 4.6685 | 1.9303 | 5.7431 | 2.8011
| 20:30 | 3 | 2.0633 | 0.97497 | 2.6936 | 1.238 | 0.19637 | 0.11663 | 0.34146 | 0.16542 | 0.92466 | 0.090057 | 0.24178 | 0.047249 | 4.0849 | 1.9303 | 5.3329 | 2.4509
| 21:00 | 3 | 1.7685 | 0.97497 | 2.4864 | 1.0611 | 0.15105 | 0.11663 | 0.31519 | 0.15105 | 0.86938 | 0.090057 | 0.22318 | 0.047249 | 3.5014 | 1.9303 | 4.9227 | 2.1008
| 21:30 | 3 | 1.6211 | 0.97497 | 2.2792 | 0.97268 | 0.13595 | 0.11663 | 0.28892 | 0.13595 | 0.68052 | 0.090057 | 0.20458 | 0.070873 | 3.2096 | 1.9303 | 4.5124 | 1.9257
| 22:00 | 3 | 1.4738 | 0.97497 | 2.072 | 0.88425 | 0.12084 | 0.11663 | 0.26266 | 0.12084 | 0.49165 | 0.090057 | 0.18598 | 0.094498 | 2.9178 | 1.9303 | 4.1022 | 1.7507
| 22:30 | 3 | 1.3264 | 0.8967 | 1.4504 | 0.79583 | 0.10574 | 0.10727 | 0.18386 | 0.10574 | 0.28363 | 0.082827 | 0.13019 | 0.14175 | 2.626 | 1.7753 | 2.8715 | 1.5756
| 23:00 | 3 | 1.179 | 0.81844 | 0.8288 | 0.7074 | 0.09063 | 0.097908 | 0.10506 | 0.09063 | 0.075598 | 0.075598 | 0.074393 | 0.189 | 2.3342 | 1.6204 | 1.6409 | 1.4005
| 23:30 | 3 | 1.179 | 0.99872 | 0.6216 | 1.4911 | 0.075525 | 0.079164 | 0.078798 | 0.24672 | 0.073236 | 0.073236 | 0.055795 | 0.33074 | 2.3342 | 1.9773 | 1.2307 | 2.9567
| 0:00 | 4 | 1.1688 | 1.1688 | 0.41083 | 2.2553 | 0.054833 | 0.054833 | 0.047674 | 0.36555 | 0.064319 | 0.064319 | 0.033757 | 0.4288 | 2.3141 | 2.3141 | 0.81337 | 4.4739
| 0:30 | 4 | 1.052 | 1.052 | 0.41083 | 4.2573 | 0.054833 | 0.054833 | 0.047674 | 0.43727 | 0.057887 | 0.057887 | 0.033757 | 0.45345 | 2.0827 | 2.0827 | 0.81337 | 8.4331
| 1:00 | 4 | 0.93508 | 0.93508 | 0.41083 | 6.2593 | 0.054833 | 0.054833 | 0.047674 | 0.509 | 0.051456 | 0.051456 | 0.033757 | 0.47811 | 1.8513 | 1.8513 | 0.81337 | 12.3924
| 1:30 | 4 | 0.81819 | 0.81819 | 0.22596 | 6.2593 | 0.047979 | 0.047979 | 0.026221 | 0.509 | 0.045024 | 0.045024 | 0.018566 | 0.47811 | 1.6199 | 1.6199 | 0.44736 | 12.3924
| 2:00 | 4 | 0.70131 | 0.70131 | 0.041083 | 6.2593 | 0.041125 | 0.041125 | 0.0047674 | 0.509 | 0.038592 | 0.038592 | 0.0033757 | 0.47811 | 1.3885 | 1.3885 | 0.081337 | 12.3924
| 2:30 | 4 | 0.58442 | 0.58442 | 0.041083 | 6.2593 | 0.03427 | 0.03427 | 0.0047674 | 0.509 | 0.034304 | 0.034304 | 0.0033757 | 0.47811 | 1.1571 | 1.1571 | 0.081337 | 12.3924
| 3:00 | 4 | 0.46754 | 0.46754 | 0.041083 | 6.2593 | 0.027416 | 0.027416 | 0.0047674 | 0.509 | 0.030016 | 0.030016 | 0.0033757 | 0.47811 | 0.92565 | 0.92565 | 0.081337 | 12.3924
| 3:30 | 4 | 0.37988 | 0.37988 | 0.041083 | 6.2593 | 0.041125 | 0.041125 | 0.0047674 | 0.509 | 0.025728 | 0.025728 | 0.0033757 | 0.47811 | 0.75209 | 0.75209 | 0.081337 | 12.3924
| 4:00 | 4 | 0.29221 | 0.29221 | 0.041083 | 6.2593 | 0.054833 | 0.054833 | 0.0047674 | 0.509 | 0.02144 | 0.02144 | 0.0033757 | 0.47811 | 0.57853 | 0.57853 | 0.081337 | 12.3924
| 4:30 | 4 | 0.20455 | 0.20455 | 0.041083 | 6.2593 | 0.068541 | 0.068541 | 0.0047674 | 0.509 | 0.019296 | 0.019296 | 0.0033757 | 0.47811 | 0.40497 | 0.40497 | 0.081337 | 12.3924
| 5:00 | 4 | 0.11688 | 0.11688 | 0.041083 | 6.2593 | 0.082249 | 0.082249 | 0.0047674 | 0.509 | 0.017152 | 0.017152 | 0.0033757 | 0.47811 | 0.23141 | 0.23141 | 0.081337 | 12.3924
| 5:30 | 4 | 0.64287 | 0.64287 | 0.43137 | 4.8367 | 0.095957 | 0.095957 | 0.050058 | 0.4406 | 0.016294 | 0.016294 | 0.035444 | 0.45345 | 1.2728 | 1.2728 | 0.85404 | 9.5759
| 6:00 | 4 | 1.1688 | 1.1688 | 0.82166 | 3.4142 | 0.10967 | 0.10967 | 0.095348 | 0.37221 | 0.015437 | 0.015437 | 0.067513 | 0.4288 | 2.3141 | 2.3141 | 1.6267 | 6.7595
| 6:30 | 4 | 3.5065 | 1.1018 | 1.2325 | 3.4142 | 0.15764 | 0.15764 | 0.14302 | 0.28892 | 0.051462 | 0.051462 | 0.10127 | 0.34304 | 6.9424 | 2.1813 | 2.4401 | 6.7595
| 7:00 | 4 | 5.8442 | 1.0347 | 1.6433 | 3.4142 | 0.20562 | 0.20562 | 0.1907 | 0.20562 | 0.087488 | 0.087488 | 0.13503 | 0.25728 | 11.5706 | 2.0485 | 3.2535 | 6.7595
| 7:30 | 4 | 9.9352 | 1.164 | 2.465 | 3.4142 | 0.30843 | 0.30843 | 0.28604 | 0.30843 | 0.098423 | 0.098423 | 0.20254 | 0.24441 | 19.6701 | 2.3045 | 4.8802 | 6.7595
| 8:00 | 4 | 14.0262 | 1.2933 | 3.2866 | 3.4142 | 0.41125 | 0.41125 | 0.38139 | 0.41125 | 0.10936 | 0.10936 | 0.27005 | 0.23155 | 27.7695 | 2.5606 | 6.507 | 6.7595
| 8:30 | 4 | 9.3508 | 2.168 | 4.1083 | 3.1296 | 0.47979 | 0.47979 | 0.47674 | 0.47979 | 0.1531 | 0.18332 | 0.33757 | 0.2142 | 18.513 | 4.2923 | 8.1337 | 6.1962
| 9:00 | 4 | 4.6754 | 3.0427 | 4.93 | 2.8451 | 0.54833 | 0.54833 | 0.57209 | 0.54833 | 0.19685 | 0.25728 | 0.40508 | 0.19685 | 9.2565 | 6.024 | 9.7605 | 5.6329
| 9:30 | 4 | 4.3832 | 5.5783 | 5.7516 | 2.5606 | 0.57574 | 0.71843 | 0.66743 | 0.57574 | 0.21653 | 0.47168 | 0.47259 | 0.21653 | 8.678 | 11.0441 | 11.3872 | 5.0696
| 10:00 | 4 | 4.091 | 8.1139 | 6.5733 | 2.2761 | 0.60316 | 0.88854 | 0.76278 | 0.60316 | 0.23622 | 0.68607 | 0.54011 | 0.23622 | 8.0994 | 16.0641 | 13.014 | 4.5063
| 10:30 | 4 | 3.7988 | 9.6352 | 6.1624 | 2.19 | 0.63058 | 1.0551 | 0.71511 | 0.63058 | 0.24059 | 0.81471 | 0.50635 | 0.24059 | 7.5209 | 19.0761 | 12.2006 | 4.3359
| 11:00 | 4 | 3.5065 | 11.1566 | 5.7516 | 2.1039 | 0.65799 | 1.2217 | 0.66743 | 0.65799 | 0.24497 | 0.94335 | 0.47259 | 0.24497 | 6.9424 | 22.0882 | 11.3872 | 4.1654
| 11:30 | 4 | 3.3604 | 11.9173 | 5.7516 | 2.0163 | 0.64428 | 1.305 | 0.66743 | 0.64428 | 0.24059 | 1.0077 | 0.47259 | 0.24059 | 6.6531 | 23.5942 | 11.3872 | 3.9919
| 12:00 | 4 | 3.2143 | 12.6779 | 5.7516 | 1.9286 | 0.63058 | 1.3883 | 0.66743 | 0.63058 | 0.23622 | 1.072 | 0.47259 | 0.23622 | 6.3638 | 25.1002 | 11.3872 | 3.8183
| 12:30 | 4 | 3.0682 | 11.9173 | 5.5462 | 1.8409 | 0.63058 | 1.305 | 0.6436 | 0.52338 | 0.22747 | 1.0077 | 0.45571 | 0.22747 | 6.0746 | 23.5942 | 10.9805 | 3.6447
| 13:00 | 4 | 2.9221 | 11.1566 | 5.3408 | 1.7533 | 0.63058 | 1.2217 | 0.61976 | 0.41618 | 0.21872 | 0.94335 | 0.43884 | 0.21872 | 5.7853 | 22.0882 | 10.5739 | 3.4712
| 13:30 | 4 | 3.6526 | 9.6352 | 5.5462 | 2.1916 | 0.6717 | 1.0551 | 0.6436 | 0.34543 | 0.24059 | 0.81471 | 0.45571 | 0.24059 | 7.2316 | 19.0761 | 10.9805 | 4.339
| 14:00 | 4 | 4.3832 | 8.1139 | 5.7516 | 2.6299 | 0.71283 | 0.88854 | 0.66743 | 0.27468 | 0.26246 | 0.68607 | 0.47259 | 0.26246 | 8.678 | 16.0641 | 11.3872 | 5.2068
| 14:30 | 4 | 4.354 | 5.5783 | 5.7516 | 2.6124 | 0.76766 | 0.61087 | 0.66743 | 0.22798 | 0.24934 | 0.47168 | 0.47259 | 0.24934 | 8.6201 | 11.0441 | 11.3872 | 5.1721
| 15:00 | 4 | 4.3247 | 3.0427 | 5.7516 | 2.5948 | 0.82249 | 0.3332 | 0.66743 | 0.18129 | 0.23622 | 0.25728 | 0.47259 | 0.23622 | 8.5623 | 6.024 | 11.3872 | 5.1374
| 15:30 | 4 | 4.091 | 2.0046 | 5.7516 | 2.4546 | 0.78137 | 0.21953 | 0.66743 | 0.17222 | 0.24934 | 0.1695 | 0.47259 | 0.15897 | 8.0994 | 3.9688 | 11.3872 | 4.8597
| 16:00 | 4 | 3.8572 | 0.96657 | 5.7516 | 2.3143 | 0.74024 | 0.10585 | 0.66743 | 0.16316 | 0.26246 | 0.081729 | 0.47259 | 0.081729 | 7.6366 | 1.9136 | 11.3872 | 4.582
| 16:30 | 4 | 3.6819 | 0.96657 | 5.5462 | 2.2091 | 0.69912 | 0.10585 | 0.6436 | 0.16316 | 0.28433 | 0.081729 | 0.45571 | 0.062304 | 7.2895 | 1.9136 | 10.9805 | 4.3737
| 17:00 | 4 | 3.5065 | 0.96657 | 5.3408 | 2.1039 | 0.65799 | 0.10585 | 0.61976 | 0.16316 | 0.30621 | 0.081729 | 0.43884 | 0.04288 | 6.9424 | 1.9136 | 10.5739 | 4.1654
| 17:30 | 4 | 3.3604 | 0.96657 | 4.3137 | 2.0163 | 0.54833 | 0.10585 | 0.50058 | 0.16316 | 0.33901 | 0.081729 | 0.35444 | 0.04288 | 6.6531 | 1.9136 | 8.5404 | 3.9919
| 18:00 | 4 | 3.2143 | 0.96657 | 3.2866 | 1.9286 | 0.43866 | 0.10585 | 0.38139 | 0.16316 | 0.37182 | 0.081729 | 0.27005 | 0.04288 | 6.3638 | 1.9136 | 6.507 | 3.8183
| 18:30 | 4 | 3.0682 | 0.96657 | 3.0812 | 1.8409 | 0.38383 | 0.10585 | 0.35755 | 0.16316 | 0.5461 | 0.081729 | 0.25317 | 0.04288 | 6.0746 | 1.9136 | 6.1003 | 3.6447
| 19:00 | 4 | 2.9221 | 0.96657 | 2.8758 | 1.7533 | 0.329 | 0.10585 | 0.33372 | 0.16316 | 0.72038 | 0.081729 | 0.2363 | 0.04288 | 5.7853 | 1.9136 | 5.6936 | 3.4712
| 19:30 | 4 | 2.6299 | 0.96657 | 2.8758 | 1.5779 | 0.27416 | 0.10585 | 0.33372 | 0.16316 | 0.80485 | 0.081729 | 0.2363 | 0.04288 | 5.2068 | 1.9136 | 5.6936 | 3.1241
| 20:00 | 4 | 2.3377 | 0.96657 | 2.8758 | 1.4026 | 0.21933 | 0.10585 | 0.33372 | 0.16316 | 0.88933 | 0.081729 | 0.2363 | 0.04288 | 4.6282 | 1.9136 | 5.6936 | 2.7769
| 20:30 | 4 | 2.0455 | 0.96657 | 2.6704 | 1.2273 | 0.17821 | 0.10585 | 0.30988 | 0.15012 | 0.83916 | 0.081729 | 0.21942 | 0.04288 | 4.0497 | 1.9136 | 5.2869 | 2.4298
| 21:00 | 4 | 1.7533 | 0.96657 | 2.465 | 1.052 | 0.13708 | 0.10585 | 0.28604 | 0.13708 | 0.78898 | 0.081729 | 0.20254 | 0.04288 | 3.4712 | 1.9136 | 4.8802 | 2.0827
| 21:30 | 4 | 1.6072 | 0.96657 | 2.2596 | 0.9643 | 0.12337 | 0.10585 | 0.26221 | 0.12337 | 0.61759 | 0.081729 | 0.18566 | 0.064319 | 3.1819 | 1.9136 | 4.4736 | 1.9092
| 22:00 | 4 | 1.4611 | 0.96657 | 2.0541 | 0.87664 | 0.10967 | 0.10585 | 0.23837 | 0.10967 | 0.44619 | 0.081729 | 0.16878 | 0.085759 | 2.8927 | 1.9136 | 4.0669 | 1.7356
| 22:30 | 4 | 1.315 | 0.88898 | 1.4379 | 0.78897 | 0.095957 | 0.097351 | 0.16686 | 0.095957 | 0.2574 | 0.075168 | 0.11815 | 0.12864 | 2.6034 | 1.76 | 2.8468 | 1.562
| 23:00 | 4 | 1.1688 | 0.81139 | 0.82166 | 0.70131 | 0.082249 | 0.088854 | 0.095348 | 0.082249 | 0.068607 | 0.068607 | 0.067513 | 0.17152 | 2.3141 | 1.6064 | 1.6267 | 1.3885
| 23:30 | 4 | 1.1688 | 0.99012 | 0.61624 | 1.4783 | 0.068541 | 0.071843 | 0.071511 | 0.2239 | 0.066463 | 0.066463 | 0.050635 | 0.30016 | 2.3141 | 1.9603 | 1.2201 | 2.9312
| 0:00 | 5 | 1.25 | 1.25 | 0.43936 | 2.4119 | 0.057567 | 0.057567 | 0.050051 | 0.38378 | 0.067527 | 0.067527 | 0.03544 | 0.45018 | 2.4749 | 2.4749 | 0.86987 | 4.7846
| 0:30 | 5 | 1.125 | 1.125 | 0.43936 | 4.553 | 0.057567 | 0.057567 | 0.050051 | 0.45908 | 0.060774 | 0.060774 | 0.03544 | 0.47606 | 2.2274 | 2.2274 | 0.86987 | 9.0189
| 1:00 | 5 | 1 | 1 | 0.43936 | 6.694 | 0.057567 | 0.057567 | 0.050051 | 0.53438 | 0.054021 | 0.054021 | 0.03544 | 0.50195 | 1.9799 | 1.9799 | 0.86987 | 13.2531
| 1:30 | 5 | 0.87502 | 0.87502 | 0.24165 | 6.694 | 0.050371 | 0.050371 | 0.027528 | 0.53438 | 0.047269 | 0.047269 | 0.019492 | 0.50195 | 1.7324 | 1.7324 | 0.47843 | 13.2531
| 2:00 | 5 | 0.75002 | 0.75002 | 0.043936 | 6.694 | 0.043175 | 0.043175 | 0.0050051 | 0.53438 | 0.040516 | 0.040516 | 0.003544 | 0.50195 | 1.4849 | 1.4849 | 0.086987 | 13.2531
| 2:30 | 5 | 0.62502 | 0.62502 | 0.043936 | 6.694 | 0.035979 | 0.035979 | 0.0050051 | 0.53438 | 0.036014 | 0.036014 | 0.003544 | 0.50195 | 1.2374 | 1.2374 | 0.086987 | 13.2531
| 3:00 | 5 | 0.50001 | 0.50001 | 0.043936 | 6.694 | 0.028783 | 0.028783 | 0.0050051 | 0.53438 | 0.031512 | 0.031512 | 0.003544 | 0.50195 | 0.98994 | 0.98994 | 0.086987 | 13.2531
| 3:30 | 5 | 0.40626 | 0.40626 | 0.043936 | 6.694 | 0.043175 | 0.043175 | 0.0050051 | 0.53438 | 0.027011 | 0.027011 | 0.003544 | 0.50195 | 0.80433 | 0.80433 | 0.086987 | 13.2531
| 4:00 | 5 | 0.31251 | 0.31251 | 0.043936 | 6.694 | 0.057567 | 0.057567 | 0.0050051 | 0.53438 | 0.022509 | 0.022509 | 0.003544 | 0.50195 | 0.61871 | 0.61871 | 0.086987 | 13.2531
| 4:30 | 5 | 0.21876 | 0.21876 | 0.043936 | 6.694 | 0.071959 | 0.071959 | 0.0050051 | 0.53438 | 0.020258 | 0.020258 | 0.003544 | 0.50195 | 0.4331 | 0.4331 | 0.086987 | 13.2531
| 5:00 | 5 | 0.125 | 0.125 | 0.043936 | 6.694 | 0.08635 | 0.08635 | 0.0050051 | 0.53438 | 0.018007 | 0.018007 | 0.003544 | 0.50195 | 0.24749 | 0.24749 | 0.086987 | 13.2531
| 5:30 | 5 | 0.68752 | 0.68752 | 0.46133 | 5.1727 | 0.10074 | 0.10074 | 0.052554 | 0.46257 | 0.017107 | 0.017107 | 0.037212 | 0.47606 | 1.3612 | 1.3612 | 0.91336 | 10.241
| 6:00 | 5 | 1.25 | 1.25 | 0.87873 | 3.6513 | 0.11513 | 0.11513 | 0.1001 | 0.39077 | 0.016206 | 0.016206 | 0.07088 | 0.45018 | 2.4749 | 2.4749 | 1.7397 | 7.229
| 6:30 | 5 | 3.7501 | 1.1783 | 1.3181 | 3.6513 | 0.1655 | 0.1655 | 0.15015 | 0.30332 | 0.054028 | 0.054028 | 0.10632 | 0.36014 | 7.4246 | 2.3328 | 2.6096 | 7.229
| 7:00 | 5 | 6.2502 | 1.1065 | 1.7575 | 3.6513 | 0.21588 | 0.21588 | 0.2002 | 0.21588 | 0.09185 | 0.09185 | 0.14176 | 0.27011 | 12.3743 | 2.1908 | 3.4795 | 7.229
| 7:30 | 5 | 10.6253 | 1.2449 | 2.6362 | 3.6513 | 0.32381 | 0.32381 | 0.30031 | 0.32381 | 0.10333 | 0.10333 | 0.21264 | 0.2566 | 21.0363 | 2.4646 | 5.2192 | 7.229
| 8:00 | 5 | 15.0004 | 1.3832 | 3.5149 | 3.6513 | 0.43175 | 0.43175 | 0.40041 | 0.43175 | 0.11481 | 0.11481 | 0.28352 | 0.2431 | 29.6983 | 2.7385 | 6.9589 | 7.229
| 8:30 | 5 | 10.0003 | 2.3186 | 4.3936 | 3.347 | 0.50371 | 0.50371 | 0.50051 | 0.50371 | 0.16074 | 0.19246 | 0.3544 | 0.22488 | 19.7988 | 4.5905 | 8.6987 | 6.6265
| 9:00 | 5 | 5.0001 | 3.254 | 5.2724 | 3.0427 | 0.57567 | 0.57567 | 0.60061 | 0.57567 | 0.20666 | 0.27011 | 0.42528 | 0.20666 | 9.8994 | 6.4425 | 10.4384 | 6.0241
| 9:30 | 5 | 4.6876 | 5.9657 | 6.1511 | 2.7385 | 0.60445 | 0.75426 | 0.70071 | 0.60445 | 0.22733 | 0.4952 | 0.49616 | 0.22733 | 9.2807 | 11.8112 | 12.1781 | 5.4217
| 10:00 | 5 | 4.3751 | 8.6774 | 7.0298 | 2.4342 | 0.63324 | 0.93285 | 0.80082 | 0.63324 | 0.248 | 0.72028 | 0.56704 | 0.248 | 8.662 | 17.1799 | 13.9179 | 4.8193
| 10:30 | 5 | 4.0626 | 10.3045 | 6.5905 | 2.3421 | 0.66202 | 1.1078 | 0.75077 | 0.66202 | 0.25259 | 0.85534 | 0.5316 | 0.25259 | 8.0433 | 20.4011 | 13.048 | 4.637
| 11:00 | 5 | 3.7501 | 11.9315 | 6.1511 | 2.2501 | 0.6908 | 1.2827 | 0.70071 | 0.6908 | 0.25718 | 0.99039 | 0.49616 | 0.25718 | 7.4246 | 23.6223 | 12.1781 | 4.4547
| 11:30 | 5 | 3.5938 | 12.745 | 6.1511 | 2.1563 | 0.67641 | 1.3701 | 0.70071 | 0.67641 | 0.25259 | 1.0579 | 0.49616 | 0.25259 | 7.1152 | 25.2329 | 12.1781 | 4.2691
| 12:00 | 5 | 3.4376 | 13.5585 | 6.1511 | 2.0626 | 0.66202 | 1.4576 | 0.70071 | 0.66202 | 0.248 | 1.1254 | 0.49616 | 0.248 | 6.8058 | 26.8435 | 12.1781 | 4.0835
| 12:30 | 5 | 3.2813 | 12.745 | 5.9314 | 1.9688 | 0.66202 | 1.3701 | 0.67569 | 0.54948 | 0.23881 | 1.0579 | 0.47844 | 0.23881 | 6.4965 | 25.2329 | 11.7432 | 3.8979
| 13:00 | 5 | 3.1251 | 11.9315 | 5.7117 | 1.875 | 0.66202 | 1.2827 | 0.65066 | 0.43693 | 0.22963 | 0.99039 | 0.46072 | 0.22963 | 6.1871 | 23.6223 | 11.3083 | 3.7123
| 13:30 | 5 | 3.9063 | 10.3045 | 5.9314 | 2.3438 | 0.70519 | 1.1078 | 0.67569 | 0.36265 | 0.25259 | 0.85534 | 0.47844 | 0.25259 | 7.7339 | 20.4011 | 11.7432 | 4.6404
| 14:00 | 5 | 4.6876 | 8.6774 | 6.1511 | 2.8126 | 0.74837 | 0.93285 | 0.70071 | 0.28838 | 0.27555 | 0.72028 | 0.49616 | 0.27555 | 9.2807 | 17.1799 | 12.1781 | 5.5684
| 14:30 | 5 | 4.6564 | 5.9657 | 6.1511 | 2.7938 | 0.80594 | 0.64133 | 0.70071 | 0.23935 | 0.26177 | 0.4952 | 0.49616 | 0.26177 | 9.2188 | 11.8112 | 12.1781 | 5.5313
| 15:00 | 5 | 4.6251 | 3.254 | 6.1511 | 2.7751 | 0.8635 | 0.34982 | 0.70071 | 0.19033 | 0.248 | 0.27011 | 0.49616 | 0.248 | 9.157 | 6.4425 | 12.1781 | 5.4942
| 15:30 | 5 | 4.3751 | 2.1439 | 6.1511 | 2.6251 | 0.82033 | 0.23047 | 0.70071 | 0.18081 | 0.26177 | 0.17796 | 0.49616 | 0.1669 | 8.662 | 4.2445 | 12.1781 | 5.1972
| 16:00 | 5 | 4.1251 | 1.0337 | 6.1511 | 2.4751 | 0.77715 | 0.11113 | 0.70071 | 0.1713 | 0.27555 | 0.085804 | 0.49616 | 0.085804 | 8.167 | 2.0466 | 12.1781 | 4.9002
| 16:30 | 5 | 3.9376 | 1.0337 | 5.9314 | 2.3626 | 0.73398 | 0.11113 | 0.67569 | 0.1713 | 0.29851 | 0.085804 | 0.47844 | 0.065411 | 7.7958 | 2.0466 | 11.7432 | 4.6775
| 17:00 | 5 | 3.7501 | 1.0337 | 5.7117 | 2.2501 | 0.6908 | 0.11113 | 0.65066 | 0.1713 | 0.32148 | 0.085804 | 0.46072 | 0.045018 | 7.4246 | 2.0466 | 11.3083 | 4.4547
| 17:30 | 5 | 3.5938 | 1.0337 | 4.6133 | 2.1563 | 0.57567 | 0.11113 | 0.52554 | 0.1713 | 0.35592 | 0.085804 | 0.37212 | 0.045018 | 7.1152 | 2.0466 | 9.1336 | 4.2691
| 18:00 | 5 | 3.4376 | 1.0337 | 3.5149 | 2.0626 | 0.46054 | 0.11113 | 0.40041 | 0.1713 | 0.39036 | 0.085804 | 0.28352 | 0.045018 | 6.8058 | 2.0466 | 6.9589 | 4.0835
| 18:30 | 5 | 3.2813 | 1.0337 | 3.2952 | 1.9688 | 0.40297 | 0.11113 | 0.37538 | 0.1713 | 0.57333 | 0.085804 | 0.2658 | 0.045018 | 6.4965 | 2.0466 | 6.524 | 3.8979
| 19:00 | 5 | 3.1251 | 1.0337 | 3.0755 | 1.875 | 0.3454 | 0.11113 | 0.35036 | 0.1713 | 0.7563 | 0.085804 | 0.24808 | 0.045018 | 6.1871 | 2.0466 | 6.0891 | 3.7123
| 19:30 | 5 | 2.8126 | 1.0337 | 3.0755 | 1.6875 | 0.28783 | 0.11113 | 0.35036 | 0.1713 | 0.84499 | 0.085804 | 0.24808 | 0.045018 | 5.5684 | 2.0466 | 6.0891 | 3.3411
| 20:00 | 5 | 2.5001 | 1.0337 | 3.0755 | 1.5 | 0.23027 | 0.11113 | 0.35036 | 0.1713 | 0.93367 | 0.085804 | 0.24808 | 0.045018 | 4.9497 | 2.0466 | 6.0891 | 2.9698
| 20:30 | 5 | 2.1876 | 1.0337 | 2.8559 | 1.3125 | 0.18709 | 0.11113 | 0.32533 | 0.15761 | 0.881 | 0.085804 | 0.23036 | 0.045018 | 4.331 | 2.0466 | 5.6541 | 2.5986
| 21:00 | 5 | 1.875 | 1.0337 | 2.6362 | 1.125 | 0.14392 | 0.11113 | 0.30031 | 0.14392 | 0.82833 | 0.085804 | 0.21264 | 0.045018 | 3.7123 | 2.0466 | 5.2192 | 2.2274
| 21:30 | 5 | 1.7188 | 1.0337 | 2.4165 | 1.0313 | 0.12953 | 0.11113 | 0.27528 | 0.12953 | 0.64838 | 0.085804 | 0.19492 | 0.067527 | 3.4029 | 2.0466 | 4.7843 | 2.0418
| 22:00 | 5 | 1.5625 | 1.0337 | 2.1968 | 0.93752 | 0.11513 | 0.11113 | 0.25026 | 0.11513 | 0.46844 | 0.085804 | 0.1772 | 0.090036 | 3.0936 | 2.0466 | 4.3493 | 1.8561
| 22:30 | 5 | 1.4063 | 0.95072 | 1.5378 | 0.84377 | 0.10074 | 0.10221 | 0.17518 | 0.10074 | 0.27023 | 0.078916 | 0.12404 | 0.13505 | 2.7842 | 1.8823 | 3.0445 | 1.6705
| 23:00 | 5 | 1.25 | 0.86774 | 0.87873 | 0.75002 | 0.08635 | 0.093285 | 0.1001 | 0.08635 | 0.072028 | 0.072028 | 0.07088 | 0.18007 | 2.4749 | 1.718 | 1.7397 | 1.4849
| 23:30 | 5 | 1.25 | 1.0589 | 0.65905 | 1.581 | 0.071959 | 0.075426 | 0.075077 | 0.23506 | 0.069778 | 0.069778 | 0.05316 | 0.31512 | 2.4749 | 2.0964 | 1.3048 | 3.1348
| 0:00 | 6 | 1.126 | 1.126 | 0.39577 | 2.1726 | 0.056596 | 0.056596 | 0.049207 | 0.37731 | 0.066388 | 0.066388 | 0.034842 | 0.44259 | 2.2293 | 2.2293 | 0.78357 | 4.3099
| 0:30 | 6 | 1.0134 | 1.0134 | 0.39577 | 4.1013 | 0.056596 | 0.056596 | 0.049207 | 0.45134 | 0.05975 | 0.05975 | 0.034842 | 0.46804 | 2.0064 | 2.0064 | 0.78357 | 8.1241
| 1:00 | 6 | 0.90081 | 0.90081 | 0.39577 | 6.0299 | 0.056596 | 0.056596 | 0.049207 | 0.52537 | 0.053111 | 0.053111 | 0.034842 | 0.49349 | 1.7835 | 1.7835 | 0.78357 | 11.9382
| 1:30 | 6 | 0.78821 | 0.78821 | 0.21768 | 6.0299 | 0.049522 | 0.049522 | 0.027064 | 0.52537 | 0.046472 | 0.046472 | 0.019163 | 0.49349 | 1.5605 | 1.5605 | 0.43096 | 11.9382
| 2:00 | 6 | 0.67561 | 0.67561 | 0.039577 | 6.0299 | 0.042447 | 0.042447 | 0.0049207 | 0.52537 | 0.039833 | 0.039833 | 0.0034842 | 0.49349 | 1.3376 | 1.3376 | 0.078357 | 11.9382
| 2:30 | 6 | 0.56301 | 0.56301 | 0.039577 | 6.0299 | 0.035373 | 0.035373 | 0.0049207 | 0.52537 | 0.035407 | 0.035407 | 0.0034842 | 0.49349 | 1.1147 | 1.1147 | 0.078357 | 11.9382
| 3:00 | 6 | 0.45041 | 0.45041 | 0.039577 | 6.0299 | 0.028298 | 0.028298 | 0.0049207 | 0.52537 | 0.030981 | 0.030981 | 0.0034842 | 0.49349 | 0.89173 | 0.89173 | 0.078357 | 11.9382
| 3:30 | 6 | 0.36595 | 0.36595 | 0.039577 | 6.0299 | 0.042447 | 0.042447 | 0.0049207 | 0.52537 | 0.026555 | 0.026555 | 0.0034842 | 0.49349 | 0.72453 | 0.72453 | 0.078357 | 11.9382
| 4:00 | 6 | 0.2815 | 0.2815 | 0.039577 | 6.0299 | 0.056596 | 0.056596 | 0.0049207 | 0.52537 | 0.022129 | 0.022129 | 0.0034842 | 0.49349 | 0.55733 | 0.55733 | 0.078357 | 11.9382
| 4:30 | 6 | 0.19705 | 0.19705 | 0.039577 | 6.0299 | 0.070746 | 0.070746 | 0.0049207 | 0.52537 | 0.019917 | 0.019917 | 0.0034842 | 0.49349 | 0.39013 | 0.39013 | 0.078357 | 11.9382
| 5:00 | 6 | 0.1126 | 0.1126 | 0.039577 | 6.0299 | 0.084895 | 0.084895 | 0.0049207 | 0.52537 | 0.017704 | 0.017704 | 0.0034842 | 0.49349 | 0.22293 | 0.22293 | 0.078357 | 11.9382
| 5:30 | 6 | 0.61931 | 0.61931 | 0.41556 | 4.6595 | 0.099044 | 0.099044 | 0.051668 | 0.45478 | 0.016818 | 0.016818 | 0.036585 | 0.46804 | 1.2261 | 1.2261 | 0.82274 | 9.225
| 6:00 | 6 | 1.126 | 1.126 | 0.79155 | 3.289 | 0.11319 | 0.11319 | 0.098415 | 0.38418 | 0.015933 | 0.015933 | 0.069685 | 0.44259 | 2.2293 | 2.2293 | 1.5671 | 6.5118
| 6:30 | 6 | 3.378 | 1.0614 | 1.1873 | 3.289 | 0.16271 | 0.16271 | 0.14762 | 0.29821 | 0.053117 | 0.053117 | 0.10453 | 0.35407 | 6.688 | 2.1014 | 2.3507 | 6.5118
| 7:00 | 6 | 5.6301 | 0.99676 | 1.5831 | 3.289 | 0.21224 | 0.21224 | 0.19683 | 0.21224 | 0.090302 | 0.090302 | 0.13937 | 0.26555 | 11.1466 | 1.9734 | 3.1343 | 6.5118
| 7:30 | 6 | 9.5711 | 1.1214 | 2.3746 | 3.289 | 0.31836 | 0.31836 | 0.29524 | 0.31836 | 0.10159 | 0.10159 | 0.20905 | 0.25228 | 18.9492 | 2.2201 | 4.7014 | 6.5118
| 8:00 | 6 | 13.5122 | 1.2459 | 3.1662 | 3.289 | 0.42447 | 0.42447 | 0.39366 | 0.42447 | 0.11288 | 0.11288 | 0.27874 | 0.239 | 26.7518 | 2.4668 | 6.2685 | 6.5118
| 8:30 | 6 | 9.0081 | 2.0886 | 3.9577 | 3.015 | 0.49522 | 0.49522 | 0.49207 | 0.49522 | 0.15803 | 0.18922 | 0.34842 | 0.22109 | 17.8346 | 4.135 | 7.8357 | 5.9691
| 9:00 | 6 | 4.5041 | 2.9312 | 4.7493 | 2.7409 | 0.56596 | 0.56596 | 0.59049 | 0.56596 | 0.20318 | 0.26555 | 0.41811 | 0.20318 | 8.9173 | 5.8033 | 9.4028 | 5.4265
| 9:30 | 6 | 4.2226 | 5.3739 | 5.5408 | 2.4668 | 0.59426 | 0.74154 | 0.6889 | 0.59426 | 0.2235 | 0.48685 | 0.48779 | 0.2235 | 8.3599 | 10.6394 | 10.9699 | 4.8838
| 10:00 | 6 | 3.941 | 7.8165 | 6.3324 | 2.1927 | 0.62256 | 0.91712 | 0.78732 | 0.62256 | 0.24381 | 0.70814 | 0.55748 | 0.24381 | 7.8026 | 15.4754 | 12.5371 | 4.3412
| 10:30 | 6 | 3.6595 | 9.2821 | 5.9366 | 2.1098 | 0.65086 | 1.0891 | 0.73811 | 0.65086 | 0.24833 | 0.84092 | 0.52264 | 0.24833 | 7.2453 | 18.3771 | 11.7535 | 4.177
| 11:00 | 6 | 3.378 | 10.7477 | 5.5408 | 2.0268 | 0.67916 | 1.261 | 0.6889 | 0.67916 | 0.25284 | 0.9737 | 0.48779 | 0.25284 | 6.688 | 21.2787 | 10.9699 | 4.0128
| 11:30 | 6 | 3.2373 | 11.4805 | 5.5408 | 1.9424 | 0.66501 | 1.347 | 0.6889 | 0.66501 | 0.24833 | 1.0401 | 0.48779 | 0.24833 | 6.4093 | 22.7295 | 10.9699 | 3.8456
| 12:00 | 6 | 3.0965 | 12.2133 | 5.5408 | 1.8579 | 0.65086 | 1.433 | 0.6889 | 0.65086 | 0.24381 | 1.1065 | 0.48779 | 0.24381 | 6.1306 | 24.1804 | 10.9699 | 3.6784
| 12:30 | 6 | 2.9558 | 11.4805 | 5.3429 | 1.7735 | 0.65086 | 1.347 | 0.6643 | 0.54021 | 0.23478 | 1.0401 | 0.47037 | 0.23478 | 5.852 | 22.7295 | 10.5781 | 3.5112
| 13:00 | 6 | 2.815 | 10.7477 | 5.1451 | 1.689 | 0.65086 | 1.261 | 0.6397 | 0.42957 | 0.22575 | 0.9737 | 0.45295 | 0.22575 | 5.5733 | 21.2787 | 10.1864 | 3.344
| 13:30 | 6 | 3.5188 | 9.2821 | 5.3429 | 2.1113 | 0.69331 | 1.0891 | 0.6643 | 0.35654 | 0.24833 | 0.84092 | 0.47037 | 0.24833 | 6.9666 | 18.3771 | 10.5781 | 4.18
| 14:00 | 6 | 4.2226 | 7.8165 | 5.5408 | 2.5335 | 0.73575 | 0.91712 | 0.6889 | 0.28351 | 0.27091 | 0.70814 | 0.48779 | 0.27091 | 8.3599 | 15.4754 | 10.9699 | 5.016
| 14:30 | 6 | 4.1944 | 5.3739 | 5.5408 | 2.5166 | 0.79235 | 0.63052 | 0.6889 | 0.23532 | 0.25736 | 0.48685 | 0.48779 | 0.25736 | 8.3042 | 10.6394 | 10.9699 | 4.9825
| 15:00 | 6 | 4.1663 | 2.9312 | 5.5408 | 2.4998 | 0.84895 | 0.34392 | 0.6889 | 0.18712 | 0.24381 | 0.26555 | 0.48779 | 0.24381 | 8.2485 | 5.8033 | 10.9699 | 4.9491
| 15:30 | 6 | 3.941 | 1.9312 | 5.5408 | 2.3646 | 0.8065 | 0.22659 | 0.6889 | 0.17776 | 0.25736 | 0.17496 | 0.48779 | 0.16409 | 7.8026 | 3.8234 | 10.9699 | 4.6816
| 16:00 | 6 | 3.7158 | 0.93114 | 5.5408 | 2.2295 | 0.76405 | 0.10925 | 0.6889 | 0.16841 | 0.27091 | 0.084357 | 0.48779 | 0.084357 | 7.3568 | 1.8435 | 10.9699 | 4.4141
| 16:30 | 6 | 3.5469 | 0.93114 | 5.3429 | 2.1282 | 0.72161 | 0.10925 | 0.6643 | 0.16841 | 0.29348 | 0.084357 | 0.47037 | 0.064308 | 7.0224 | 1.8435 | 10.5781 | 4.2134
| 17:00 | 6 | 3.378 | 0.93114 | 5.1451 | 2.0268 | 0.67916 | 0.10925 | 0.6397 | 0.16841 | 0.31606 | 0.084357 | 0.45295 | 0.044259 | 6.688 | 1.8435 | 10.1864 | 4.0128
| 17:30 | 6 | 3.2373 | 0.93114 | 4.1556 | 1.9424 | 0.56596 | 0.10925 | 0.51668 | 0.16841 | 0.34992 | 0.084357 | 0.36585 | 0.044259 | 6.4093 | 1.8435 | 8.2274 | 3.8456
| 18:00 | 6 | 3.0965 | 0.93114 | 3.1662 | 1.8579 | 0.45277 | 0.10925 | 0.39366 | 0.16841 | 0.38378 | 0.084357 | 0.27874 | 0.044259 | 6.1306 | 1.8435 | 6.2685 | 3.6784
| 18:30 | 6 | 2.9558 | 0.93114 | 2.9683 | 1.7735 | 0.39618 | 0.10925 | 0.36905 | 0.16841 | 0.56367 | 0.084357 | 0.26132 | 0.044259 | 5.852 | 1.8435 | 5.8767 | 3.5112
| 19:00 | 6 | 2.815 | 0.93114 | 2.7704 | 1.689 | 0.33958 | 0.10925 | 0.34445 | 0.16841 | 0.74355 | 0.084357 | 0.2439 | 0.044259 | 5.5733 | 1.8435 | 5.485 | 3.344
| 19:30 | 6 | 2.5335 | 0.93114 | 2.7704 | 1.5201 | 0.28298 | 0.10925 | 0.34445 | 0.16841 | 0.83074 | 0.084357 | 0.2439 | 0.044259 | 5.016 | 1.8435 | 5.485 | 3.0096
| 20:00 | 6 | 2.252 | 0.93114 | 2.7704 | 1.3512 | 0.22639 | 0.10925 | 0.34445 | 0.16841 | 0.91793 | 0.084357 | 0.2439 | 0.044259 | 4.4586 | 1.8435 | 5.485 | 2.6752
| 20:30 | 6 | 1.9705 | 0.93114 | 2.5725 | 1.1823 | 0.18394 | 0.10925 | 0.31985 | 0.15495 | 0.86615 | 0.084357 | 0.22648 | 0.044259 | 3.9013 | 1.8435 | 5.0932 | 2.3408
| 21:00 | 6 | 1.689 | 0.93114 | 2.3746 | 1.0134 | 0.14149 | 0.10925 | 0.29524 | 0.14149 | 0.81436 | 0.084357 | 0.20905 | 0.044259 | 3.344 | 1.8435 | 4.7014 | 2.0064
| 21:30 | 6 | 1.5483 | 0.93114 | 2.1768 | 0.92896 | 0.12734 | 0.10925 | 0.27064 | 0.12734 | 0.63745 | 0.084357 | 0.19163 | 0.066388 | 3.0653 | 1.8435 | 4.3096 | 1.8392
| 22:00 | 6 | 1.4075 | 0.93114 | 1.9789 | 0.84451 | 0.11319 | 0.10925 | 0.24604 | 0.11319 | 0.46054 | 0.084357 | 0.17421 | 0.088518 | 2.7866 | 1.8435 | 3.9178 | 1.672
| 22:30 | 6 | 1.2668 | 0.8564 | 1.3852 | 0.76006 | 0.099044 | 0.10048 | 0.17223 | 0.099044 | 0.26568 | 0.077586 | 0.12195 | 0.13278 | 2.508 | 1.6955 | 2.7425 | 1.5048
| 23:00 | 6 | 1.126 | 0.78165 | 0.79155 | 0.67561 | 0.084895 | 0.091712 | 0.098415 | 0.084895 | 0.070814 | 0.070814 | 0.069685 | 0.17704 | 2.2293 | 1.5475 | 1.5671 | 1.3376
| 23:30 | 6 | 1.126 | 0.95383 | 0.59366 | 1.4241 | 0.070746 | 0.074154 | 0.073811 | 0.2311 | 0.068601 | 0.068601 | 0.052264 | 0.30981 | 2.2293 | 1.8884 | 1.1753 | 2.8238
| 0:00 | 7 | 1.1982 | 1.1982 | 0.42115 | 2.312 | 0.054823 | 0.054823 | 0.047665 | 0.36549 | 0.064308 | 0.064308 | 0.033751 | 0.42872 | 2.3723 | 2.3723 | 0.83382 | 4.5863
| 0:30 | 7 | 1.0784 | 1.0784 | 0.42115 | 4.3643 | 0.054823 | 0.054823 | 0.047665 | 0.4372 | 0.057877 | 0.057877 | 0.033751 | 0.45337 | 2.1351 | 2.1351 | 0.83382 | 8.6451
| 1:00 | 7 | 0.95858 | 0.95858 | 0.42115 | 6.4166 | 0.054823 | 0.054823 | 0.047665 | 0.50891 | 0.051446 | 0.051446 | 0.033751 | 0.47802 | 1.8978 | 1.8978 | 0.83382 | 12.7038
| 1:30 | 7 | 0.83876 | 0.83876 | 0.23163 | 6.4166 | 0.04797 | 0.04797 | 0.026216 | 0.50891 | 0.045015 | 0.045015 | 0.018563 | 0.47802 | 1.6606 | 1.6606 | 0.4586 | 12.7038
| 2:00 | 7 | 0.71893 | 0.71893 | 0.042115 | 6.4166 | 0.041117 | 0.041117 | 0.0047665 | 0.50891 | 0.038585 | 0.038585 | 0.0033751 | 0.47802 | 1.4234 | 1.4234 | 0.083382 | 12.7038
| 2:30 | 7 | 0.59911 | 0.59911 | 0.042115 | 6.4166 | 0.034264 | 0.034264 | 0.0047665 | 0.50891 | 0.034297 | 0.034297 | 0.0033751 | 0.47802 | 1.1861 | 1.1861 | 0.083382 | 12.7038
| 3:00 | 7 | 0.47929 | 0.47929 | 0.042115 | 6.4166 | 0.027411 | 0.027411 | 0.0047665 | 0.50891 | 0.03001 | 0.03001 | 0.0033751 | 0.47802 | 0.94891 | 0.94891 | 0.083382 | 12.7038
| 3:30 | 7 | 0.38942 | 0.38942 | 0.042115 | 6.4166 | 0.041117 | 0.041117 | 0.0047665 | 0.50891 | 0.025723 | 0.025723 | 0.0033751 | 0.47802 | 0.77099 | 0.77099 | 0.083382 | 12.7038
| 4:00 | 7 | 0.29956 | 0.29956 | 0.042115 | 6.4166 | 0.054823 | 0.054823 | 0.0047665 | 0.50891 | 0.021436 | 0.021436 | 0.0033751 | 0.47802 | 0.59307 | 0.59307 | 0.083382 | 12.7038
| 4:30 | 7 | 0.20969 | 0.20969 | 0.042115 | 6.4166 | 0.068528 | 0.068528 | 0.0047665 | 0.50891 | 0.019292 | 0.019292 | 0.0033751 | 0.47802 | 0.41515 | 0.41515 | 0.083382 | 12.7038
| 5:00 | 7 | 0.11982 | 0.11982 | 0.042115 | 6.4166 | 0.082234 | 0.082234 | 0.0047665 | 0.50891 | 0.017149 | 0.017149 | 0.0033751 | 0.47802 | 0.23723 | 0.23723 | 0.083382 | 12.7038
| 5:30 | 7 | 0.65902 | 0.65902 | 0.44221 | 4.9583 | 0.09594 | 0.09594 | 0.050048 | 0.44052 | 0.016291 | 0.016291 | 0.035438 | 0.45337 | 1.3048 | 1.3048 | 0.87551 | 9.8166
| 6:00 | 7 | 1.1982 | 1.1982 | 0.84231 | 3.5 | 0.10965 | 0.10965 | 0.09533 | 0.37214 | 0.015434 | 0.015434 | 0.067501 | 0.42872 | 2.3723 | 2.3723 | 1.6676 | 6.9294
| 6:30 | 7 | 3.5947 | 1.1295 | 1.2635 | 3.5 | 0.15762 | 0.15762 | 0.143 | 0.28886 | 0.051453 | 0.051453 | 0.10125 | 0.34297 | 7.1168 | 2.2361 | 2.5014 | 6.9294
| 7:00 | 7 | 5.9911 | 1.0607 | 1.6846 | 3.5 | 0.20559 | 0.20559 | 0.19066 | 0.20559 | 0.087472 | 0.087472 | 0.135 | 0.25723 | 11.8614 | 2.1 | 3.3353 | 6.9294
| 7:30 | 7 | 10.1849 | 1.1933 | 2.5269 | 3.5 | 0.30838 | 0.30838 | 0.28599 | 0.30838 | 0.098406 | 0.098406 | 0.2025 | 0.24437 | 20.1644 | 2.3625 | 5.0029 | 6.9294
| 8:00 | 7 | 14.3787 | 1.3258 | 3.3692 | 3.5 | 0.41117 | 0.41117 | 0.38132 | 0.41117 | 0.10934 | 0.10934 | 0.27 | 0.23151 | 28.4674 | 2.625 | 6.6705 | 6.9294
| 8:30 | 7 | 9.5858 | 2.2225 | 4.2115 | 3.2083 | 0.4797 | 0.4797 | 0.47665 | 0.4797 | 0.15308 | 0.18329 | 0.33751 | 0.21416 | 18.9783 | 4.4002 | 8.3382 | 6.3519
| 9:00 | 7 | 4.7929 | 3.1192 | 5.0539 | 2.9166 | 0.54823 | 0.54823 | 0.57198 | 0.54823 | 0.19681 | 0.25723 | 0.40501 | 0.19681 | 9.4891 | 6.1754 | 10.0058 | 5.7745
| 9:30 | 7 | 4.4933 | 5.7185 | 5.8962 | 2.625 | 0.57564 | 0.7183 | 0.66731 | 0.57564 | 0.21649 | 0.47159 | 0.47251 | 0.21649 | 8.8961 | 11.3216 | 11.6734 | 5.197
| 10:00 | 7 | 4.1938 | 8.3178 | 6.7385 | 2.3333 | 0.60305 | 0.88838 | 0.76264 | 0.60305 | 0.23617 | 0.68595 | 0.54001 | 0.23617 | 8.303 | 16.4678 | 13.341 | 4.6196
| 10:30 | 7 | 3.8942 | 9.8774 | 6.3173 | 2.2451 | 0.63046 | 1.055 | 0.71498 | 0.63046 | 0.24055 | 0.81457 | 0.50626 | 0.24055 | 7.7099 | 19.5556 | 12.5072 | 4.4448
| 11:00 | 7 | 3.5947 | 11.437 | 5.8962 | 2.1568 | 0.65787 | 1.2215 | 0.66731 | 0.65787 | 0.24492 | 0.94318 | 0.47251 | 0.24492 | 7.1168 | 22.6433 | 11.6734 | 4.2701
| 11:30 | 7 | 3.4449 | 12.2168 | 5.8962 | 2.0669 | 0.64417 | 1.3048 | 0.66731 | 0.64417 | 0.24055 | 1.0075 | 0.47251 | 0.24055 | 6.8203 | 24.1871 | 11.6734 | 4.0922
| 12:00 | 7 | 3.2951 | 12.9965 | 5.8962 | 1.9771 | 0.63046 | 1.3881 | 0.66731 | 0.63046 | 0.23617 | 1.0718 | 0.47251 | 0.23617 | 6.5238 | 25.731 | 11.6734 | 3.9143
| 12:30 | 7 | 3.1453 | 12.2168 | 5.6856 | 1.8872 | 0.63046 | 1.3048 | 0.64348 | 0.52328 | 0.22743 | 1.0075 | 0.45563 | 0.22743 | 6.2272 | 24.1871 | 11.2565 | 3.7363
| 13:00 | 7 | 2.9956 | 11.437 | 5.475 | 1.7973 | 0.63046 | 1.2215 | 0.61965 | 0.4161 | 0.21868 | 0.94318 | 0.43876 | 0.21868 | 5.9307 | 22.6433 | 10.8396 | 3.5584
| 13:30 | 7 | 3.7444 | 9.8774 | 5.6856 | 2.2467 | 0.67158 | 1.055 | 0.64348 | 0.34537 | 0.24055 | 0.81457 | 0.45563 | 0.24055 | 7.4134 | 19.5556 | 11.2565 | 4.448
| 14:00 | 7 | 4.4933 | 8.3178 | 5.8962 | 2.696 | 0.7127 | 0.88838 | 0.66731 | 0.27463 | 0.26242 | 0.68595 | 0.47251 | 0.26242 | 8.8961 | 16.4678 | 11.6734 | 5.3376
| 14:30 | 7 | 4.4634 | 5.7185 | 5.8962 | 2.678 | 0.76752 | 0.61076 | 0.66731 | 0.22794 | 0.24929 | 0.47159 | 0.47251 | 0.24929 | 8.8368 | 11.3216 | 11.6734 | 5.3021
| 15:00 | 7 | 4.4334 | 3.1192 | 5.8962 | 2.6601 | 0.82234 | 0.33314 | 0.66731 | 0.18126 | 0.23617 | 0.25723 | 0.47251 | 0.23617 | 8.7774 | 6.1754 | 11.6734 | 5.2665
| 15:30 | 7 | 4.1938 | 2.055 | 5.8962 | 2.5163 | 0.78122 | 0.21949 | 0.66731 | 0.17219 | 0.24929 | 0.16947 | 0.47251 | 0.15894 | 8.303 | 4.0686 | 11.6734 | 4.9818
| 16:00 | 7 | 3.9541 | 0.99086 | 5.8962 | 2.3725 | 0.74011 | 0.10583 | 0.66731 | 0.16313 | 0.26242 | 0.081714 | 0.47251 | 0.081714 | 7.8285 | 1.9617 | 11.6734 | 4.6971
| 16:30 | 7 | 3.7744 | 0.99086 | 5.6856 | 2.2646 | 0.69899 | 0.10583 | 0.64348 | 0.16313 | 0.28428 | 0.081714 | 0.45563 | 0.062293 | 7.4727 | 1.9617 | 11.2565 | 4.4836
| 17:00 | 7 | 3.5947 | 0.99086 | 5.475 | 2.1568 | 0.65787 | 0.10583 | 0.61965 | 0.16313 | 0.30615 | 0.081714 | 0.43876 | 0.042872 | 7.1168 | 1.9617 | 10.8396 | 4.2701
| 17:30 | 7 | 3.4449 | 0.99086 | 4.4221 | 2.0669 | 0.54823 | 0.10583 | 0.50048 | 0.16313 | 0.33895 | 0.081714 | 0.35438 | 0.042872 | 6.8203 | 1.9617 | 8.7551 | 4.0922
| 18:00 | 7 | 3.2951 | 0.99086 | 3.3692 | 1.9771 | 0.43858 | 0.10583 | 0.38132 | 0.16313 | 0.37175 | 0.081714 | 0.27 | 0.042872 | 6.5238 | 1.9617 | 6.6705 | 3.9143
| 18:30 | 7 | 3.1453 | 0.99086 | 3.1587 | 1.8872 | 0.38376 | 0.10583 | 0.35749 | 0.16313 | 0.546 | 0.081714 | 0.25313 | 0.042872 | 6.2272 | 1.9617 | 6.2536 | 3.7363
| 19:00 | 7 | 2.9956 | 0.99086 | 2.9481 | 1.7973 | 0.32894 | 0.10583 | 0.33366 | 0.16313 | 0.72025 | 0.081714 | 0.23625 | 0.042872 | 5.9307 | 1.9617 | 5.8367 | 3.5584
| 19:30 | 7 | 2.696 | 0.99086 | 2.9481 | 1.6176 | 0.27411 | 0.10583 | 0.33366 | 0.16313 | 0.80471 | 0.081714 | 0.23625 | 0.042872 | 5.3376 | 1.9617 | 5.8367 | 3.2026
| 20:00 | 7 | 2.3964 | 0.99086 | 2.9481 | 1.4379 | 0.21929 | 0.10583 | 0.33366 | 0.16313 | 0.88917 | 0.081714 | 0.23625 | 0.042872 | 4.7446 | 1.9617 | 5.8367 | 2.8467
| 20:30 | 7 | 2.0969 | 0.99086 | 2.7375 | 1.2581 | 0.17817 | 0.10583 | 0.30982 | 0.15009 | 0.839 | 0.081714 | 0.21938 | 0.042872 | 4.1515 | 1.9617 | 5.4198 | 2.4909
| 21:00 | 7 | 1.7973 | 0.99086 | 2.5269 | 1.0784 | 0.13706 | 0.10583 | 0.28599 | 0.13706 | 0.78884 | 0.081714 | 0.2025 | 0.042872 | 3.5584 | 1.9617 | 5.0029 | 2.1351
| 21:30 | 7 | 1.6476 | 0.99086 | 2.3163 | 0.98853 | 0.12335 | 0.10583 | 0.26216 | 0.12335 | 0.61747 | 0.081714 | 0.18563 | 0.064308 | 3.2619 | 1.9617 | 4.586 | 1.9571
| 22:00 | 7 | 1.4978 | 0.99086 | 2.1058 | 0.89867 | 0.10965 | 0.10583 | 0.23833 | 0.10965 | 0.44611 | 0.081714 | 0.16875 | 0.085744 | 2.9654 | 1.9617 | 4.1691 | 1.7792
| 22:30 | 7 | 1.348 | 0.91132 | 1.474 | 0.8088 | 0.09594 | 0.097333 | 0.16683 | 0.09594 | 0.25735 | 0.075154 | 0.11813 | 0.12862 | 2.6688 | 1.8043 | 2.9184 | 1.6013
| 23:00 | 7 | 1.1982 | 0.83178 | 0.84231 | 0.71893 | 0.082234 | 0.088838 | 0.09533 | 0.082234 | 0.068595 | 0.068595 | 0.067501 | 0.17149 | 2.3723 | 1.6468 | 1.6676 | 1.4234
| 23:30 | 7 | 1.1982 | 1.015 | 0.63173 | 1.5154 | 0.068528 | 0.07183 | 0.071498 | 0.22386 | 0.066451 | 0.066451 | 0.050626 | 0.3001 | 2.3723 | 2.0095 | 1.2507 | 3.0048
| 0:00 | 8 | 1.2484 | 1.2484 | 0.4388 | 2.4088 | 0.058687 | 0.058687 | 0.051025 | 0.39125 | 0.068841 | 0.068841 | 0.03613 | 0.45894 | 2.4717 | 2.4717 | 0.86875 | 4.7785
| 0:30 | 8 | 1.1236 | 1.1236 | 0.4388 | 4.5471 | 0.058687 | 0.058687 | 0.051025 | 0.46801 | 0.061957 | 0.061957 | 0.03613 | 0.48533 | 2.2245 | 2.2245 | 0.86875 | 9.0072
| 1:00 | 8 | 0.99874 | 0.99874 | 0.4388 | 6.6854 | 0.058687 | 0.058687 | 0.051025 | 0.54478 | 0.055073 | 0.055073 | 0.03613 | 0.51172 | 1.9773 | 1.9773 | 0.86875 | 13.236
| 1:30 | 8 | 0.87389 | 0.87389 | 0.24134 | 6.6854 | 0.051352 | 0.051352 | 0.028064 | 0.54478 | 0.048189 | 0.048189 | 0.019871 | 0.51172 | 1.7302 | 1.7302 | 0.47781 | 13.236
| 2:00 | 8 | 0.74905 | 0.74905 | 0.04388 | 6.6854 | 0.044016 | 0.044016 | 0.0051025 | 0.54478 | 0.041305 | 0.041305 | 0.003613 | 0.51172 | 1.483 | 1.483 | 0.086875 | 13.236
| 2:30 | 8 | 0.62421 | 0.62421 | 0.04388 | 6.6854 | 0.03668 | 0.03668 | 0.0051025 | 0.54478 | 0.036715 | 0.036715 | 0.003613 | 0.51172 | 1.2358 | 1.2358 | 0.086875 | 13.236
| 3:00 | 8 | 0.49937 | 0.49937 | 0.04388 | 6.6854 | 0.029344 | 0.029344 | 0.0051025 | 0.54478 | 0.032126 | 0.032126 | 0.003613 | 0.51172 | 0.98867 | 0.98867 | 0.086875 | 13.236
| 3:30 | 8 | 0.40574 | 0.40574 | 0.04388 | 6.6854 | 0.044016 | 0.044016 | 0.0051025 | 0.54478 | 0.027536 | 0.027536 | 0.003613 | 0.51172 | 0.80329 | 0.80329 | 0.086875 | 13.236
| 4:00 | 8 | 0.31211 | 0.31211 | 0.04388 | 6.6854 | 0.058687 | 0.058687 | 0.0051025 | 0.54478 | 0.022947 | 0.022947 | 0.003613 | 0.51172 | 0.61792 | 0.61792 | 0.086875 | 13.236
| 4:30 | 8 | 0.21847 | 0.21847 | 0.04388 | 6.6854 | 0.073359 | 0.073359 | 0.0051025 | 0.54478 | 0.020652 | 0.020652 | 0.003613 | 0.51172 | 0.43254 | 0.43254 | 0.086875 | 13.236
| 5:00 | 8 | 0.12484 | 0.12484 | 0.04388 | 6.6854 | 0.088031 | 0.088031 | 0.0051025 | 0.54478 | 0.018358 | 0.018358 | 0.003613 | 0.51172 | 0.24717 | 0.24717 | 0.086875 | 13.236
| 5:30 | 8 | 0.68663 | 0.68663 | 0.46074 | 5.166 | 0.1027 | 0.1027 | 0.053577 | 0.47158 | 0.01744 | 0.01744 | 0.037936 | 0.48533 | 1.3594 | 1.3594 | 0.91218 | 10.2278
| 6:00 | 8 | 1.2484 | 1.2484 | 0.8776 | 3.6466 | 0.11737 | 0.11737 | 0.10205 | 0.39838 | 0.016522 | 0.016522 | 0.072259 | 0.45894 | 2.4717 | 2.4717 | 1.7375 | 7.2196
| 6:30 | 8 | 3.7453 | 1.1768 | 1.3164 | 3.6466 | 0.16873 | 0.16873 | 0.15308 | 0.30923 | 0.05508 | 0.05508 | 0.10839 | 0.36715 | 7.415 | 2.3298 | 2.6062 | 7.2196
| 7:00 | 8 | 6.2421 | 1.1051 | 1.7552 | 3.6466 | 0.22008 | 0.22008 | 0.2041 | 0.22008 | 0.093638 | 0.093638 | 0.14452 | 0.27536 | 12.3583 | 2.1879 | 3.475 | 7.2196
| 7:30 | 8 | 10.6116 | 1.2433 | 2.6328 | 3.6466 | 0.33012 | 0.33012 | 0.30615 | 0.33012 | 0.10534 | 0.10534 | 0.21678 | 0.2616 | 21.0092 | 2.4614 | 5.2125 | 7.2196
| 8:00 | 8 | 14.981 | 1.3814 | 3.5104 | 3.6466 | 0.44016 | 0.44016 | 0.4082 | 0.44016 | 0.11705 | 0.11705 | 0.28904 | 0.24783 | 29.66 | 2.7349 | 6.95 | 7.2196
| 8:30 | 8 | 9.9874 | 2.3156 | 4.388 | 3.3427 | 0.51352 | 0.51352 | 0.51025 | 0.51352 | 0.16387 | 0.19621 | 0.3613 | 0.22926 | 19.7733 | 4.5845 | 8.6875 | 6.618
| 9:00 | 8 | 4.9937 | 3.2498 | 5.2656 | 3.0388 | 0.58687 | 0.58687 | 0.6123 | 0.58687 | 0.21069 | 0.27536 | 0.43356 | 0.21069 | 9.8867 | 6.4341 | 10.425 | 6.0164
| 9:30 | 8 | 4.6816 | 5.958 | 6.1432 | 2.7349 | 0.61622 | 0.76894 | 0.71435 | 0.61622 | 0.23175 | 0.50483 | 0.50582 | 0.23175 | 9.2687 | 11.7959 | 12.1625 | 5.4147
| 10:00 | 8 | 4.3695 | 8.6663 | 7.0208 | 2.4311 | 0.64556 | 0.951 | 0.8164 | 0.64556 | 0.25282 | 0.7343 | 0.57808 | 0.25282 | 8.6508 | 17.1577 | 13.8999 | 4.8131
| 10:30 | 8 | 4.0574 | 10.2912 | 6.582 | 2.3391 | 0.67491 | 1.1293 | 0.76538 | 0.67491 | 0.2575 | 0.87199 | 0.54195 | 0.2575 | 8.0329 | 20.3748 | 13.0312 | 4.631
| 11:00 | 8 | 3.7453 | 11.9161 | 6.1432 | 2.2472 | 0.70425 | 1.3076 | 0.71435 | 0.70425 | 0.26219 | 1.0097 | 0.50582 | 0.26219 | 7.415 | 23.5919 | 12.1625 | 4.449
| 11:30 | 8 | 3.5892 | 12.7286 | 6.1432 | 2.1535 | 0.68958 | 1.3968 | 0.71435 | 0.68958 | 0.2575 | 1.0785 | 0.50582 | 0.2575 | 7.106 | 25.2004 | 12.1625 | 4.2636
| 12:00 | 8 | 3.4332 | 13.541 | 6.1432 | 2.0599 | 0.67491 | 1.4859 | 0.71435 | 0.67491 | 0.25282 | 1.1474 | 0.50582 | 0.25282 | 6.7971 | 26.809 | 12.1625 | 4.0782
| 12:30 | 8 | 3.2771 | 12.7286 | 5.9238 | 1.9663 | 0.67491 | 1.3968 | 0.68884 | 0.56017 | 0.24346 | 1.0785 | 0.48775 | 0.24346 | 6.4881 | 25.2004 | 11.7281 | 3.8929
| 13:00 | 8 | 3.1211 | 11.9161 | 5.7044 | 1.8726 | 0.67491 | 1.3076 | 0.66333 | 0.44544 | 0.23409 | 1.0097 | 0.46969 | 0.23409 | 6.1792 | 23.5919 | 11.2937 | 3.7075
| 13:30 | 8 | 3.9013 | 10.2912 | 5.9238 | 2.3408 | 0.71892 | 1.1293 | 0.68884 | 0.36971 | 0.2575 | 0.87199 | 0.48775 | 0.2575 | 7.724 | 20.3748 | 11.7281 | 4.6344
| 14:00 | 8 | 4.6816 | 8.6663 | 6.1432 | 2.8089 | 0.76294 | 0.951 | 0.71435 | 0.29399 | 0.28091 | 0.7343 | 0.50582 | 0.28091 | 9.2687 | 17.1577 | 12.1625 | 5.5612
| 14:30 | 8 | 4.6504 | 5.958 | 6.1432 | 2.7902 | 0.82162 | 0.65382 | 0.71435 | 0.24401 | 0.26687 | 0.50483 | 0.50582 | 0.26687 | 9.207 | 11.7959 | 12.1625 | 5.5242
| 15:00 | 8 | 4.6192 | 3.2498 | 6.1432 | 2.7715 | 0.88031 | 0.35663 | 0.71435 | 0.19403 | 0.25282 | 0.27536 | 0.50582 | 0.25282 | 9.1452 | 6.4341 | 12.1625 | 5.4871
| 15:30 | 8 | 4.3695 | 2.1411 | 6.1432 | 2.6217 | 0.8363 | 0.23496 | 0.71435 | 0.18433 | 0.26687 | 0.18142 | 0.50582 | 0.17015 | 8.6508 | 4.239 | 12.1625 | 5.1905
| 16:00 | 8 | 4.1198 | 1.0324 | 6.1432 | 2.4719 | 0.79228 | 0.11329 | 0.71435 | 0.17463 | 0.28091 | 0.087474 | 0.50582 | 0.087474 | 8.1565 | 2.0439 | 12.1625 | 4.8939
| 16:30 | 8 | 3.9325 | 1.0324 | 5.9238 | 2.3595 | 0.74826 | 0.11329 | 0.68884 | 0.17463 | 0.30432 | 0.087474 | 0.48775 | 0.066684 | 7.7857 | 2.0439 | 11.7281 | 4.6714
| 17:00 | 8 | 3.7453 | 1.0324 | 5.7044 | 2.2472 | 0.70425 | 0.11329 | 0.66333 | 0.17463 | 0.32773 | 0.087474 | 0.46969 | 0.045894 | 7.415 | 2.0439 | 11.2937 | 4.449
| 17:30 | 8 | 3.5892 | 1.0324 | 4.6074 | 2.1535 | 0.58687 | 0.11329 | 0.53577 | 0.17463 | 0.36285 | 0.087474 | 0.37936 | 0.045894 | 7.106 | 2.0439 | 9.1218 | 4.2636
| 18:00 | 8 | 3.4332 | 1.0324 | 3.5104 | 2.0599 | 0.4695 | 0.11329 | 0.4082 | 0.17463 | 0.39796 | 0.087474 | 0.28904 | 0.045894 | 6.7971 | 2.0439 | 6.95 | 4.0782
| 18:30 | 8 | 3.2771 | 1.0324 | 3.291 | 1.9663 | 0.41081 | 0.11329 | 0.38269 | 0.17463 | 0.58449 | 0.087474 | 0.27097 | 0.045894 | 6.4881 | 2.0439 | 6.5156 | 3.8929
| 19:00 | 8 | 3.1211 | 1.0324 | 3.0716 | 1.8726 | 0.35212 | 0.11329 | 0.35718 | 0.17463 | 0.77102 | 0.087474 | 0.25291 | 0.045894 | 6.1792 | 2.0439 | 6.0812 | 3.7075
| 19:30 | 8 | 2.8089 | 1.0324 | 3.0716 | 1.6854 | 0.29344 | 0.11329 | 0.35718 | 0.17463 | 0.86143 | 0.087474 | 0.25291 | 0.045894 | 5.5612 | 2.0439 | 6.0812 | 3.3367
| 20:00 | 8 | 2.4968 | 1.0324 | 3.0716 | 1.4981 | 0.23475 | 0.11329 | 0.35718 | 0.17463 | 0.95185 | 0.087474 | 0.25291 | 0.045894 | 4.9433 | 2.0439 | 6.0812 | 2.966
| 20:30 | 8 | 2.1847 | 1.0324 | 2.8522 | 1.3108 | 0.19073 | 0.11329 | 0.33166 | 0.16067 | 0.89815 | 0.087474 | 0.23484 | 0.045894 | 4.3254 | 2.0439 | 5.6469 | 2.5952
| 21:00 | 8 | 1.8726 | 1.0324 | 2.6328 | 1.1236 | 0.14672 | 0.11329 | 0.30615 | 0.14672 | 0.84445 | 0.087474 | 0.21678 | 0.045894 | 3.7075 | 2.0439 | 5.2125 | 2.2245
| 21:30 | 8 | 1.7166 | 1.0324 | 2.4134 | 1.0299 | 0.13205 | 0.11329 | 0.28064 | 0.13205 | 0.661 | 0.087474 | 0.19871 | 0.068841 | 3.3985 | 2.0439 | 4.7781 | 2.0391
| 22:00 | 8 | 1.5605 | 1.0324 | 2.194 | 0.93632 | 0.11737 | 0.11329 | 0.25513 | 0.11737 | 0.47755 | 0.087474 | 0.18065 | 0.091788 | 3.0896 | 2.0439 | 4.3437 | 1.8537
| 22:30 | 8 | 1.4045 | 0.9495 | 1.5358 | 0.84268 | 0.1027 | 0.10419 | 0.17859 | 0.1027 | 0.27549 | 0.080452 | 0.12645 | 0.13768 | 2.7806 | 1.8798 | 3.0406 | 1.6684
| 23:00 | 8 | 1.2484 | 0.86663 | 0.8776 | 0.74905 | 0.088031 | 0.0951 | 0.10205 | 0.088031 | 0.07343 | 0.07343 | 0.072259 | 0.18358 | 2.4717 | 1.7158 | 1.7375 | 1.483
| 23:30 | 8 | 1.2484 | 1.0575 | 0.6582 | 1.5789 | 0.073359 | 0.076894 | 0.076538 | 0.23964 | 0.071136 | 0.071136 | 0.054195 | 0.32126 | 2.4717 | 2.0937 | 1.3031 | 3.1307
| 0:00 | 9 | 1.2124 | 1.2124 | 0.42613 | 2.3393 | 0.058533 | 0.058533 | 0.050891 | 0.39022 | 0.06866 | 0.06866 | 0.036035 | 0.45773 | 2.4003 | 2.4003 | 0.84367 | 4.6405
| 0:30 | 9 | 1.0911 | 1.0911 | 0.42613 | 4.4159 | 0.058533 | 0.058533 | 0.050891 | 0.46678 | 0.061794 | 0.061794 | 0.036035 | 0.48405 | 2.1603 | 2.1603 | 0.84367 | 8.7473
| 1:00 | 9 | 0.96991 | 0.96991 | 0.42613 | 6.4925 | 0.058533 | 0.058533 | 0.050891 | 0.54335 | 0.054928 | 0.054928 | 0.036035 | 0.51037 | 1.9203 | 1.9203 | 0.84367 | 12.854
| 1:30 | 9 | 0.84867 | 0.84867 | 0.23437 | 6.4925 | 0.051216 | 0.051216 | 0.02799 | 0.54335 | 0.048062 | 0.048062 | 0.019819 | 0.51037 | 1.6802 | 1.6802 | 0.46402 | 12.854
| 2:00 | 9 | 0.72743 | 0.72743 | 0.042613 | 6.4925 | 0.0439 | 0.0439 | 0.0050891 | 0.54335 | 0.041196 | 0.041196 | 0.0036035 | 0.51037 | 1.4402 | 1.4402 | 0.084367 | 12.854
| 2:30 | 9 | 0.60619 | 0.60619 | 0.042613 | 6.4925 | 0.036583 | 0.036583 | 0.0050891 | 0.54335 | 0.036619 | 0.036619 | 0.0036035 | 0.51037 | 1.2002 | 1.2002 | 0.084367 | 12.854
| 3:00 | 9 | 0.48496 | 0.48496 | 0.042613 | 6.4925 | 0.029266 | 0.029266 | 0.0050891 | 0.54335 | 0.032041 | 0.032041 | 0.0036035 | 0.51037 | 0.96013 | 0.96013 | 0.084367 | 12.854
| 3:30 | 9 | 0.39403 | 0.39403 | 0.042613 | 6.4925 | 0.0439 | 0.0439 | 0.0050891 | 0.54335 | 0.027464 | 0.027464 | 0.0036035 | 0.51037 | 0.78011 | 0.78011 | 0.084367 | 12.854
| 4:00 | 9 | 0.3031 | 0.3031 | 0.042613 | 6.4925 | 0.058533 | 0.058533 | 0.0050891 | 0.54335 | 0.022887 | 0.022887 | 0.0036035 | 0.51037 | 0.60008 | 0.60008 | 0.084367 | 12.854
| 4:30 | 9 | 0.21217 | 0.21217 | 0.042613 | 6.4925 | 0.073166 | 0.073166 | 0.0050891 | 0.54335 | 0.020598 | 0.020598 | 0.0036035 | 0.51037 | 0.42006 | 0.42006 | 0.084367 | 12.854
| 5:00 | 9 | 0.12124 | 0.12124 | 0.042613 | 6.4925 | 0.087799 | 0.087799 | 0.0050891 | 0.54335 | 0.018309 | 0.018309 | 0.0036035 | 0.51037 | 0.24003 | 0.24003 | 0.084367 | 12.854
| 5:30 | 9 | 0.66681 | 0.66681 | 0.44744 | 5.0169 | 0.10243 | 0.10243 | 0.053435 | 0.47034 | 0.017394 | 0.017394 | 0.037836 | 0.48405 | 1.3202 | 1.3202 | 0.88586 | 9.9326
| 6:00 | 9 | 1.2124 | 1.2124 | 0.85227 | 3.5413 | 0.11707 | 0.11707 | 0.10178 | 0.39733 | 0.016478 | 0.016478 | 0.072069 | 0.45773 | 2.4003 | 2.4003 | 1.6873 | 7.0113
| 6:30 | 9 | 3.6372 | 1.1428 | 1.2784 | 3.5413 | 0.16828 | 0.16828 | 0.15267 | 0.30841 | 0.054935 | 0.054935 | 0.1081 | 0.36619 | 7.201 | 2.2626 | 2.531 | 7.0113
| 7:00 | 9 | 6.0619 | 1.0732 | 1.7045 | 3.5413 | 0.2195 | 0.2195 | 0.20356 | 0.2195 | 0.093391 | 0.093391 | 0.14414 | 0.27464 | 12.0016 | 2.1248 | 3.3747 | 7.0113
| 7:30 | 9 | 10.3053 | 1.2074 | 2.5568 | 3.5413 | 0.32925 | 0.32925 | 0.30535 | 0.32925 | 0.10507 | 0.10507 | 0.21621 | 0.26091 | 20.4028 | 2.3904 | 5.062 | 7.0113
| 8:00 | 9 | 14.5487 | 1.3415 | 3.4091 | 3.5413 | 0.439 | 0.439 | 0.40713 | 0.439 | 0.11674 | 0.11674 | 0.28828 | 0.24718 | 28.8039 | 2.656 | 6.7494 | 7.0113
| 8:30 | 9 | 9.6991 | 2.2488 | 4.2613 | 3.2462 | 0.51216 | 0.51216 | 0.50891 | 0.51216 | 0.16343 | 0.19569 | 0.36035 | 0.22865 | 19.2026 | 4.4522 | 8.4367 | 6.427
| 9:00 | 9 | 4.8496 | 3.156 | 5.1136 | 2.9511 | 0.58533 | 0.58533 | 0.61069 | 0.58533 | 0.21013 | 0.27464 | 0.43241 | 0.21013 | 9.6013 | 6.2484 | 10.1241 | 5.8427
| 9:30 | 9 | 4.5465 | 5.7861 | 5.9659 | 2.656 | 0.6146 | 0.76691 | 0.71247 | 0.6146 | 0.23114 | 0.5035 | 0.50448 | 0.23114 | 9.0012 | 11.4555 | 11.8114 | 5.2585
| 10:00 | 9 | 4.2434 | 8.4161 | 6.8181 | 2.3609 | 0.64386 | 0.9485 | 0.81425 | 0.64386 | 0.25216 | 0.73237 | 0.57655 | 0.25216 | 8.4011 | 16.6625 | 13.4988 | 4.6742
| 10:30 | 9 | 3.9403 | 9.9941 | 6.392 | 2.2716 | 0.67313 | 1.1263 | 0.76336 | 0.67313 | 0.25683 | 0.86969 | 0.54052 | 0.25683 | 7.8011 | 19.7867 | 12.6551 | 4.4974
| 11:00 | 9 | 3.6372 | 11.5722 | 5.9659 | 2.1823 | 0.70239 | 1.3042 | 0.71247 | 0.70239 | 0.2615 | 1.007 | 0.50448 | 0.2615 | 7.201 | 22.911 | 11.8114 | 4.3206
| 11:30 | 9 | 3.4856 | 12.3612 | 5.9659 | 2.0914 | 0.68776 | 1.3931 | 0.71247 | 0.68776 | 0.25683 | 1.0757 | 0.50448 | 0.25683 | 6.9009 | 24.4731 | 11.8114 | 4.1406
| 12:00 | 9 | 3.3341 | 13.1502 | 5.9659 | 2.0004 | 0.67313 | 1.482 | 0.71247 | 0.67313 | 0.25216 | 1.1443 | 0.50448 | 0.25216 | 6.6009 | 26.0352 | 11.8114 | 3.9605
| 12:30 | 9 | 3.1825 | 12.3612 | 5.7528 | 1.9095 | 0.67313 | 1.3931 | 0.68703 | 0.5587 | 0.24282 | 1.0757 | 0.48647 | 0.24282 | 6.3009 | 24.4731 | 11.3896 | 3.7805
| 13:00 | 9 | 3.031 | 11.5722 | 5.5397 | 1.8186 | 0.67313 | 1.3042 | 0.66158 | 0.44426 | 0.23348 | 1.007 | 0.46845 | 0.23348 | 6.0008 | 22.911 | 10.9677 | 3.6005
| 13:30 | 9 | 3.7887 | 9.9941 | 5.7528 | 2.2732 | 0.71703 | 1.1263 | 0.68703 | 0.36874 | 0.25683 | 0.86969 | 0.48647 | 0.25683 | 7.501 | 19.7867 | 11.3896 | 4.5006
| 14:00 | 9 | 4.5465 | 8.4161 | 5.9659 | 2.7279 | 0.76093 | 0.9485 | 0.71247 | 0.29321 | 0.28017 | 0.73237 | 0.50448 | 0.28017 | 9.0012 | 16.6625 | 11.8114 | 5.4007
| 14:30 | 9 | 4.5161 | 5.7861 | 5.9659 | 2.7097 | 0.81946 | 0.65209 | 0.71247 | 0.24337 | 0.26617 | 0.5035 | 0.50448 | 0.26617 | 8.9412 | 11.4555 | 11.8114 | 5.3647
| 15:00 | 9 | 4.4858 | 3.156 | 5.9659 | 2.6915 | 0.87799 | 0.35569 | 0.71247 | 0.19352 | 0.25216 | 0.27464 | 0.50448 | 0.25216 | 8.8812 | 6.2484 | 11.8114 | 5.3287
| 15:30 | 9 | 4.2434 | 2.0793 | 5.9659 | 2.546 | 0.83409 | 0.23434 | 0.71247 | 0.18385 | 0.26617 | 0.18094 | 0.50448 | 0.1697 | 8.4011 | 4.1167 | 11.8114 | 5.0407
| 16:00 | 9 | 4.0009 | 1.0026 | 5.9659 | 2.4005 | 0.79019 | 0.11299 | 0.71247 | 0.17417 | 0.28017 | 0.087244 | 0.50448 | 0.087244 | 7.9211 | 1.9849 | 11.8114 | 4.7526
| 16:30 | 9 | 3.819 | 1.0026 | 5.7528 | 2.2914 | 0.74629 | 0.11299 | 0.68703 | 0.17417 | 0.30352 | 0.087244 | 0.48647 | 0.066508 | 7.561 | 1.9849 | 11.3896 | 4.5366
| 17:00 | 9 | 3.6372 | 1.0026 | 5.5397 | 2.1823 | 0.70239 | 0.11299 | 0.66158 | 0.17417 | 0.32687 | 0.087244 | 0.46845 | 0.045773 | 7.201 | 1.9849 | 10.9677 | 4.3206
| 17:30 | 9 | 3.4856 | 1.0026 | 4.4744 | 2.0914 | 0.58533 | 0.11299 | 0.53435 | 0.17417 | 0.36189 | 0.087244 | 0.37836 | 0.045773 | 6.9009 | 1.9849 | 8.8586 | 4.1406
| 18:00 | 9 | 3.3341 | 1.0026 | 3.4091 | 2.0004 | 0.46826 | 0.11299 | 0.40713 | 0.17417 | 0.39691 | 0.087244 | 0.28828 | 0.045773 | 6.6009 | 1.9849 | 6.7494 | 3.9605
| 18:30 | 9 | 3.1825 | 1.0026 | 3.196 | 1.9095 | 0.40973 | 0.11299 | 0.38168 | 0.17417 | 0.58295 | 0.087244 | 0.27026 | 0.045773 | 6.3009 | 1.9849 | 6.3275 | 3.7805
| 19:00 | 9 | 3.031 | 1.0026 | 2.9829 | 1.8186 | 0.3512 | 0.11299 | 0.35624 | 0.17417 | 0.76899 | 0.087244 | 0.25224 | 0.045773 | 6.0008 | 1.9849 | 5.9057 | 3.6005
| 19:30 | 9 | 2.7279 | 1.0026 | 2.9829 | 1.6367 | 0.29266 | 0.11299 | 0.35624 | 0.17417 | 0.85916 | 0.087244 | 0.25224 | 0.045773 | 5.4007 | 1.9849 | 5.9057 | 3.2404
| 20:00 | 9 | 2.4248 | 1.0026 | 2.9829 | 1.4549 | 0.23413 | 0.11299 | 0.35624 | 0.17417 | 0.94934 | 0.087244 | 0.25224 | 0.045773 | 4.8007 | 1.9849 | 5.9057 | 2.8804
| 20:30 | 9 | 2.1217 | 1.0026 | 2.7699 | 1.273 | 0.19023 | 0.11299 | 0.33079 | 0.16025 | 0.89578 | 0.087244 | 0.23422 | 0.045773 | 4.2006 | 1.9849 | 5.4839 | 2.5203
| 21:00 | 9 | 1.8186 | 1.0026 | 2.5568 | 1.0911 | 0.14633 | 0.11299 | 0.30535 | 0.14633 | 0.84223 | 0.087244 | 0.21621 | 0.045773 | 3.6005 | 1.9849 | 5.062 | 2.1603
| 21:30 | 9 | 1.667 | 1.0026 | 2.3437 | 1.0002 | 0.1317 | 0.11299 | 0.2799 | 0.1317 | 0.65926 | 0.087244 | 0.19819 | 0.06866 | 3.3004 | 1.9849 | 4.6402 | 1.9803
| 22:00 | 9 | 1.5155 | 1.0026 | 2.1307 | 0.90929 | 0.11707 | 0.11299 | 0.25445 | 0.11707 | 0.4763 | 0.087244 | 0.18017 | 0.091546 | 3.0004 | 1.9849 | 4.2184 | 1.8002
| 22:30 | 9 | 1.3639 | 0.92209 | 1.4915 | 0.81836 | 0.10243 | 0.10392 | 0.17812 | 0.10243 | 0.27477 | 0.08024 | 0.12612 | 0.13732 | 2.7004 | 1.8256 | 2.9529 | 1.6202
| 23:00 | 9 | 1.2124 | 0.84161 | 0.85227 | 0.72743 | 0.087799 | 0.09485 | 0.10178 | 0.087799 | 0.073237 | 0.073237 | 0.072069 | 0.18309 | 2.4003 | 1.6663 | 1.6873 | 1.4402
| 23:30 | 9 | 1.2124 | 1.027 | 0.6392 | 1.5334 | 0.073166 | 0.076691 | 0.076336 | 0.23901 | 0.070948 | 0.070948 | 0.054052 | 0.32041 | 2.4003 | 2.0333 | 1.2655 | 3.0404
| 0:00 | 10 | 1.249 | 1.249 | 0.43899 | 2.4099 | 0.057333 | 0.057333 | 0.049847 | 0.38222 | 0.067252 | 0.067252 | 0.035296 | 0.44835 | 2.4727 | 2.4727 | 0.86913 | 4.7806
| 0:30 | 10 | 1.1241 | 1.1241 | 0.43899 | 4.5491 | 0.057333 | 0.057333 | 0.049847 | 0.45721 | 0.060527 | 0.060527 | 0.035296 | 0.47413 | 2.2255 | 2.2255 | 0.86913 | 9.0112
| 1:00 | 10 | 0.99917 | 0.99917 | 0.43899 | 6.6883 | 0.057333 | 0.057333 | 0.049847 | 0.53221 | 0.053802 | 0.053802 | 0.035296 | 0.49991 | 1.9782 | 1.9782 | 0.86913 | 13.2418
| 1:30 | 10 | 0.87428 | 0.87428 | 0.24144 | 6.6883 | 0.050166 | 0.050166 | 0.027416 | 0.53221 | 0.047076 | 0.047076 | 0.019413 | 0.49991 | 1.7309 | 1.7309 | 0.47802 | 13.2418
| 2:00 | 10 | 0.74938 | 0.74938 | 0.043899 | 6.6883 | 0.043 | 0.043 | 0.0049847 | 0.53221 | 0.040351 | 0.040351 | 0.0035296 | 0.49991 | 1.4836 | 1.4836 | 0.086913 | 13.2418
| 2:30 | 10 | 0.62448 | 0.62448 | 0.043899 | 6.6883 | 0.035833 | 0.035833 | 0.0049847 | 0.53221 | 0.035868 | 0.035868 | 0.0035296 | 0.49991 | 1.2364 | 1.2364 | 0.086913 | 13.2418
| 3:00 | 10 | 0.49959 | 0.49959 | 0.043899 | 6.6883 | 0.028666 | 0.028666 | 0.0049847 | 0.53221 | 0.031384 | 0.031384 | 0.0035296 | 0.49991 | 0.9891 | 0.9891 | 0.086913 | 13.2418
| 3:30 | 10 | 0.40591 | 0.40591 | 0.043899 | 6.6883 | 0.043 | 0.043 | 0.0049847 | 0.53221 | 0.026901 | 0.026901 | 0.0035296 | 0.49991 | 0.80364 | 0.80364 | 0.086913 | 13.2418
| 4:00 | 10 | 0.31224 | 0.31224 | 0.043899 | 6.6883 | 0.057333 | 0.057333 | 0.0049847 | 0.53221 | 0.022417 | 0.022417 | 0.0035296 | 0.49991 | 0.61819 | 0.61819 | 0.086913 | 13.2418
| 4:30 | 10 | 0.21857 | 0.21857 | 0.043899 | 6.6883 | 0.071666 | 0.071666 | 0.0049847 | 0.53221 | 0.020176 | 0.020176 | 0.0035296 | 0.49991 | 0.43273 | 0.43273 | 0.086913 | 13.2418
| 5:00 | 10 | 0.1249 | 0.1249 | 0.043899 | 6.6883 | 0.085999 | 0.085999 | 0.0049847 | 0.53221 | 0.017934 | 0.017934 | 0.0035296 | 0.49991 | 0.24727 | 0.24727 | 0.086913 | 13.2418
| 5:30 | 10 | 0.68693 | 0.68693 | 0.46094 | 5.1683 | 0.10033 | 0.10033 | 0.05234 | 0.46069 | 0.017037 | 0.017037 | 0.037061 | 0.47413 | 1.36 | 1.36 | 0.91258 | 10.2323
| 6:00 | 10 | 1.249 | 1.249 | 0.87798 | 3.6482 | 0.11467 | 0.11467 | 0.099695 | 0.38918 | 0.01614 | 0.01614 | 0.070591 | 0.44835 | 2.4727 | 2.4727 | 1.7383 | 7.2228
| 6:30 | 10 | 3.7469 | 1.1773 | 1.317 | 3.6482 | 0.16483 | 0.16483 | 0.14954 | 0.30209 | 0.053808 | 0.053808 | 0.10589 | 0.35868 | 7.4182 | 2.3308 | 2.6074 | 7.2228
| 7:00 | 10 | 6.2448 | 1.1056 | 1.756 | 3.6482 | 0.215 | 0.215 | 0.19939 | 0.215 | 0.091476 | 0.091476 | 0.14118 | 0.26901 | 12.3637 | 2.1889 | 3.4765 | 7.2228
| 7:30 | 10 | 10.6162 | 1.2438 | 2.6339 | 3.6482 | 0.3225 | 0.3225 | 0.29908 | 0.3225 | 0.10291 | 0.10291 | 0.21177 | 0.25556 | 21.0183 | 2.4625 | 5.2148 | 7.2228
| 8:00 | 10 | 14.9876 | 1.382 | 3.5119 | 3.6482 | 0.43 | 0.43 | 0.39878 | 0.43 | 0.11435 | 0.11435 | 0.28237 | 0.24211 | 29.673 | 2.7361 | 6.953 | 7.2228
| 8:30 | 10 | 9.9917 | 2.3166 | 4.3899 | 3.3442 | 0.50166 | 0.50166 | 0.49847 | 0.50166 | 0.16008 | 0.19168 | 0.35296 | 0.22396 | 19.782 | 4.5865 | 8.6913 | 6.6209
| 9:00 | 10 | 4.9959 | 3.2513 | 5.2679 | 3.0402 | 0.57333 | 0.57333 | 0.59817 | 0.57333 | 0.20582 | 0.26901 | 0.42355 | 0.20582 | 9.891 | 6.437 | 10.4295 | 6.019
| 9:30 | 10 | 4.6836 | 5.9607 | 6.1459 | 2.7361 | 0.60199 | 0.75119 | 0.69786 | 0.60199 | 0.2264 | 0.49318 | 0.49414 | 0.2264 | 9.2728 | 11.8011 | 12.1678 | 5.4171
| 10:00 | 10 | 4.3714 | 8.67 | 7.0238 | 2.4321 | 0.63066 | 0.92905 | 0.79756 | 0.63066 | 0.24699 | 0.71735 | 0.56473 | 0.24699 | 8.6546 | 17.1652 | 13.906 | 4.8152
| 10:30 | 10 | 4.0591 | 10.2957 | 6.5848 | 2.3401 | 0.65933 | 1.1033 | 0.74771 | 0.65933 | 0.25156 | 0.85186 | 0.52944 | 0.25156 | 8.0364 | 20.3837 | 13.0369 | 4.6331
| 11:00 | 10 | 3.7469 | 11.9213 | 6.1459 | 2.2481 | 0.68799 | 1.2774 | 0.69786 | 0.68799 | 0.25613 | 0.98636 | 0.49414 | 0.25613 | 7.4182 | 23.6022 | 12.1678 | 4.4509
| 11:30 | 10 | 3.5908 | 12.7341 | 6.1459 | 2.1545 | 0.67366 | 1.3645 | 0.69786 | 0.67366 | 0.25156 | 1.0536 | 0.49414 | 0.25156 | 7.1091 | 25.2114 | 12.1678 | 4.2655
| 12:00 | 10 | 3.4347 | 13.5469 | 6.1459 | 2.0608 | 0.65933 | 1.4516 | 0.69786 | 0.65933 | 0.24699 | 1.1209 | 0.49414 | 0.24699 | 6.8001 | 26.8207 | 12.1678 | 4.08
| 12:30 | 10 | 3.2785 | 12.7341 | 5.9264 | 1.9671 | 0.65933 | 1.3645 | 0.67294 | 0.54724 | 0.23784 | 1.0536 | 0.47649 | 0.23784 | 6.491 | 25.2114 | 11.7332 | 3.8946
| 13:00 | 10 | 3.1224 | 11.9213 | 5.7069 | 1.8735 | 0.65933 | 1.2774 | 0.64802 | 0.43516 | 0.22869 | 0.98636 | 0.45884 | 0.22869 | 6.1819 | 23.6022 | 11.2986 | 3.7091
| 13:30 | 10 | 3.903 | 10.2957 | 5.9264 | 2.3418 | 0.70233 | 1.1033 | 0.67294 | 0.36118 | 0.25156 | 0.85186 | 0.47649 | 0.25156 | 7.7273 | 20.3837 | 11.7332 | 4.6364
| 14:00 | 10 | 4.6836 | 8.67 | 6.1459 | 2.8102 | 0.74533 | 0.92905 | 0.69786 | 0.2872 | 0.27443 | 0.71735 | 0.49414 | 0.27443 | 9.2728 | 17.1652 | 12.1678 | 5.5637
| 14:30 | 10 | 4.6524 | 5.9607 | 6.1459 | 2.7914 | 0.80266 | 0.63872 | 0.69786 | 0.23838 | 0.26071 | 0.49318 | 0.49414 | 0.26071 | 9.211 | 11.8011 | 12.1678 | 5.5266
| 15:00 | 10 | 4.6212 | 3.2513 | 6.1459 | 2.7727 | 0.85999 | 0.3484 | 0.69786 | 0.18955 | 0.24699 | 0.26901 | 0.49414 | 0.24699 | 9.1492 | 6.437 | 12.1678 | 5.4895
| 15:30 | 10 | 4.3714 | 2.142 | 6.1459 | 2.6228 | 0.81699 | 0.22953 | 0.69786 | 0.18008 | 0.26071 | 0.17723 | 0.49414 | 0.16622 | 8.6546 | 4.2409 | 12.1678 | 5.1928
| 16:00 | 10 | 4.1216 | 1.0328 | 6.1459 | 2.473 | 0.77399 | 0.11067 | 0.69786 | 0.1706 | 0.27443 | 0.085455 | 0.49414 | 0.085455 | 8.1601 | 2.0448 | 12.1678 | 4.896
| 16:30 | 10 | 3.9342 | 1.0328 | 5.9264 | 2.3605 | 0.73099 | 0.11067 | 0.67294 | 0.1706 | 0.2973 | 0.085455 | 0.47649 | 0.065145 | 7.7892 | 2.0448 | 11.7332 | 4.6735
| 17:00 | 10 | 3.7469 | 1.0328 | 5.7069 | 2.2481 | 0.68799 | 0.11067 | 0.64802 | 0.1706 | 0.32017 | 0.085455 | 0.45884 | 0.044835 | 7.4182 | 2.0448 | 11.2986 | 4.4509
| 17:30 | 10 | 3.5908 | 1.0328 | 4.6094 | 2.1545 | 0.57333 | 0.11067 | 0.5234 | 0.1706 | 0.35447 | 0.085455 | 0.37061 | 0.044835 | 7.1091 | 2.0448 | 9.1258 | 4.2655
| 18:00 | 10 | 3.4347 | 1.0328 | 3.5119 | 2.0608 | 0.45866 | 0.11067 | 0.39878 | 0.1706 | 0.38878 | 0.085455 | 0.28237 | 0.044835 | 6.8001 | 2.0448 | 6.953 | 4.08
| 18:30 | 10 | 3.2785 | 1.0328 | 3.2924 | 1.9671 | 0.40133 | 0.11067 | 0.37386 | 0.1706 | 0.571 | 0.085455 | 0.26472 | 0.044835 | 6.491 | 2.0448 | 6.5184 | 3.8946
| 19:00 | 10 | 3.1224 | 1.0328 | 3.0729 | 1.8735 | 0.344 | 0.11067 | 0.34893 | 0.1706 | 0.75322 | 0.085455 | 0.24707 | 0.044835 | 6.1819 | 2.0448 | 6.0839 | 3.7091
| 19:30 | 10 | 2.8102 | 1.0328 | 3.0729 | 1.6861 | 0.28666 | 0.11067 | 0.34893 | 0.1706 | 0.84155 | 0.085455 | 0.24707 | 0.044835 | 5.5637 | 2.0448 | 6.0839 | 3.3382
| 20:00 | 10 | 2.4979 | 1.0328 | 3.0729 | 1.4988 | 0.22933 | 0.11067 | 0.34893 | 0.1706 | 0.92988 | 0.085455 | 0.24707 | 0.044835 | 4.9455 | 2.0448 | 6.0839 | 2.9673
| 20:30 | 10 | 2.1857 | 1.0328 | 2.8534 | 1.3114 | 0.18633 | 0.11067 | 0.32401 | 0.15697 | 0.87742 | 0.085455 | 0.22942 | 0.044835 | 4.3273 | 2.0448 | 5.6493 | 2.5964
| 21:00 | 10 | 1.8735 | 1.0328 | 2.6339 | 1.1241 | 0.14333 | 0.11067 | 0.29908 | 0.14333 | 0.82496 | 0.085455 | 0.21177 | 0.044835 | 3.7091 | 2.0448 | 5.2148 | 2.2255
| 21:30 | 10 | 1.7173 | 1.0328 | 2.4144 | 1.0304 | 0.129 | 0.11067 | 0.27416 | 0.129 | 0.64574 | 0.085455 | 0.19413 | 0.067252 | 3.4 | 2.0448 | 4.7802 | 2.04
| 22:00 | 10 | 1.5612 | 1.0328 | 2.1949 | 0.93673 | 0.11467 | 0.11067 | 0.24924 | 0.11467 | 0.46653 | 0.085455 | 0.17648 | 0.089669 | 3.0909 | 2.0448 | 4.3456 | 1.8546
| 22:30 | 10 | 1.4051 | 0.94991 | 1.5365 | 0.84305 | 0.10033 | 0.10179 | 0.17447 | 0.10033 | 0.26913 | 0.078595 | 0.12354 | 0.1345 | 2.7818 | 1.8807 | 3.0419 | 1.6691
| 23:00 | 10 | 1.249 | 0.867 | 0.87798 | 0.74938 | 0.085999 | 0.092905 | 0.099695 | 0.085999 | 0.071735 | 0.071735 | 0.070591 | 0.17934 | 2.4727 | 1.7165 | 1.7383 | 1.4836
| 23:30 | 10 | 1.249 | 1.058 | 0.65848 | 1.5796 | 0.071666 | 0.075119 | 0.074771 | 0.23411 | 0.069494 | 0.069494 | 0.052944 | 0.31384 | 2.4727 | 2.0946 | 1.3037 | 3.1321
| 0:00 | 11 | 1.2558 | 1.2558 | 0.44141 | 2.4232 | 0.0578 | 0.0578 | 0.050254 | 0.38533 | 0.0678 | 0.0678 | 0.035583 | 0.452 | 2.4864 | 2.4864 | 0.87391 | 4.8069
| 0:30 | 11 | 1.1303 | 1.1303 | 0.44141 | 4.5742 | 0.0578 | 0.0578 | 0.050254 | 0.46094 | 0.06102 | 0.06102 | 0.035583 | 0.47799 | 2.2377 | 2.2377 | 0.87391 | 9.0608
| 1:00 | 11 | 1.0047 | 1.0047 | 0.44141 | 6.7252 | 0.0578 | 0.0578 | 0.050254 | 0.53654 | 0.05424 | 0.05424 | 0.035583 | 0.50398 | 1.9891 | 1.9891 | 0.87391 | 13.3148
| 1:30 | 11 | 0.87909 | 0.87909 | 0.24277 | 6.7252 | 0.050575 | 0.050575 | 0.027639 | 0.53654 | 0.04746 | 0.04746 | 0.019571 | 0.50398 | 1.7405 | 1.7405 | 0.48065 | 13.3148
| 2:00 | 11 | 0.75351 | 0.75351 | 0.044141 | 6.7252 | 0.04335 | 0.04335 | 0.0050254 | 0.53654 | 0.04068 | 0.04068 | 0.0035583 | 0.50398 | 1.4918 | 1.4918 | 0.087391 | 13.3148
| 2:30 | 11 | 0.62792 | 0.62792 | 0.044141 | 6.7252 | 0.036125 | 0.036125 | 0.0050254 | 0.53654 | 0.03616 | 0.03616 | 0.0035583 | 0.50398 | 1.2432 | 1.2432 | 0.087391 | 13.3148
| 3:00 | 11 | 0.50234 | 0.50234 | 0.044141 | 6.7252 | 0.0289 | 0.0289 | 0.0050254 | 0.53654 | 0.03164 | 0.03164 | 0.0035583 | 0.50398 | 0.99455 | 0.99455 | 0.087391 | 13.3148
| 3:30 | 11 | 0.40815 | 0.40815 | 0.044141 | 6.7252 | 0.04335 | 0.04335 | 0.0050254 | 0.53654 | 0.02712 | 0.02712 | 0.0035583 | 0.50398 | 0.80807 | 0.80807 | 0.087391 | 13.3148
| 4:00 | 11 | 0.31396 | 0.31396 | 0.044141 | 6.7252 | 0.0578 | 0.0578 | 0.0050254 | 0.53654 | 0.0226 | 0.0226 | 0.0035583 | 0.50398 | 0.62159 | 0.62159 | 0.087391 | 13.3148
| 4:30 | 11 | 0.21977 | 0.21977 | 0.044141 | 6.7252 | 0.07225 | 0.07225 | 0.0050254 | 0.53654 | 0.02034 | 0.02034 | 0.0035583 | 0.50398 | 0.43511 | 0.43511 | 0.087391 | 13.3148
| 5:00 | 11 | 0.12558 | 0.12558 | 0.044141 | 6.7252 | 0.0867 | 0.0867 | 0.0050254 | 0.53654 | 0.01808 | 0.01808 | 0.0035583 | 0.50398 | 0.24864 | 0.24864 | 0.087391 | 13.3148
| 5:30 | 11 | 0.69072 | 0.69072 | 0.46348 | 5.1967 | 0.10115 | 0.10115 | 0.052766 | 0.46445 | 0.017176 | 0.017176 | 0.037362 | 0.47799 | 1.3675 | 1.3675 | 0.91761 | 10.2887
| 6:00 | 11 | 1.2558 | 1.2558 | 0.88282 | 3.6683 | 0.1156 | 0.1156 | 0.10051 | 0.39235 | 0.016272 | 0.016272 | 0.071167 | 0.452 | 2.4864 | 2.4864 | 1.7478 | 7.2626
| 6:30 | 11 | 3.7675 | 1.1838 | 1.3242 | 3.6683 | 0.16617 | 0.16617 | 0.15076 | 0.30455 | 0.054247 | 0.054247 | 0.10675 | 0.3616 | 7.4591 | 2.3437 | 2.6217 | 7.2626
| 7:00 | 11 | 6.2792 | 1.1117 | 1.7656 | 3.6683 | 0.21675 | 0.21675 | 0.20101 | 0.21675 | 0.092222 | 0.092222 | 0.14233 | 0.2712 | 12.4318 | 2.201 | 3.4957 | 7.2626
| 7:30 | 11 | 10.6747 | 1.2506 | 2.6484 | 3.6683 | 0.32512 | 0.32512 | 0.30152 | 0.32512 | 0.10375 | 0.10375 | 0.2135 | 0.25764 | 21.1341 | 2.4761 | 5.2435 | 7.2626
| 8:00 | 11 | 15.0702 | 1.3896 | 3.5313 | 3.6683 | 0.4335 | 0.4335 | 0.40203 | 0.4335 | 0.11528 | 0.11528 | 0.28467 | 0.24408 | 29.8364 | 2.7512 | 6.9913 | 7.2626
| 8:30 | 11 | 10.0468 | 2.3294 | 4.4141 | 3.3626 | 0.50575 | 0.50575 | 0.50254 | 0.50575 | 0.16139 | 0.19324 | 0.35583 | 0.22579 | 19.8909 | 4.6118 | 8.7391 | 6.6574
| 9:00 | 11 | 5.0234 | 3.2692 | 5.2969 | 3.0569 | 0.578 | 0.578 | 0.60304 | 0.578 | 0.2075 | 0.2712 | 0.427 | 0.2075 | 9.9455 | 6.4724 | 10.487 | 6.0522
| 9:30 | 11 | 4.7094 | 5.9935 | 6.1797 | 2.7512 | 0.6069 | 0.75731 | 0.70355 | 0.6069 | 0.22825 | 0.4972 | 0.49817 | 0.22825 | 9.3239 | 11.8661 | 12.2348 | 5.4469
| 10:00 | 11 | 4.3955 | 8.7178 | 7.0625 | 2.4455 | 0.6358 | 0.93662 | 0.80406 | 0.6358 | 0.249 | 0.7232 | 0.56933 | 0.249 | 8.7023 | 17.2598 | 13.9826 | 4.8417
| 10:30 | 11 | 4.0815 | 10.3524 | 6.6211 | 2.353 | 0.6647 | 1.1122 | 0.7538 | 0.6647 | 0.25361 | 0.8588 | 0.53375 | 0.25361 | 8.0807 | 20.496 | 13.1087 | 4.6586
| 11:00 | 11 | 3.7675 | 11.987 | 6.1797 | 2.2605 | 0.6936 | 1.2879 | 0.70355 | 0.6936 | 0.25822 | 0.9944 | 0.49817 | 0.25822 | 7.4591 | 23.7322 | 12.2348 | 4.4755
| 11:30 | 11 | 3.6106 | 12.8043 | 6.1797 | 2.1663 | 0.67915 | 1.3757 | 0.70355 | 0.67915 | 0.25361 | 1.0622 | 0.49817 | 0.25361 | 7.1483 | 25.3503 | 12.2348 | 4.289
| 12:00 | 11 | 3.4536 | 13.6216 | 6.1797 | 2.0721 | 0.6647 | 1.4635 | 0.70355 | 0.6647 | 0.249 | 1.13 | 0.49817 | 0.249 | 6.8375 | 26.9684 | 12.2348 | 4.1025
| 12:30 | 11 | 3.2966 | 12.8043 | 5.959 | 1.978 | 0.6647 | 1.3757 | 0.67842 | 0.5517 | 0.23978 | 1.0622 | 0.48037 | 0.23978 | 6.5267 | 25.3503 | 11.7978 | 3.916
| 13:00 | 11 | 3.1396 | 11.987 | 5.7383 | 1.8838 | 0.6647 | 1.2879 | 0.6533 | 0.4387 | 0.23055 | 0.9944 | 0.46258 | 0.23055 | 6.2159 | 23.7322 | 11.3609 | 3.7296
| 13:30 | 11 | 3.9245 | 10.3524 | 5.959 | 2.3547 | 0.70805 | 1.1122 | 0.67842 | 0.36412 | 0.25361 | 0.8588 | 0.48037 | 0.25361 | 7.7699 | 20.496 | 11.7978 | 4.6619
| 14:00 | 11 | 4.7094 | 8.7178 | 6.1797 | 2.8257 | 0.7514 | 0.93662 | 0.70355 | 0.28954 | 0.27667 | 0.7232 | 0.49817 | 0.27667 | 9.3239 | 17.2598 | 12.2348 | 5.5943
| 14:30 | 11 | 4.678 | 5.9935 | 6.1797 | 2.8068 | 0.8092 | 0.64393 | 0.70355 | 0.24032 | 0.26283 | 0.4972 | 0.49817 | 0.26283 | 9.2617 | 11.8661 | 12.2348 | 5.557
| 15:00 | 11 | 4.6466 | 3.2692 | 6.1797 | 2.788 | 0.867 | 0.35123 | 0.70355 | 0.1911 | 0.249 | 0.2712 | 0.49817 | 0.249 | 9.1996 | 6.4724 | 12.2348 | 5.5197
| 15:30 | 11 | 4.3955 | 2.1538 | 6.1797 | 2.6373 | 0.82365 | 0.2314 | 0.70355 | 0.18154 | 0.26283 | 0.17868 | 0.49817 | 0.16758 | 8.7023 | 4.2642 | 12.2348 | 5.2214
| 16:00 | 11 | 4.1443 | 1.0385 | 6.1797 | 2.4866 | 0.7803 | 0.11158 | 0.70355 | 0.17199 | 0.27667 | 0.086151 | 0.49817 | 0.086151 | 8.205 | 2.0561 | 12.2348 | 4.923
| 16:30 | 11 | 3.9559 | 1.0385 | 5.959 | 2.3736 | 0.73695 | 0.11158 | 0.67842 | 0.17199 | 0.29972 | 0.086151 | 0.48037 | 0.065676 | 7.8321 | 2.0561 | 11.7978 | 4.6992
| 17:00 | 11 | 3.7675 | 1.0385 | 5.7383 | 2.2605 | 0.6936 | 0.11158 | 0.6533 | 0.17199 | 0.32278 | 0.086151 | 0.46258 | 0.0452 | 7.4591 | 2.0561 | 11.3609 | 4.4755
| 17:30 | 11 | 3.6106 | 1.0385 | 4.6348 | 2.1663 | 0.578 | 0.11158 | 0.52766 | 0.17199 | 0.35736 | 0.086151 | 0.37362 | 0.0452 | 7.1483 | 2.0561 | 9.1761 | 4.289
| 18:00 | 11 | 3.4536 | 1.0385 | 3.5313 | 2.0721 | 0.4624 | 0.11158 | 0.40203 | 0.17199 | 0.39194 | 0.086151 | 0.28467 | 0.0452 | 6.8375 | 2.0561 | 6.9913 | 4.1025
| 18:30 | 11 | 3.2966 | 1.0385 | 3.3106 | 1.978 | 0.4046 | 0.11158 | 0.3769 | 0.17199 | 0.57565 | 0.086151 | 0.26687 | 0.0452 | 6.5267 | 2.0561 | 6.5544 | 3.916
| 19:00 | 11 | 3.1396 | 1.0385 | 3.0899 | 1.8838 | 0.3468 | 0.11158 | 0.35178 | 0.17199 | 0.75936 | 0.086151 | 0.24908 | 0.0452 | 6.2159 | 2.0561 | 6.1174 | 3.7296
| 19:30 | 11 | 2.8257 | 1.0385 | 3.0899 | 1.6954 | 0.289 | 0.11158 | 0.35178 | 0.17199 | 0.84841 | 0.086151 | 0.24908 | 0.0452 | 5.5943 | 2.0561 | 6.1174 | 3.3566
| 20:00 | 11 | 2.5117 | 1.0385 | 3.0899 | 1.507 | 0.2312 | 0.11158 | 0.35178 | 0.17199 | 0.93745 | 0.086151 | 0.24908 | 0.0452 | 4.9727 | 2.0561 | 6.1174 | 2.9836
| 20:30 | 11 | 2.1977 | 1.0385 | 2.8692 | 1.3186 | 0.18785 | 0.11158 | 0.32665 | 0.15824 | 0.88457 | 0.086151 | 0.23129 | 0.0452 | 4.3511 | 2.0561 | 5.6804 | 2.6107
| 21:00 | 11 | 1.8838 | 1.0385 | 2.6484 | 1.1303 | 0.1445 | 0.11158 | 0.30152 | 0.1445 | 0.83168 | 0.086151 | 0.2135 | 0.0452 | 3.7296 | 2.0561 | 5.2435 | 2.2377
| 21:30 | 11 | 1.7268 | 1.0385 | 2.4277 | 1.0361 | 0.13005 | 0.11158 | 0.27639 | 0.13005 | 0.65101 | 0.086151 | 0.19571 | 0.0678 | 3.4188 | 2.0561 | 4.8065 | 2.0513
| 22:00 | 11 | 1.5698 | 1.0385 | 2.207 | 0.94189 | 0.1156 | 0.11158 | 0.25127 | 0.1156 | 0.47033 | 0.086151 | 0.17792 | 0.0904 | 3.108 | 2.0561 | 4.3696 | 1.8648
| 22:30 | 11 | 1.4128 | 0.95514 | 1.5449 | 0.8477 | 0.10115 | 0.10262 | 0.17589 | 0.10115 | 0.27133 | 0.079236 | 0.12454 | 0.1356 | 2.7972 | 1.891 | 3.0587 | 1.6783
| 23:00 | 11 | 1.2558 | 0.87178 | 0.88282 | 0.75351 | 0.0867 | 0.093662 | 0.10051 | 0.0867 | 0.07232 | 0.07232 | 0.071167 | 0.1808 | 2.4864 | 1.726 | 1.7478 | 1.4918
| 23:30 | 11 | 1.2558 | 1.0638 | 0.66211 | 1.5883 | 0.07225 | 0.075731 | 0.07538 | 0.23602 | 0.07006 | 0.07006 | 0.053375 | 0.3164 | 2.4864 | 2.1062 | 1.3109 | 3.1494
| 0:00 | 12 | 0.97238 | 0.97238 | 0.34177 | 1.8762 | 0.05105 | 0.05105 | 0.044385 | 0.34033 | 0.059882 | 0.059882 | 0.031428 | 0.39921 | 1.9251 | 1.9251 | 0.67666 | 3.7219
| 0:30 | 12 | 0.87514 | 0.87514 | 0.34177 | 3.5417 | 0.05105 | 0.05105 | 0.044385 | 0.40711 | 0.053894 | 0.053894 | 0.031428 | 0.42217 | 1.7326 | 1.7326 | 0.67666 | 7.0156
| 1:00 | 12 | 0.7779 | 0.7779 | 0.34177 | 5.2072 | 0.05105 | 0.05105 | 0.044385 | 0.47388 | 0.047906 | 0.047906 | 0.031428 | 0.44512 | 1.5401 | 1.5401 | 0.67666 | 10.3094
| 1:30 | 12 | 0.68067 | 0.68067 | 0.18798 | 5.2072 | 0.044669 | 0.044669 | 0.024412 | 0.47388 | 0.041917 | 0.041917 | 0.017285 | 0.44512 | 1.3476 | 1.3476 | 0.37216 | 10.3094
| 2:00 | 12 | 0.58343 | 0.58343 | 0.034177 | 5.2072 | 0.038287 | 0.038287 | 0.0044385 | 0.47388 | 0.035929 | 0.035929 | 0.0031428 | 0.44512 | 1.1551 | 1.1551 | 0.067666 | 10.3094
| 2:30 | 12 | 0.48619 | 0.48619 | 0.034177 | 5.2072 | 0.031906 | 0.031906 | 0.0044385 | 0.47388 | 0.031937 | 0.031937 | 0.0031428 | 0.44512 | 0.96257 | 0.96257 | 0.067666 | 10.3094
| 3:00 | 12 | 0.38895 | 0.38895 | 0.034177 | 5.2072 | 0.025525 | 0.025525 | 0.0044385 | 0.47388 | 0.027945 | 0.027945 | 0.0031428 | 0.44512 | 0.77006 | 0.77006 | 0.067666 | 10.3094
| 3:30 | 12 | 0.31602 | 0.31602 | 0.034177 | 5.2072 | 0.038287 | 0.038287 | 0.0044385 | 0.47388 | 0.023953 | 0.023953 | 0.0031428 | 0.44512 | 0.62567 | 0.62567 | 0.067666 | 10.3094
| 4:00 | 12 | 0.24309 | 0.24309 | 0.034177 | 5.2072 | 0.05105 | 0.05105 | 0.0044385 | 0.47388 | 0.019961 | 0.019961 | 0.0031428 | 0.44512 | 0.48129 | 0.48129 | 0.067666 | 10.3094
| 4:30 | 12 | 0.17017 | 0.17017 | 0.034177 | 5.2072 | 0.063812 | 0.063812 | 0.0044385 | 0.47388 | 0.017965 | 0.017965 | 0.0031428 | 0.44512 | 0.3369 | 0.3369 | 0.067666 | 10.3094
| 5:00 | 12 | 0.097238 | 0.097238 | 0.034177 | 5.2072 | 0.076575 | 0.076575 | 0.0044385 | 0.47388 | 0.015969 | 0.015969 | 0.0031428 | 0.44512 | 0.19251 | 0.19251 | 0.067666 | 10.3094
| 5:30 | 12 | 0.53481 | 0.53481 | 0.35886 | 4.0237 | 0.089337 | 0.089337 | 0.046604 | 0.41021 | 0.01517 | 0.01517 | 0.032999 | 0.42217 | 1.0588 | 1.0588 | 0.71049 | 7.9663
| 6:00 | 12 | 0.97238 | 0.97238 | 0.68355 | 2.8403 | 0.1021 | 0.1021 | 0.088769 | 0.34653 | 0.014372 | 0.014372 | 0.062855 | 0.39921 | 1.9251 | 1.9251 | 1.3533 | 5.6233
| 6:30 | 12 | 2.9171 | 0.91657 | 1.0253 | 2.8403 | 0.14677 | 0.14677 | 0.13315 | 0.26898 | 0.047912 | 0.047912 | 0.094283 | 0.31937 | 5.7754 | 1.8147 | 2.03 | 5.6233
| 7:00 | 12 | 4.8619 | 0.86076 | 1.3671 | 2.8403 | 0.19144 | 0.19144 | 0.17754 | 0.19144 | 0.081452 | 0.081452 | 0.12571 | 0.23953 | 9.6257 | 1.7042 | 2.7066 | 5.6233
| 7:30 | 12 | 8.2652 | 0.96835 | 2.0506 | 2.8403 | 0.28715 | 0.28715 | 0.26631 | 0.28715 | 0.091633 | 0.091633 | 0.18857 | 0.22755 | 16.3638 | 1.9172 | 4.0599 | 5.6233
| 8:00 | 12 | 11.6685 | 1.0759 | 2.7342 | 2.8403 | 0.38287 | 0.38287 | 0.35508 | 0.38287 | 0.10181 | 0.10181 | 0.25142 | 0.21558 | 23.1018 | 2.1302 | 5.4132 | 5.6233
| 8:30 | 12 | 7.779 | 1.8036 | 3.4177 | 2.6036 | 0.44669 | 0.44669 | 0.44385 | 0.44669 | 0.14254 | 0.17067 | 0.31428 | 0.19942 | 15.4012 | 3.5708 | 6.7666 | 5.1547
| 9:00 | 12 | 3.8895 | 2.5313 | 4.1013 | 2.3669 | 0.5105 | 0.5105 | 0.53262 | 0.5105 | 0.18327 | 0.23953 | 0.37713 | 0.18327 | 7.7006 | 5.0115 | 8.1199 | 4.6861
| 9:30 | 12 | 3.6464 | 4.6406 | 4.7848 | 2.1302 | 0.53602 | 0.66887 | 0.62139 | 0.53602 | 0.20159 | 0.43913 | 0.43999 | 0.20159 | 7.2193 | 9.1877 | 9.4732 | 4.2175
| 10:00 | 12 | 3.4033 | 6.75 | 5.4684 | 1.8935 | 0.56155 | 0.82724 | 0.71016 | 0.56155 | 0.21992 | 0.63874 | 0.50284 | 0.21992 | 6.738 | 13.3639 | 10.8265 | 3.7489
| 10:30 | 12 | 3.1602 | 8.0157 | 5.1266 | 1.8219 | 0.58707 | 0.98235 | 0.66577 | 0.58707 | 0.22399 | 0.7585 | 0.47142 | 0.22399 | 6.2567 | 15.8697 | 10.1498 | 3.6071
| 11:00 | 12 | 2.9171 | 9.2813 | 4.7848 | 1.7503 | 0.6126 | 1.1375 | 0.62139 | 0.6126 | 0.22806 | 0.87827 | 0.43999 | 0.22806 | 5.7754 | 18.3754 | 9.4732 | 3.4653
| 11:30 | 12 | 2.7956 | 9.9141 | 4.7848 | 1.6774 | 0.59983 | 1.215 | 0.62139 | 0.59983 | 0.22399 | 0.93815 | 0.43999 | 0.22399 | 5.5348 | 19.6283 | 9.4732 | 3.3209
| 12:00 | 12 | 2.674 | 10.5469 | 4.7848 | 1.6044 | 0.58707 | 1.2926 | 0.62139 | 0.58707 | 0.21992 | 0.99803 | 0.43999 | 0.21992 | 5.2942 | 20.8811 | 9.4732 | 3.1765
| 12:30 | 12 | 2.5525 | 9.9141 | 4.6139 | 1.5315 | 0.58707 | 1.215 | 0.59919 | 0.48727 | 0.21177 | 0.93815 | 0.42427 | 0.21177 | 5.0535 | 19.6283 | 9.1348 | 3.0321
| 13:00 | 12 | 2.4309 | 9.2813 | 4.4431 | 1.4586 | 0.58707 | 1.1375 | 0.577 | 0.38747 | 0.20363 | 0.87827 | 0.40856 | 0.20363 | 4.8129 | 18.3754 | 8.7965 | 2.8877
| 13:30 | 12 | 3.0387 | 8.0157 | 4.6139 | 1.8232 | 0.62536 | 0.98235 | 0.59919 | 0.3216 | 0.22399 | 0.7585 | 0.42427 | 0.22399 | 6.0161 | 15.8697 | 9.1348 | 3.6097
| 14:00 | 12 | 3.6464 | 6.75 | 4.7848 | 2.1879 | 0.66365 | 0.82724 | 0.62139 | 0.25573 | 0.24436 | 0.63874 | 0.43999 | 0.24436 | 7.2193 | 13.3639 | 9.4732 | 4.3316
| 14:30 | 12 | 3.6221 | 4.6406 | 4.7848 | 2.1733 | 0.7147 | 0.56873 | 0.62139 | 0.21225 | 0.23214 | 0.43913 | 0.43999 | 0.23214 | 7.1712 | 9.1877 | 9.4732 | 4.3027
| 15:00 | 12 | 3.5978 | 2.5313 | 4.7848 | 2.1587 | 0.76575 | 0.31021 | 0.62139 | 0.16878 | 0.21992 | 0.23953 | 0.43999 | 0.21992 | 7.123 | 5.0115 | 9.4732 | 4.2738
| 15:30 | 12 | 3.4033 | 1.6677 | 4.7848 | 2.042 | 0.72746 | 0.20438 | 0.62139 | 0.16034 | 0.23214 | 0.15781 | 0.43999 | 0.148 | 6.738 | 3.3017 | 9.4732 | 4.0428
| 16:00 | 12 | 3.2088 | 0.8041 | 4.7848 | 1.9253 | 0.68917 | 0.098545 | 0.62139 | 0.1519 | 0.24436 | 0.07609 | 0.43999 | 0.07609 | 6.353 | 1.592 | 9.4732 | 3.8118
| 16:30 | 12 | 3.063 | 0.8041 | 4.6139 | 1.8378 | 0.65088 | 0.098545 | 0.59919 | 0.1519 | 0.26472 | 0.07609 | 0.42427 | 0.058006 | 6.0642 | 1.592 | 9.1348 | 3.6385
| 17:00 | 12 | 2.9171 | 0.8041 | 4.4431 | 1.7503 | 0.6126 | 0.098545 | 0.577 | 0.1519 | 0.28508 | 0.07609 | 0.40856 | 0.039921 | 5.7754 | 1.592 | 8.7965 | 3.4653
| 17:30 | 12 | 2.7956 | 0.8041 | 3.5886 | 1.6774 | 0.5105 | 0.098545 | 0.46604 | 0.1519 | 0.31563 | 0.07609 | 0.32999 | 0.039921 | 5.5348 | 1.592 | 7.1049 | 3.3209
| 18:00 | 12 | 2.674 | 0.8041 | 2.7342 | 1.6044 | 0.4084 | 0.098545 | 0.35508 | 0.1519 | 0.34617 | 0.07609 | 0.25142 | 0.039921 | 5.2942 | 1.592 | 5.4132 | 3.1765
| 18:30 | 12 | 2.5525 | 0.8041 | 2.5633 | 1.5315 | 0.35735 | 0.098545 | 0.33289 | 0.1519 | 0.50842 | 0.07609 | 0.23571 | 0.039921 | 5.0535 | 1.592 | 5.0749 | 3.0321
| 19:00 | 12 | 2.4309 | 0.8041 | 2.3924 | 1.4586 | 0.3063 | 0.098545 | 0.31069 | 0.1519 | 0.67068 | 0.07609 | 0.21999 | 0.039921 | 4.8129 | 1.592 | 4.7366 | 2.8877
| 19:30 | 12 | 2.1879 | 0.8041 | 2.3924 | 1.3127 | 0.25525 | 0.098545 | 0.31069 | 0.1519 | 0.74932 | 0.07609 | 0.21999 | 0.039921 | 4.3316 | 1.592 | 4.7366 | 2.5989
| 20:00 | 12 | 1.9448 | 0.8041 | 2.3924 | 1.1669 | 0.2042 | 0.098545 | 0.31069 | 0.1519 | 0.82797 | 0.07609 | 0.21999 | 0.039921 | 3.8503 | 1.592 | 4.7366 | 2.3102
| 20:30 | 12 | 1.7017 | 0.8041 | 2.2215 | 1.021 | 0.16591 | 0.098545 | 0.2885 | 0.13976 | 0.78126 | 0.07609 | 0.20428 | 0.039921 | 3.369 | 1.592 | 4.3983 | 2.0214
| 21:00 | 12 | 1.4586 | 0.8041 | 2.0506 | 0.87514 | 0.12762 | 0.098545 | 0.26631 | 0.12762 | 0.73455 | 0.07609 | 0.18857 | 0.039921 | 2.8877 | 1.592 | 4.0599 | 1.7326
| 21:30 | 12 | 1.337 | 0.8041 | 1.8798 | 0.80221 | 0.11486 | 0.098545 | 0.24412 | 0.11486 | 0.57498 | 0.07609 | 0.17285 | 0.059882 | 2.6471 | 1.592 | 3.7216 | 1.5882
| 22:00 | 12 | 1.2155 | 0.8041 | 1.7089 | 0.72928 | 0.1021 | 0.098545 | 0.22192 | 0.1021 | 0.4154 | 0.07609 | 0.15714 | 0.079843 | 2.4064 | 1.592 | 3.3833 | 1.4439
| 22:30 | 12 | 1.0939 | 0.73955 | 1.1962 | 0.65636 | 0.089337 | 0.090634 | 0.15535 | 0.089337 | 0.23964 | 0.069982 | 0.11 | 0.11976 | 2.1658 | 1.4642 | 2.3683 | 1.2995
| 23:00 | 12 | 0.97238 | 0.675 | 0.68355 | 0.58343 | 0.076575 | 0.082724 | 0.088769 | 0.076575 | 0.063874 | 0.063874 | 0.062855 | 0.15969 | 1.9251 | 1.3364 | 1.3533 | 1.1551
| 23:30 | 12 | 0.97238 | 0.82369 | 0.51266 | 1.2298 | 0.063812 | 0.066887 | 0.066577 | 0.20845 | 0.061878 | 0.061878 | 0.047142 | 0.27945 | 1.9251 | 1.6308 | 1.015 | 2.4385

## EV charge profile % share
EV charge profile % share (Capacity Year) CSIRO
To calculate contribution to peak for a given vehicle type for a given scenario:
- Use the "monthly EV charge profiles" tab to select the average kW per vehicle value (note all interval times are interval starting)
- Multiply by the number of vehicles in the given scenario in a given year
- Multiply by the "EV charge profile % share" for a given scenario in a given year
For a given scenario, repeat for all charge profiles and sum result.
Neutral (Expected) case charge profile type % share for a given year
|  | Residential convenience charge | Light commercial convenience charge | Electric truck convenience charge | Electric bus convenience charge | Residential incentivised night charging | Light commercial incentivised night charging | Electric truck incentivised night charging | Electric bus incentivised night charging | Residential incentivised day charging | Light commercial incentivised day charging | Electric truck incentivised day charging | Electric bus incentivised day charging | Residential fast charge | Light commercial fast charge | Electric truck fast charge | Electric bus fast charge
| 2017-18 | 100% | 100% | 100% | 100% | 0.1% | 0.1% | 0.1% | 0.1% | 0.1% | 0.1% | 0.1% | 0.1% | 0.1% | 0.1% | 0.1% | 0.1%
| 2018-19 | 97.8% | 99.25% | 99.25% | 99.25% | 0.3281% | 0.09688% | 0.09688% | 0.09688% | 1.909% | 0.6906% | 0.6906% | 0.6906% | -0.0375% | -0.0375% | -0.0375% | -0.0375%
| 2019-20 | 95.6% | 98.5% | 98.5% | 98.5% | 0.5562% | 0.09375% | 0.09375% | 0.09375% | 3.719% | 1.281% | 1.281% | 1.281% | 0.125% | 0.125% | 0.125% | 0.125%
| 2020-21 | 93.4% | 97.75% | 97.75% | 97.75% | 0.7844% | 0.09062% | 0.09062% | 0.09062% | 5.528% | 1.872% | 1.872% | 1.872% | 0.2875% | 0.2875% | 0.2875% | 0.2875%
| 2021-22 | 91.2% | 97% | 97% | 97% | 1.012% | 0.0875% | 0.0875% | 0.0875% | 7.338% | 2.462% | 2.462% | 2.462% | 0.45% | 0.45% | 0.45% | 0.45%
| 2022-23 | 89% | 96.25% | 96.25% | 96.25% | 1.241% | 0.08437% | 0.08437% | 0.08437% | 9.147% | 3.053% | 3.053% | 3.053% | 0.6125% | 0.6125% | 0.6125% | 0.6125%
| 2023-24 | 86.8% | 95.5% | 95.5% | 95.5% | 1.469% | 0.08125% | 0.08125% | 0.08125% | 10.96% | 3.644% | 3.644% | 3.644% | 0.775% | 0.775% | 0.775% | 0.775%
| 2024-25 | 84.6% | 94.75% | 94.75% | 94.75% | 1.697% | 0.07812% | 0.07812% | 0.07812% | 12.77% | 4.234% | 4.234% | 4.234% | 0.9375% | 0.9375% | 0.9375% | 0.9375%
| 2025-26 | 82.4% | 94% | 94% | 94% | 1.925% | 0.075% | 0.075% | 0.075% | 14.58% | 4.825% | 4.825% | 4.825% | 1.1% | 1.1% | 1.1% | 1.1%
| 2026-27 | 80.2% | 93.25% | 93.25% | 93.25% | 2.153% | 0.07187% | 0.07187% | 0.07187% | 16.38% | 5.416% | 5.416% | 5.416% | 1.262% | 1.262% | 1.262% | 1.262%
| 2027-28 | 78% | 92.5% | 92.5% | 92.5% | 2.381% | 0.06875% | 0.06875% | 0.06875% | 18.19% | 6.006% | 6.006% | 6.006% | 1.425% | 1.425% | 1.425% | 1.425%
| 2028-29 | 75.8% | 91.75% | 91.75% | 91.75% | 2.609% | 0.06562% | 0.06562% | 0.06562% | 20% | 6.597% | 6.597% | 6.597% | 1.588% | 1.587% | 1.587% | 1.587%
| 2029-30 | 73.6% | 91% | 91% | 91% | 2.837% | 0.0625% | 0.0625% | 0.0625% | 21.81% | 7.188% | 7.188% | 7.188% | 1.75% | 1.75% | 1.75% | 1.75%
Slow growth (Low) case charge profile type % share for a given year
|  | Residential convenience charge | Light commercial convenience charge | Electric truck convenience charge | Electric bus convenience charge | Residential incentivised night charging | Light commercial incentivised night charging | Electric truck incentivised night charging | Electric bus incentivised night charging | Residential incentivised day charging | Light commercial incentivised day charging | Electric truck incentivised day charging | Electric bus incentivised day charging | Residential fast charge | Light commercial fast charge | Electric truck fast charge | Electric bus fast charge
| 2017-18 | 100% | 100% | 100% | 100% | 0.1% | 0.1% | 0.1% | 0.1% | 0.1% | 0.1% | 0.1% | 0.1% | 0.1% | 0.1% | 0.1% | 0.1%
| 2018-19 | 97.7% | 99.53% | 99.4% | 99.4% | 0.2428% | 0.09688% | 0.09688% | 0.09688% | 2.093% | 0.5656% | 0.5422% | 0.5422% | -0.0375% | -0.1937% | -0.0375% | -0.0375%
| 2019-20 | 95.4% | 99.06% | 98.8% | 98% | 0.3856% | 0.09375% | 0.09375% | 0.09375% | 4.085% | 1.031% | 0.9844% | 0.9844% | 0.125% | -0.1875% | 0.125% | 0.125%
| 2020-21 | 93.11% | 98.59% | 98.2% | 98.2% | 0.5284% | 0.09062% | 0.09062% | 0.09062% | 6.078% | 1.497% | 1.427% | 1.427% | 0.2875% | -0.1813% | 0.2875% | 0.2875%
| 2021-22 | 90.81% | 98.13% | 97.59% | 97.59% | 0.6712% | 0.0875% | 0.0875% | 0.0875% | 8.071% | 1.962% | 1.869% | 1.869% | 0.45% | -0.175% | 0.45% | 0.45%
| 2022-23 | 88.51% | 97.66% | 96.99% | 96.99% | 0.8141% | 0.08437% | 0.08437% | 0.08437% | 10.06% | 2.428% | 2.311% | 2.311% | 0.6125% | -0.1688% | 0.6125% | 0.6125%
| 2023-24 | 86.21% | 97.19% | 96.39% | 96.39% | 0.9569% | 0.08125% | 0.08125% | 0.08125% | 12.06% | 2.894% | 2.753% | 2.753% | 0.775% | -0.1625% | 0.775% | 0.775%
| 2024-25 | 83.91% | 96.72% | 95.79% | 95.79% | 1.1% | 0.07812% | 0.07812% | 0.07812% | 14.05% | 3.359% | 3.195% | 3.195% | 0.9375% | -0.1563% | 0.9375% | 0.9375%
| 2025-26 | 81.62% | 96.25% | 95.19% | 95.19% | 1.242% | 0.075% | 0.075% | 0.075% | 16.04% | 3.825% | 3.637% | 3.637% | 1.1% | -0.15% | 1.1% | 1.1%
| 2026-27 | 79.32% | 95.78% | 94.59% | 94.59% | 1.385% | 0.07187% | 0.07187% | 0.07187% | 18.03% | 4.291% | 4.08% | 4.08% | 1.263% | -0.1438% | 1.262% | 1.262%
| 2027-28 | 77.02% | 95.31% | 93.98% | 93.98% | 1.528% | 0.06875% | 0.06875% | 0.06875% | 20.03% | 4.756% | 4.522% | 4.522% | 1.425% | -0.1375% | 1.425% | 1.425%
| 2028-29 | 74.72% | 94.84% | 93.38% | 93.38% | 1.671% | 0.06562% | 0.06562% | 0.06562% | 22.02% | 5.222% | 4.964% | 4.964% | 1.588% | -0.1313% | 1.587% | 1.587%
| 2029-30 | 72.42% | 94.38% | 92.78% | 92.78% | 1.814% | 0.0625% | 0.0625% | 0.0625% | 24.01% | 5.688% | 5.406% | 5.406% | 1.75% | -0.125% | 1.75% | 1.75%
Fast growth (High) case charge profile type % share for a given year
|  | Residential convenience charge | Light commercial convenience charge | Electric truck convenience charge | Electric bus convenience charge | Residential incentivised night charging | Light commercial incentivised night charging | Electric truck incentivised night charging | Electric bus incentivised night charging | Residential incentivised day charging | Light commercial incentivised day charging | Electric truck incentivised day charging | Electric bus incentivised day charging | Residential fast charge | Light commercial fast charge | Electric truck fast charge | Electric bus fast charge
| 2017-18 | 100% | 100% | 100% | 100% | 0.1% | 0.1% | 0.1% | 0.1% | 0.1% | 0.1% | 0.1% | 0.1% | 0.1% | 0.1% | 0.1% | 0.1%
| 2018-19 | 97.29% | 97.81% | 97.77% | 97.77% | 1.075% | 0.09688% | 0.09688% | 0.09688% | 1.668% | 2.284% | 2.175% | 2.175% | -0.0375% | -0.1937% | -0.0375% | -0.0375%
| 2019-20 | 94.59% | 95.62% | 95.53% | 95.53% | 2.051% | 0.09375% | 0.09375% | 0.09375% | 3.236% | 4.469% | 4.25% | 4.25% | 0.125% | -0.1875% | 0.125% | 0.125%
| 2020-21 | 91.88% | 93.44% | 93.3% | 93.3% | 3.026% | 0.09062% | 0.09062% | 0.09062% | 4.804% | 6.653% | 6.325% | 6.325% | 0.2875% | -0.1812% | 0.2875% | 0.2875%
| 2021-22 | 89.18% | 91.25% | 91.06% | 91.06% | 4.001% | 0.0875% | 0.0875% | 0.0875% | 6.372% | 8.838% | 8.4% | 8.4% | 0.45% | -0.175% | 0.45% | 0.45%
| 2022-23 | 86.47% | 89.06% | 88.83% | 88.83% | 4.976% | 0.08437% | 0.08437% | 0.08437% | 7.94% | 11.02% | 10.47% | 10.47% | 0.6125% | -0.1688% | 0.6125% | 0.6125%
| 2023-24 | 83.77% | 86.88% | 86.59% | 86.59% | 5.952% | 0.08125% | 0.08125% | 0.08125% | 9.508% | 13.21% | 12.55% | 12.55% | 0.775% | -0.1625% | 0.775% | 0.775%
| 2024-25 | 81.06% | 84.69% | 84.36% | 84.36% | 6.927% | 0.07812% | 0.07812% | 0.07812% | 11.08% | 15.39% | 14.62% | 14.62% | 0.9375% | -0.1563% | 0.9375% | 0.9375%
| 2025-26 | 78.35% | 82.5% | 82.12% | 82.12% | 7.902% | 0.075% | 0.075% | 0.075% | 12.64% | 17.57% | 16.7% | 16.7% | 1.1% | -0.15% | 1.1% | 1.1%
| 2026-27 | 75.65% | 80.31% | 79.89% | 79.89% | 8.877% | 0.07187% | 0.07187% | 0.07187% | 14.21% | 19.76% | 18.77% | 18.77% | 1.263% | -0.1438% | 1.262% | 1.262%
| 2027-28 | 72.94% | 78.13% | 77.66% | 77.66% | 9.853% | 0.06875% | 0.06875% | 0.06875% | 15.78% | 21.94% | 20.85% | 20.85% | 1.425% | -0.1375% | 1.425% | 1.425%
| 2028-29 | 70.24% | 75.94% | 75.42% | 75.42% | 10.83% | 0.06562% | 0.06562% | 0.06562% | 17.35% | 24.13% | 22.92% | 22.92% | 1.588% | -0.1313% | 1.587% | 1.587%
| 2029-30 | 67.53% | 73.75% | 73.19% | 73.19% | 11.8% | 0.0625% | 0.0625% | 0.0625% | 18.92% | 26.31% | 25% | 25% | 1.75% | -0.125% | 1.75% | 1.75%
Low DER case charge profile type % share for a given year
|  | Residential convenience charge | Light commercial convenience charge | Electric truck convenience charge | Electric bus convenience charge | Residential incentivised night charging | Light commercial incentivised night charging | Electric truck incentivised night charging | Electric bus incentivised night charging | Residential incentivised day charging | Light commercial incentivised day charging | Electric truck incentivised day charging | Electric bus incentivised day charging | Residential fast charge | Light commercial fast charge | Electric truck fast charge | Electric bus fast charge
| 2017-18 | 100% | 100% | 100% | 100% | 0.1% | 0.1% | 0.1% | 0.1% | 0.1% | 0.1% | 0.1% | 0.1% | 0.1% | 0.1% | 0.1% | 0.1%
| 2018-19 | 97.69% | 99.69% | 99.55% | 99.55% | 0.1878% | 0.09688% | 0.09688% | 0.09688% | 2.156% | 0.4094% | 0.3937% | 0.3937% | -0.0375% | -0.1937% | -0.0375% | -0.0375%
| 2019-20 | 95.39% | 99.37% | 99.09% | 99.09% | 0.2756% | 0.09375% | 0.09375% | 0.09375% | 4.213% | 0.7188% | 0.6875% | 0.6875% | 0.125% | -0.1875% | 0.125% | 0.125%
| 2020-21 | 93.08% | 99.06% | 98.64% | 98.64% | 0.3634% | 0.09062% | 0.09062% | 0.09062% | 6.269% | 1.028% | 0.9812% | 0.9812% | 0.2875% | -0.1812% | 0.2875% | 0.2875%
| 2021-22 | 90.77% | 98.75% | 98.19% | 98.19% | 0.4512% | 0.0875% | 0.0875% | 0.0875% | 8.325% | 1.338% | 1.275% | 1.275% | 0.45% | -0.175% | 0.45% | 0.45%
| 2022-23 | 88.47% | 98.44% | 97.73% | 97.73% | 0.539% | 0.08437% | 0.08437% | 0.08437% | 10.38% | 1.647% | 1.569% | 1.569% | 0.6125% | -0.1687% | 0.6125% | 0.6125%
| 2023-24 | 86.16% | 98.12% | 97.28% | 97.28% | 0.6268% | 0.08125% | 0.08125% | 0.08125% | 12.44% | 1.956% | 1.862% | 1.862% | 0.775% | -0.1625% | 0.775% | 0.775%
| 2024-25 | 83.85% | 97.81% | 96.83% | 96.83% | 0.7146% | 0.07812% | 0.07812% | 0.07812% | 14.49% | 2.266% | 2.156% | 2.156% | 0.9375% | -0.1562% | 0.9375% | 0.9375%
| 2025-26 | 81.55% | 97.5% | 96.38% | 96.38% | 0.8024% | 0.075% | 0.075% | 0.075% | 16.55% | 2.575% | 2.45% | 2.45% | 1.1% | -0.15% | 1.1% | 1.1%
| 2026-27 | 79.24% | 97.19% | 95.92% | 95.92% | 0.8902% | 0.07187% | 0.07187% | 0.07187% | 18.61% | 2.884% | 2.744% | 2.744% | 1.262% | -0.1437% | 1.262% | 1.262%
| 2027-28 | 76.93% | 96.87% | 95.47% | 95.47% | 0.9781% | 0.06875% | 0.06875% | 0.06875% | 20.66% | 3.194% | 3.037% | 3.037% | 1.425% | -0.1375% | 1.425% | 1.425%
| 2028-29 | 74.63% | 96.56% | 95.02% | 95.02% | 1.066% | 0.06562% | 0.06562% | 0.06562% | 22.72% | 3.503% | 3.331% | 3.331% | 1.587% | -0.1312% | 1.587% | 1.587%
| 2029-30 | 72.32% | 96.25% | 94.56% | 94.56% | 1.154% | 0.0625% | 0.0625% | 0.0625% | 24.78% | 3.812% | 3.625% | 3.625% | 1.75% | -0.125% | 1.75% | 1.75%
High DER case charge profile type % share for a given year
|  | Residential convenience charge | Light commercial convenience charge | Electric truck convenience charge | Electric bus convenience charge | Residential incentivised night charging | Light commercial incentivised night charging | Electric truck incentivised night charging | Electric bus incentivised night charging | Residential incentivised day charging | Light commercial incentivised day charging | Electric truck incentivised day charging | Electric bus incentivised day charging | Residential fast charge | Light commercial fast charge | Electric truck fast charge | Electric bus fast charge
| 2017-18 | 100% | 100% | 100% | 100% | 0.1% | 0.1% | 0.1% | 0.1% | 0.1% | 0.1% | 0.1% | 0.1% | 0.1% | 0.1% | 0.1% | 0.1%
| 2018-19 | 97.06% | 97.66% | 97.62% | 97.62% | 0.6438% | 0.09688% | 0.09688% | 0.09688% | 1.607% | 2.441% | 2.323% | 2.323% | 0.6917% | -0.1937% | -0.0375% | -0.0375%
| 2019-20 | 94.11% | 95.31% | 95.23% | 95.23% | 1.188% | 0.09375% | 0.09375% | 0.09375% | 3.114% | 4.781% | 4.547% | 4.547% | 1.583% | -0.1875% | 0.125% | 0.125%
| 2020-21 | 91.17% | 92.97% | 92.85% | 92.85% | 1.731% | 0.09062% | 0.09062% | 0.09062% | 4.622% | 7.122% | 6.77% | 6.77% | 2.475% | -0.1812% | 0.2875% | 0.2875%
| 2021-22 | 88.23% | 90.62% | 90.47% | 90.47% | 2.275% | 0.0875% | 0.0875% | 0.0875% | 6.129% | 9.463% | 8.994% | 8.994% | 3.367% | -0.175% | 0.45% | 0.45%
| 2022-23 | 85.29% | 88.28% | 88.09% | 88.09% | 2.819% | 0.08437% | 0.08437% | 0.08437% | 7.636% | 11.8% | 11.22% | 11.22% | 4.259% | -0.1688% | 0.6125% | 0.6125%
| 2023-24 | 82.34% | 85.94% | 85.7% | 85.7% | 3.363% | 0.08125% | 0.08125% | 0.08125% | 9.143% | 14.14% | 13.44% | 13.44% | 5.15% | -0.1625% | 0.775% | 0.775%
| 2024-25 | 79.4% | 83.59% | 83.32% | 83.32% | 3.907% | 0.07812% | 0.07812% | 0.07812% | 10.65% | 16.48% | 15.66% | 15.66% | 6.042% | -0.1562% | 0.9375% | 0.9375%
| 2025-26 | 76.46% | 81.25% | 80.94% | 80.94% | 4.45% | 0.075% | 0.075% | 0.075% | 12.16% | 18.82% | 17.89% | 17.89% | 6.934% | -0.15% | 1.1% | 1.1%
| 2026-27 | 73.52% | 78.91% | 78.55% | 78.55% | 4.994% | 0.07187% | 0.07187% | 0.07187% | 13.66% | 21.17% | 20.11% | 20.11% | 7.826% | -0.1437% | 1.262% | 1.262%
| 2027-28 | 70.57% | 76.56% | 76.17% | 76.17% | 5.538% | 0.06875% | 0.06875% | 0.06875% | 15.17% | 23.51% | 22.33% | 22.33% | 8.717% | -0.1375% | 1.425% | 1.425%
| 2028-29 | 67.63% | 74.22% | 73.79% | 73.79% | 6.082% | 0.06562% | 0.06562% | 0.06562% | 16.68% | 25.85% | 24.56% | 24.56% | 9.609% | -0.1313% | 1.587% | 1.587%
| 2029-30 | 64.69% | 71.88% | 71.41% | 71.41% | 6.626% | 0.0625% | 0.0625% | 0.0625% | 18.19% | 28.19% | 26.78% | 26.78% | 10.5% | -0.125% | 1.75% | 1.75%