## Disclaimer
Disclaimer
This modelling assumptions workbook contains data provided by or collected from third parties,
and conclusions, opinions, assumptions or forecasts that are based on that data.
AEMO has made every effort to ensure the quality of the information in this workbook but cannot guarantee
that the information, forecasts and assumptions in it are accurate, complete or appropriate for your
circumstances. This modelling assumptions workbook does not include all of the information that an investor,
participant or potential participant in the electricity or gas market might require, and does not amount to a
recommendation of any investment.
Anyone proposing to use the information in this workbook should independently verify and check its
accuracy, completeness and suitability for purpose, and obtain independent and specific advice from
appropriate experts.
This dataset or the information in it may be subsequently updated or amended. This work does
not constitute legal or business advice, and should not be relied on as a substitute for obtaining detailed
legal advice about the National Electricity Law, the National Electricity Rules, or any other applicable
laws, procedures or policies.
Accordingly, to the maximum extent permitted by law, AEMO and its officers, employees and
consultants involved in the preparation of this document:
• make no representation or warranty, express or implied, as to the currency, accuracy, reliability or
completeness of the information in this workbook; and
• are not liable (whether by reason of negligence or otherwise) for any statements, opinions,
information or other matters contained in or derived from this publication, or any omissions from it,
or in respect of a person’s use of the information in this workbook.

## Change Log
Version History
Version Number | Date | Description
1 | 2019-02-05 | First industry release of draft 2019 market modelling assumptions for consultation.
1.1 | 2019-08-16 | Scenarios tab updated with final 2019-20 modelling scenarios settings
Existing and committed generator lists reflect the 8th August release of Generation Information.
Minimum stable levels and capacity constraints have been updated in the "Generation limits" sheet
Forced outage rates have been updated consistent with the ESOO 2019.
Coal prices have been updated to reflect Wood Mackenzie's final 2019 forecast for AEMO.
Updated closure dates to those submitted by generators in the 8th August release of Generation Information
Fixed O&M cost for existing OCGT's has been changed to correct an error in previous version.
Offshore Wind has been included as a build candidate in the Gippsland REZ.
Included Snowy 2.0 and Battery of the Nation in the "Storage properties" sheet.
Demand forecasting components reflect DRAFT 2019 forecasts. Final forecasts will be available from http://forecasting.aemo.com.au upon publication of the ESOO.
Corrected Pumped Hydro connection costs, as these costs are included in the build costs.
Capacity factors are now available for all available reference years.
WACC updated following consultation feedback.
Charge and Discharge efficiency has been added to the "Storage properties" sheet
Economic and Technical life of Pumped Hydro and Batteries have been corrected after being mislabelled in the previous version
Summary sheets have been added for Demand, Existing Generator Data, New Entrant data, Fuel Prices and Regional Build costs
Technology specific regional cost factors have been included
Hydro inflows and hydro inflow factors added
The following candidate Renewable Energy Zones have been added: • Wide Bay (QLD) • Wagga Wagga (NSW) • Central North Vic (VIC) The following modifications have occurred: The former Northern New South Wales Tablelands and New England REZs have been joined and redrawn • The former Central New South Wales Tablelands and Central West New South Wales REZs have been joined and redrawn • The former Murray River REZ was split into two separate zones and redrawn • The Gippsland REZ in Victoria was expanded to include off-shore wind capability. • The former Moyne REZ was expanded to include a greater area of South West Victoria. • Tasmanian REZs were refined to focus on areas with observed generator connection interest.
The Interconnector capability has been changed to reflect operational and planning updates.
Interconnector augmentation options have been updated to reflect best information from TNSPs and AEMO.
Generator operating limits and behaviours have been updated to reflect latest data and technical information.
Resource limits have been revised to reflect updated methodology. See section 5.4.2 in 2019 Planning and Forecasting Consultation responses on Scenarios, Inputs, Assumptions and Methodology.
REZ expansion costs, Network Capacity, and Additional Network Capacity with IC augmentations have been updated following additional work to refine expansion options for specific REZ, and in consultation with stakeholders.
Shadow generators for committed and candidate generators have been updated based on review and new options (given new generation has been commissioned).
1.2 | 2019-09-13 | Labels have been updated to $/kW for all technologies in the Build Cost sheet to reflect reported values.
Mount Emerald Wind farm was incorrectly listed as a NSW generator in the 'Summary Mapping' sheet, this has been corrected to QLD.
VIC to NSW forward direction was incorrectly labelled as VIC to SA forward direction. Note 4 in 'Augmentation options' sheet has been corrected.
AC network expansion of VIC-TAS Second IC Option 1 and 2 in 'Augmentation options' sheet has been clarified.
Corrected MLF shadow connection point for Cattle Hill and North West Tas Solar and Wind Candidates
Updated Seasonal Ratings to reflect August release of Generation information for Murra Warra Wind Farm – stage 1 and Lincoln Gap Wind Farm – stage 1
Updated Max Capacity to reflect August release of Generation information for Bogong / Mackay, Trevallyn, Oakey Power Station, Berrybank Wind Farm, Capital Wind Farm, Lake Bonney 1 Wind Farm, Starfish Hill Wind Farm, Wattle Point Wind Farm, Challicum Hills Wind Farm, Mortons Lane Wind Farm, Mt Gellibrand Wind Farm, Portland Wind Farm, Yaloak South Wind Farm and Gannawarra Energy Storage System.
A note has been added to the "Existing Gen Data Summary" that the expected retirement date in this summary sheet is indicative of the first unit's retirement date.
Additional VIC-TAS options included in Augmentation Options work sheet. Split VIC-NSW augmentation options to consider Humelink separately, and removal of option 11. Correction of typo in Note 4 in Augmentation Options work sheet. Updated proportioning factors work sheet including revision to interconnector augmentation options. Included new interconnector options in build limits information.
The New South Wales government has advised AEMO that development in the Southern NSW Tablelands (N4) REZ is to be precluded due to poor community support and high quality agricultural land. As advised, development in other areas of New South Wales would be more conducive to substantive development of renewables.
Updates to the 'Build Limits' sheet to reflect revised HumeLink and VNI augmentation approach.
Updated Millmerran unit MPP_1 Minimum stable level value in the 'Generation Limits' sheet.
Hydro climate factors updated to present specific factor trajectory for Tasmania
Added note to; Augmentation Options, Firm Capacity, Max Capacity, Seasonal Ratings sheets - "With the introduction of Marinuslink, the capacities of the following generators increase by: 100 MW across the west coast, 130 MW for Tarraleah and 90 MW capacity for Gordon."
Note added to Seasonal Rating: "Tamar Valley CCGT seasonal rating is based on being in a mothballed state. This unit can be recalled and may be explored in sensitivity analysis."
Updated calculation for PV uptake percentage for Demand Input Summary sheet.
Revised shadow MLF from Regional Reference Node to 1.0 for a number of projects.
Maximum demand has been updated to align PV generation with battery charging. Also, LIL in South Australia has increased.
Revised Electric Vehicle proportioning factors due to rounding errors.
Updated Tamer Valley CCGT FOM based on stakeholder feedback
Revised retirement and refurbishment dates for CS Power Stations based on stakeholder feedback.
Hydro Inflows update to capture historical observations for the Snowy scheme.
1.3 | 2019-12-12 | Waubra and Yambuk wind farm retirement dates corrected to capture 30 year technical life based on generic wind farm parameters.
Heat rate sheet updated to include "sent-out" note.
Added additional interconnector options QNI 2E and QNI 3E on Augmentation options and Proportioning factors
Revision of QNI Option 3D - Wollar used in place of Bayswater
Revision of VIC-NSW Option 5A - additional South Morang Transformer and cut in of Rowville-Thomastown 220 kV at South Morang, and change to Indicative Cost.
Revision of VIC-NSW Option 6 - location of powerflow controllers updated
Revision of VIC-NSW Option 7 - location of powerflow controllers updated
Revision of VIC-NSW Option 8 - location of powerflow controllers updated
Revision of VIC-NSW Option 11
Update of Build Limits Tab to reflect new IC options QNI 2E and 3E, update on EnergyConnect's impact on Riverland REZ
Update of Build Limits Tab to reflect group constraints for QLD
Update of Build Limits Tab to reflect additional capacity in V2 provided by VNI Option 8
Update to Electric Vehicles sheet to include % of fleet values for Residential, Vehicle to Home
Update to cost estimates to reflect latest advice from TNSPs on Augmentation options tab
Update of Energy Consumption tab for Operational Consumption as Sent-Out and Underlying Consumption.

## Assumptions Summary
2019 Modelling Assumptions
This file presents tables of input data for 2019 market modelling studies. It is a compilation of data from a number of sources, listed below.
All values in this workbook are as at 30 June 2019 real dollars.
Version History
Version Number | Date | Description
1 | 2019-02-05 | First industry release of draft 2019 market modelling assumptions for consultation.
1.1 | 2019-09-03 | Updates based on 2019 Consultation feedback, updated information from stakeholders and 2019 forecasting components.
1.2 | 2019-09-13 | Revisions based on feedback from publication of 1.1.
1.3 | 2019-12-12 | Issued to accompany Draft ISP publication
Worksheet Descriptions
Worksheet | Assumptions Grouping | Description | Source
Scenarios | Scenario and REZ settings | Summary of scenario dimensions and parameters | AEMO
Renewable Energy Zones |  | Renewable Energy Zones | AEMO
Demand Input Summary | Summary Data | Summary (calculated) of the Demand Forecasts | Calculated data
Existing Gen Data Summary |  | Summary (calculated) of the generator technical data
New Entrant Data Summary |  | Summary (calculated) of the new entrant's technical data
Fuel Price Summary |  | Summary (calculated) of generator fuel costs
Regional Build Cost Summary |  | Summary (calculated) of regional build costs for a selectable scenario / technology.
Energy Consumption | Demand | Electricity consumption forecasts | AEMO forecasts (ESOO 2019) Deloitte Access Economics, 2019 AEMO Long term economic scenario forecasts.
Maximum Demand |  | Peak demand forecasts
Gross State Product |  | Forecast of broader economic growth (GSP)
Rooftop PV |  | Rooftop PV penetration forecast
PVNSG
Electric Vehicles |  | Electric vehicle energy consumption forecast
DSP |  | Demand side participation
Embedded energy storages |  | Embedded consumer energy storage (battery) forecast
Aggregated energy storages |  | The 'aggregated' share of embedded energy storages that is modelled like a Virtual Power Plant (VPP).
Renewable Policy Targets | Policy Settings | Combined Base LRET parameters Target renewable settings for the Queensland and Victorian Renewable Energy Targets respectively | Clean Energy Regulator, Office of Chief Economist QLD and VIC public policy documents
Carbon Budgets |  | Emissions reductions percentages by 2050 based on 2005 levels and the cumulative emissions budgets to achieve these reductions. | AEMO
Scenario Policy Settings |  | A breakdown of the policy settings in each of the 5 scenarios. | AEMO
Interconnector Capability | Interconnector settings | Maximum forward and reverse interconnector flow capability for capacity expansion modelling | 2017 Interconnector capabilities report; adjustments for capacity expansion modelling
Proportioning factors |  | Proportion of interconnector losses applied to regional reference nodes | 2019 Regional Boundaries and Marginal Loss Factors
Augmentation options |  | Capability, cost and timing for interconnector augmentation options | AEMO
Maximum capacity | Generator reliability settings | Installed capacity of existing, committed and advanced generators. Existing generators refer to maximal seasonal ratings. | Generator information (2019 August release)
Reserves |  | Minimum reserve levels for reliable regional supply | AEMO internal study
Firm Capacity |  | Firm capacity of existing, committed and advanced generators and new entrant generator classes | Generator information (2019 August release)
Generation limits |  | Unit commitment constraints for capacity outlook models | GHD, 2018 AEMO costs and technical parameter review, ACIL Allen, 2014 fuel and technical cost review AEMO internal study
Seasonal ratings |  | Winter and summer ratings for existing, committed, advanced and new entrant generators | Generator information (2019 August release)
Maintenance |  | The percentage of time per year that a generator is expected to be out of service for maintenance. De-rating applied to generators under maintenance, staged construction or to track age-related degradation | GHD, 2018 AEMO costs and technical parameter review, AEMO internal study
Generator Reliability Settings |  | Defines a generators' forced outage rate, mean time to repair after an outage, and the derating experienced during a partial outage | GHD, 2018 AEMO costs and technical parameter review, AEMO internal study
Hydro Climate Factor |  | Hydro inflow adjustments to capture climate risks | AEMO internal study
Hydro Scheme Inflows |  | Monthly aggregated inflow trends for reference years | AEMO internal study and Hydro operators
Build cost | Generator technical and financial settings | Capital Cost projections are given for two scenarios termed "4-degrees" and "2-degrees" which describe the global climate policy goal. | GHD, 2018 AEMO costs and technical parameter review, CSIRO, 2018, GenCost 2018; Updated projections of electricity generation technology costs, Entura, 2018, Pumped hydro cost modelling
Regional Cost Factors |  | Regional cost factors provide an indication of the variation in new entrants generators cost based on the shift in labour, equipment and shipping/delivery cost between regions. Remoteness is also taken into account, leading to three different cost factors (low, medium and high) within each region. | GHD, 2018 AEMO costs and technical parameter review
Generator Regional Build Cost |  | Build cost trajectories calculated for different new generators. These are calculated by applying Regional Cost factors to baseline Melbourne-specific overnight capital costs. | GHD, 2018 AEMO costs and technical parameter review, CSIRO, 2018, GenCost 2018; Updated projections of electricity generation technology costs
Connection cost |  | Cost to connect different generation technologies. | AEMO internal study
Build limits |  | Modelled limitations impacting build constraints within the expansion modelling | AEMO internal study
Capacity Factors |  | Capacity factors for renewable generators in the renewable energy zones | DNVGL, AEMO analysis outcomes
Lead times and project life |  | Modelled limitations impacting build timings within the expansion modelling | GHD, 2018 AEMO costs and technical parameter review
WACC |  | Weighted average cost of capital for new generation projects | Energy Networks Australia: 2019 RIT-T Economic Assessment Handbook (March 2019)
Storage properties |  | Battery storage to power ratio, lifetime and round-trip efficiency | GHD, 2018 AEMO costs and technical parameter review
Coal and Biomass price |  | Coal fuel price for each coal generator | Wood Mackenzie, 2019 coal price forecast
Gas and Liquid fuel price |  | Fuel price for each gas and liquid fuel generator | Core Energy, 2019 wholesale gas price outlook, ACIL Allen, 2014 fuel and technical cost review
Refurbishment |  | Cost and timing for refurbishment of ageing generators | Public announcements, AEMO internal study, GHD
Retirement |  | Announced and end-of-technical-life generator retirement | Public announcements, AEMO Generation Information
Heat rates |  | Efficiency of conversion of fuel to output for thermal generators | GHD, 2018 AEMO costs and technical parameter review
Auxiliary |  | Auxiliary (self) load for each generator or generator class | GHD, 2018 AEMO costs and technical parameter review
Fixed OPEX |  | Fixed operating cost regardless of output for each generator or generator class | GHD, 2018 AEMO costs and technical parameter review
Variable OPEX |  | Variable operating cost per MWh of output for each generator or generator class | GHD, 2018 AEMO costs and technical parameter review
Emissions |  | Emissions production per MWh of output for each generator or generator class | GHD, 2018 AEMO costs and technical parameter review
Marginal Loss Factors |  | Marginal loss factors for each generator | 2019 Regional Boundaries and Marginal Loss Factors
Gas infrastructure | Gas system Properties | Pipeline, processing facilities and storage facilities details including capacity | 2019 GSOO stakeholder surveys
Pipeline transmission tariffs |  | Natural gas pipeline transmission tariffs ($/GJ) | 2019 GSOO stakeholder surveys, and Core Energy Group
Gas reserves and resources |  | Natural gas reserve and resource quantities (PJ) | 2019 GSOO stakeholder surveys, and Core Energy Group
Gas production costs |  | Cost of production for natural gas reserves and resources ($/GJ) | 2019 GSOO stakeholder surveys, and Core Energy Group
Gas expansion candidates |  | Details of potential new gas projects being considered by the Integrated Model | Publicly available information including media releases and ASX reports
Supporting Materials
For further details on input assumptions and sources visit: | http://aemo.com.au/Electricity/National-Electricity-Market-NEM/Planning-and-forecasting/Inputs-Assumptions-and-Methodologies
Source | Materials
GHD, 2018 AEMO costs and technical parameter review | AEMO costs and technical parameter review report, available at: https://www.aemo.com.au/-/media/Files/Electricity/NEM/Planning_and_Forecasting/Inputs-Assumptions-Methodologies/2019/9110715-REP-A-Cost-and-Technical-Parameter-Review---Rev-4-Final.pdf AEMO costs and technical parameter review databook, available at: https://www.aemo.com.au/-/media/Files/Electricity/NEM/Planning_and_Forecasting/Inputs-Assumptions-Methodologies/2019/GHD-AEMO-revised---2018-19-Costs_and_Technical_Parameter.xlsb
CSIRO, 2018, GenCost 2018; Updated projections of electricity generation technology costs | https://publications.csiro.au/rpr/pub?pid=csiro:EP189502
Wood Mackenzie Coal Cost Report | Report: https://www.aemo.com.au/-/media/Files/Electricity/NEM/Planning_and_Forecasting/Inputs-Assumptions-Methodologies/2019/WoodMackenzie_AEMO_Coal_cost_projections_Approach_20190711.pdf Data pack: https://www.aemo.com.au/-/media/Files/Electricity/NEM/Planning_and_Forecasting/Inputs-Assumptions-Methodologies/2019/WoodMackenzie_AEMO_Delivered_cost_of_coal_20190711.xlsx
Entura, 2018, Pumped hydro cost modelling | http://aemo.com.au/-/media/Files/Electricity/NEM/Planning_and_Forecasting/Inputs-Assumptions-Methodologies/2019/Report-Pumped-Hydro-Cost-Modelling.pdf
Core Energy, 2019 wholesale gas price outlook | Wholesale Gas Price Outlook Report, available at: http://aemo.com.au/-/media/Files/Electricity/NEM/Planning_and_Forecasting/Inputs-Assumptions-Methodologies/2019/CORE_Delivered-Wholesale-Gas-Price-Outlook_16-January-2019.pdf Wholesale Gas Price Outlook Databook, available at: http://aemo.com.au/-/media/Files/Electricity/NEM/Planning_and_Forecasting/Inputs-Assumptions-Methodologies/2019/CORE-Eastern-Australia-Gas-Price-Projections-Databook_16-January-2019.xlsx
Generator information (2019 August release) | https://www.aemo.com.au/Electricity/National-Electricity-Market-NEM/Planning-and-forecasting/Generation-information
ACIL Allen, 2014 Fuel and technical costs review | https://www.aemo.com.au/-/media/Files/Electricity/NEM/Planning_and_Forecasting/NTNDP/2016/Data_Sources/ACIL-ALLEN---AEMO-Emission-factors-20160511.xlsx
AEMO, Electricity demand forecasting methodology information paper | https://www.aemo.com.au/-/media/Files/Electricity/NEM/Planning_and_Forecasting/NEM_ESOO/2018/Electricity-Demand-Forecasting-Methodology-Information-Paper.pdf
AEMO, 2019 Market Modelling Methodology report | https://www.aemo.com.au/-/media/Files/Electricity/NEM/Planning_and_Forecasting/Inputs-Assumptions-Methodologies/2019/Market-Modelling-Methodology-Paper.pdf
Deloitte Access Economics, 2019 AEMO Long term economic scenario forecasts. | https://www.aemo.com.au/-/media/Files/Electricity/NEM/Planning_and_Forecasting/Inputs-Assumptions-Methodologies/2019/Long-term-economic-scenario-forecasts---Deloitte-Access-Economics.pdf
CSIRO, 2019, Projections for Small Scale Embedded Technologies | https://www.aemo.com.au/-/media/Files/Electricity/NEM/Planning_and_Forecasting/Inputs-Assumptions-Methodologies/2019/2019-Projections-for-Small-Scale-Embedded-Technologies-Report-by-CSIRO.pdf
Energeia, 2019, Distributed Energy Resources and Electric Vehicles Forecasts | https://www.aemo.com.au/-/media/Files/Electricity/NEM/Planning_and_Forecasting/Inputs-Assumptions-Methodologies/2019/Distributed-Energy-Resources-and-Electric-Vehicle-Forecasts---Report-by-Energeia.pdf
AEMO, 2019 GSOO stakeholder surveys and gas supply input data | 2019 Gas Statement of Opportuntities supply input data files. Available at: http://aemo.com.au/-/media/Files/Gas/National_Planning_and_Forecasting/GSOO/2019/2019-GSOO-supply-input-data-files.zip

## Scenarios
Go to Assumptions Summary
Summary of scenario dimensions
Summary of scenario parameters
Scenario | Slow Change | Central | Fast change | High DER | Step Change
Demand Drivers
Economic growth and population outlook | Low | Moderate | Moderate | Moderate | High
Energy efficiency improvement | Low | Moderate | Moderate | Moderate | High
DSP as a % of maximum demand under market price cap conditions by 2050 | Low (continue current % of MD) | Moderate (4.88% of MD) | Moderate (4.88% of MD) | Moderate (4.88% of MD) | High (8.5% of MD)
DER Uptake
Rooftop PV | Low | Moderate | Moderate – High | High | High
Battery storage installed capacity | Low | Moderate | Moderate – High | High | High
Battery storage aggregation by 2050 | Existing trials do not successfully demonstrate a strong business case for VPP aggregation. Low role for energy storage aggregators and VPPs. | Moderate role for energy storage aggregators and VPPs | Existing trials demonstrate a business case for VPP aggregation. High role for energy storage aggregators and VPPs | Existing trials demonstrate a business case for VPP aggregation. High role for energy storage aggregators and VPPs | Existing trials demonstrate a business case for VPP aggregation. High role for energy storage aggregators and VPPs, faster than all other scenarios
Electric vehicle uptake | Low | Moderate | Moderate-High | Moderate-High | High
Electric Vehicle Charging Times | Delayed adoption of infrastructure and tariffs to enable ‘better’ charging options | Moderate adoption of infrastructure and tariffs to enable ‘better’ charging options | Faster adoption of infrastructure and tariffs to enable ‘better’ charging options | Faster adoption of infrastructure and tariffs to enable ‘better’ charging options. | Faster adoption of infrastructure and tariffs to enable ‘better’ charging options.
Emissions Summary
Relative Concentration Pathway (average temperature rise) | RCP 8.5 | RCP 7.0 | RCP 4.5 | RCP 7.0 | RCP 1.9 or RCP 2.6
| (>4.5 oC) | (3.0 – 4.5 oC) | (2.5 – 2.7 oC) | (3.0 – 4.5 oC) | (1.4 – 1.8 oC)
Hydro inflow reduction by 2050 | -18% | -14% | -7% | -14% | -4%
Large-scale renewable build cost trajectories
Solar PV | CSIRO 4 degree | CSIRO 4 degree | CSIRO 2 degree | CSIRO 4 degree | CSIRO 2 degree
Wind | Weaker reductions than CSIRO 4 degree | CSIRO 4 degree | CSIRO 2 degree | CSIRO 2 degree | Stronger reductions than CSIRO 2 degree
Pumped Hydro | Weaker reductions than CSIRO 4 degree. | CSIRO 4 degree | CSIRO 2 degree | CSIRO 4 degree | Stronger reductions than CSIRO 2 degree
Battery | CSIRO 4 degree | CSIRO 4 degree | CSIRO 2 degree | Faster relative to other tech using CSIRO 2 degree scenario outcomes | Faster than CSIRO 2 degrees, with no significant technological bias
Solar Thermal | Weaker reductions than CSIRO 4 degree | CSIRO 4 degree | CSIRO 2 degree | CSIRO 2 degree | Stronger reductions than CSIRO 2 degree
Investment and retirement considerations
Generator retirements | Maintained at least until expected closure year, and potentially extended if economic to do so | In line with expected closure years, or earlier if economic to do so. | In line with expected closure year, or earlier if economic or driven from decarbonisation objectives | In line with expected closure year, or earlier if economic or driven from decarbonisation objectives | In line with expected closure year, or earlier if economic or driven from decarbonisation objectives
Project finance costs | High | Moderate | Moderate | Moderate | Moderate
Gas Market Settings
Gas prices | Core Energy 2019, Slow | Core Energy 2019, Neutral | Core Energy 2019, Neutral | Core Energy 2019, Neutral | Core Energy 2019, Fast
New gas supplies | As forecast in AEMO's 2019 GSOO | As forecast in AEMO's 2019 GSOO | As forecast in AEMO's 2019 GSOO | As forecast in AEMO's 2019 GSOO | As forecast in AEMO's 2019 GSOO
All other gas market settings | Consistent with AEMO's 2019 GSOO Slow change scenario | Consistent with AEMO's 2019 GSOO Neutral scenario | Consistent with AEMO's 2019 GSOO Neutral scenario | Consistent with AEMO's 2019 GSOO Neutral scenario | Consistent with AEMO's 2019 GSOO Fast change scenario
Coal Price Settings
Coal prices | WoodMackenzie 2019, Slow | WoodMackenzie 2019, Neutral | WoodMackenzie 2019, Neutral | WoodMackenzie 2019, Neutral | WoodMackenzie 2019, Fast

## Renewable Energy Zones
Go to Assumptions Summary
Candidate Renewable Energy Zones |  |  |  |  | Renewable Energy Zone Map | NEM Regional Cost Zone Map4
List of Candidate Renewable Energy Zones (REZs) by NEM region and zone
Build cost at each REZ that reflects the NEM regional cost zone map
# | Name | NEM Region | NEM Zone | Regional Cost Zones
Q1 | Far North QLD | QLD | NQ | Low1
Q2 | North Qld Clean Energy Hub | QLD | NQ | Low1
Q3 | Northern Qld | QLD | NQ | Low
Q4 | Isaac | QLD | NQ | Low1
Q5 | Barcaldine | QLD | CQ | Medium
Q6 | Fitzroy | QLD | CQ | Low
Q7 | Wide Bay | QLD | CQ | Low1
Q8 | Darling Downs | QLD | SWQ | Low1
N1 | North West NSW | NSW | NNS | Medium
N2 | New England | NSW | NNS | Low
N3 | Central West NSW | NSW | NCEN | Medium
N4 | Southern NSW Tablelands | NSW | CAN | Low
N5 | Broken Hill | NSW | SWNSW | High3
N6 | South West NSW | NSW | SWNSW | High
N7 | Wagga Wagga | NSW | SWNSW | Medium1
N8 | Tumut | NSW | CAN | Medium
N9 | Cooma-Monaro | NSW | CAN | Medium
V1 | Ovens Murray | VIC | NVIC | Medium2
V2 | Murray River | VIC | NVIC | Medium1
V3 | Western Victoria | VIC | CVIC | Medium2
V4 | South West Victoria | VIC | MEL | Medium2
V5 | Gippsland | VIC | LV | Low1
V6 | Central North Vic | VIC | NVIC | Medium
S1 | South East SA | SA | SESA | Low1
S2 | Riverland | SA | NSA | Low
S3 | Mid-North SA | SA | NSA | Low1
S4 | Yorke Peninsula | SA | NSA | Low
S5 | Northern SA | SA | NSA | Medium
S6 | Leigh Creek | SA | NSA | Medium1
S7 | Roxby Downs | SA | NSA | Medium1
S8 | Eastern Eyre Peninsula | SA | NSA | Medium
S9 | Western Eyre Peninsula | SA | NSA | Medium
T1 | North East Tasmania | TAS | TAS | Low1
T2 | North West Tasmania | TAS | TAS | Medium2 |  | Note:
T3 | Tasmania Midlands | TAS | TAS | Low1 |  | 4. Not all costs are homogenous under each category zone. Regional factors result in variances amongst each category.
Note:
1. When a REZ zone covers two regional cost zones, the lower cost zone is utilised
2. When a REZ zone covers all three regional cost zones, the medium cost zone is utilised
3. When a REZ zone crosses state borders, the regional cost zones from the NEM Region of the REZ are utilised.

## Demand Input Summary
Go to Assumptions Summary
Demand Input Summary |  |  |  | Note: | Further information is available at http://forecasting.aemo.com.au
NEM Gross State Product growth
| 2019-20 | 2020-21 | 2021-22 | 2022-23 | 2023-24 | 2024-25 | 2025-26 | 2026-27 | 2027-28 | 2028-29 | 2029-30 | 2030-31 | 2031-32 | 2032-33 | 2033-34 | 2034-35 | 2035-36 | 2036-37 | 2037-38 | 2038-39 | 2039-40 | 2040-41 | 2041-42 | 2042-43 | 2043-44 | 2044-45 | 2045-46 | 2046-47 | 2047-48 | 2048-49 | 2049-50
Slow change | 100% | 102.4% | 105% | 107.4% | 109.7% | 112.1% | 114.7% | 117.4% | 119.8% | 122% | 124.2% | 126.5% | 128.8% | 131.1% | 133.5% | 136% | 138.5% | 141% | 143.6% | 146.1% | 148.7% | 151.4% | 154.3% | 156.9% | 159.5% | 162.1% | 164.7% | 167.3% | 169.9% | 172.5% | 175.1%
Central | 100% | 103.2% | 106.5% | 109.6% | 112.6% | 115.7% | 119.2% | 122.7% | 125.9% | 129.1% | 132.2% | 135.4% | 138.7% | 142.2% | 145.7% | 149.2% | 152.9% | 156.7% | 160.5% | 164.3% | 168.3% | 172.3% | 176.1% | 180% | 183.9% | 187.8% | 191.8% | 195.7% | 199.6% | 203.5% | 207.4%
High DER | 100% | 103.2% | 106.5% | 109.6% | 112.6% | 115.7% | 119.2% | 122.7% | 125.9% | 129.1% | 132.2% | 135.4% | 138.7% | 142.2% | 145.7% | 149.2% | 152.9% | 156.7% | 160.5% | 164.3% | 168.3% | 172.3% | 176.1% | 180% | 183.9% | 187.8% | 191.8% | 195.7% | 199.6% | 203.5% | 207.4%
Fast Change | 100% | 103.2% | 106.5% | 109.6% | 112.6% | 115.7% | 119.2% | 122.7% | 125.9% | 129.1% | 132.2% | 135.4% | 138.7% | 142.2% | 145.7% | 149.2% | 152.9% | 156.7% | 160.5% | 164.3% | 168.3% | 172.3% | 176.1% | 180% | 183.9% | 187.8% | 191.8% | 195.7% | 199.6% | 203.5% | 207.4%
Step Change | 100% | 103.9% | 107.9% | 111.6% | 115.1% | 118.9% | 123% | 127.2% | 131.3% | 135.4% | 139.6% | 143.9% | 148.3% | 152.9% | 157.7% | 162.6% | 167.6% | 172.8% | 178.2% | 183.6% | 189.2% | 195% | 200% | 205.5% | 211% | 216.6% | 222.1% | 227.6% | 233.1% | 238.6% | 244.1%
PV Generation Relative to Underlying Demand
| 2019-20 | 2020-21 | 2021-22 | 2022-23 | 2023-24 | 2024-25 | 2025-26 | 2026-27 | 2027-28 | 2028-29 | 2029-30 | 2030-31 | 2031-32 | 2032-33 | 2033-34 | 2034-35 | 2035-36 | 2036-37 | 2037-38 | 2038-39 | 2039-40 | 2040-41 | 2041-42 | 2042-43 | 2043-44 | 2044-45 | 2045-46 | 2046-47 | 2047-48 | 2048-49 | 2049-50
Slow change | 5.927% | 6.28% | 6.554% | 6.676% | 6.796% | 6.92% | 7.031% | 7.123% | 7.22% | 7.295% | 8.065% | 8.175% | 8.424% | 8.735% | 9.032% | 9.257% | 9.494% | 9.686% | 9.824% | 9.998% | 10.19% | 10.43% | 10.71% | 11.01% | 11.33% | 11.61% | 11.89% | 12.12% | 12.34% | 12.57% | 12.74%
Central | 6.005% | 6.838% | 7.483% | 7.849% | 8.096% | 8.195% | 8.274% | 8.322% | 8.379% | 8.433% | 8.49% | 8.51% | 8.55% | 8.685% | 8.957% | 9.403% | 10.16% | 10.78% | 11.08% | 11.33% | 11.55% | 11.88% | 12.36% | 12.84% | 13.34% | 13.81% | 14.29% | 14.65% | 14.95% | 15.33% | 15.58%
High DER | 6.64% | 7.94% | 9.191% | 10.19% | 10.98% | 11.65% | 12.22% | 12.71% | 13.28% | 13.82% | 14.28% | 14.8% | 15.4% | 15.9% | 16.33% | 16.88% | 17.53% | 17.95% | 18.29% | 18.6% | 18.8% | 18.93% | 19.08% | 19.3% | 19.59% | 19.83% | 20% | 20.1% | 20.23% | 20.33% | 20.38%
Fast Change | 6.161% | 7.389% | 8.627% | 9.611% | 10.33% | 11.02% | 11.49% | 11.5% | 11.52% | 11.52% | 11.52% | 11.5% | 11.49% | 11.58% | 11.79% | 12.17% | 12.89% | 13.45% | 13.7% | 13.91% | 14.07% | 14.33% | 14.74% | 15.14% | 15.57% | 15.96% | 16.36% | 16.66% | 16.92% | 17.24% | 17.44%
Step Change | 6.176% | 7.628% | 9.226% | 10.54% | 11.47% | 12.37% | 13.2% | 13.54% | 13.79% | 14.16% | 14.49% | 14.65% | 15.01% | 15.27% | 15.34% | 15.48% | 16% | 16.56% | 16.77% | 16.89% | 16.97% | 17.21% | 17.71% | 18.23% | 18.78% | 19.28% | 19.8% | 20.14% | 20.39% | 20.76% | 21.03%
Total NEM Summer DSP relative to NEM Operational Max Demand with coincident regional peaks
| 2019-20 | 2020-21 | 2021-22 | 2022-23 | 2023-24 | 2024-25 | 2025-26 | 2026-27 | 2027-28 | 2028-29 | 2029-30 | 2030-31 | 2031-32 | 2032-33 | 2033-34 | 2034-35 | 2035-36 | 2036-37 | 2037-38 | 2038-39 | 2039-40 | 2040-41 | 2041-42 | 2042-43 | 2043-44 | 2044-45 | 2045-46 | 2046-47 | 2047-48 | 2048-49 | 2049-50
Slow change | 1.425% | 1.171% | 1.193% | 1.202% | 1.202% | 1.21% | 1.215% | 1.221% | 1.227% | 1.235% | 1.323% | 1.329% | 1.337% | 1.342% | 1.344% | 1.345% | 1.338% | 1.339% | 1.343% | 1.343% | 1.342% | 1.345% | 1.347% | 1.345% | 1.344% | 1.342% | 1.341% | 1.331% | 1.338% | 1.331% | 1.327%
Central | 1.406% | 1.153% | 1.259% | 1.367% | 1.466% | 1.575% | 1.675% | 1.784% | 1.892% | 1.998% | 2.102% | 2.209% | 2.311% | 2.404% | 2.506% | 2.611% | 2.696% | 2.81% | 2.906% | 3.009% | 3.102% | 3.204% | 3.311% | 3.406% | 3.502% | 3.614% | 3.717% | 3.802% | 3.916% | 4.004% | 4.107%
High DER | 1.408% | 1.164% | 1.274% | 1.391% | 1.504% | 1.617% | 1.725% | 1.842% | 1.955% | 2.074% | 2.186% | 2.311% | 2.42% | 2.526% | 2.631% | 2.726% | 2.841% | 2.948% | 3.05% | 3.124% | 3.207% | 3.287% | 3.353% | 3.393% | 3.432% | 3.47% | 3.515% | 3.559% | 3.604% | 3.621% | 3.676%
Fast Change | 1.4% | 1.149% | 1.253% | 1.361% | 1.477% | 1.581% | 1.681% | 1.784% | 1.89% | 2.001% | 2.098% | 2.2% | 2.306% | 2.398% | 2.485% | 2.583% | 2.697% | 2.799% | 2.893% | 2.999% | 3.103% | 3.218% | 3.325% | 3.427% | 3.522% | 3.626% | 3.742% | 3.814% | 3.941% | 4.024% | 4.13%
Step Change | 1.394% | 1.139% | 1.368% | 1.602% | 1.822% | 2.056% | 2.281% | 2.507% | 2.732% | 2.967% | 3.201% | 3.428% | 3.668% | 3.871% | 4.086% | 4.296% | 4.501% | 4.743% | 4.984% | 5.205% | 5.429% | 5.691% | 5.948% | 6.165% | 6.414% | 6.664% | 6.895% | 7.103% | 7.375% | 7.595% | 7.867%
Battery Storage Capacity Relative to Summer NEM Operational Max Demand with coincident regional peaks
| 2019-20 | 2020-21 | 2021-22 | 2022-23 | 2023-24 | 2024-25 | 2025-26 | 2026-27 | 2027-28 | 2028-29 | 2029-30 | 2030-31 | 2031-32 | 2032-33 | 2033-34 | 2034-35 | 2035-36 | 2036-37 | 2037-38 | 2038-39 | 2039-40 | 2040-41 | 2041-42 | 2042-43 | 2043-44 | 2044-45 | 2045-46 | 2046-47 | 2047-48 | 2048-49 | 2049-50
Slow change | 0.2281% | 0.3038% | 0.3342% | 0.3016% | 0.2714% | 0.2453% | 0.2223% | 0.2006% | 0.1812% | 0.1629% | 0.1564% | 0.1409% | 0.1566% | 0.1909% | 0.2285% | 0.2627% | 0.2949% | 0.3216% | 0.3501% | 0.3856% | 0.4252% | 0.4506% | 0.4735% | 0.4913% | 0.5081% | 0.5216% | 0.5328% | 0.5342% | 0.5428% | 0.5475% | 0.5469%
Central | 0.1822% | 0.2546% | 0.2905% | 0.29% | 0.2897% | 0.422% | 0.575% | 0.7321% | 0.9113% | 1.097% | 1.466% | 1.572% | 1.703% | 1.866% | 2.021% | 2.272% | 2.602% | 2.807% | 2.997% | 3.235% | 3.481% | 3.607% | 3.728% | 3.83% | 3.934% | 4.05% | 4.159% | 4.211% | 4.316% | 4.42% | 4.482%
High DER | 2.791% | 4.717% | 6.348% | 7.196% | 9.496% | 12.31% | 14.85% | 17.05% | 18.41% | 20.97% | 24.44% | 27.89% | 30.55% | 32.39% | 34.21% | 35.88% | 37.44% | 38.59% | 40.03% | 40.72% | 41.07% | 41.76% | 42.24% | 41.97% | 41.44% | 40.89% | 40.38% | 39.56% | 38.85% | 37.96% | 37.18%
Fast Change | 0.4015% | 0.5707% | 0.6829% | 0.7506% | 0.8324% | 0.9134% | 1.214% | 1.757% | 2.493% | 3.426% | 4.584% | 5.507% | 6.41% | 7.028% | 7.554% | 8.135% | 8.976% | 9.631% | 10.15% | 10.76% | 11.39% | 11.71% | 12% | 12.28% | 12.54% | 12.82% | 13.16% | 13.23% | 13.56% | 13.83% | 13.99%
Step Change | 0.6615% | 1.047% | 1.505% | 1.88% | 3.457% | 5.819% | 6.509% | 7.035% | 7.409% | 7.78% | 8.212% | 8.578% | 8.914% | 9.177% | 9.479% | 9.75% | 10.11% | 10.53% | 10.93% | 11.33% | 11.73% | 12.12% | 12.5% | 12.81% | 13.19% | 13.55% | 13.87% | 14.14% | 14.55% | 14.89% | 15.27%

## Existing Gen Data Summary
Go to Assumptions Summary
Generator Summary - Existing and Committed Generators
Notes
1. Fuel costs represent the selected Scenario on the Fuel Price summary sheet and the selected year in cell W9.
2. SRMC is a calculation involving Fuel costs, and as such will vary across scenario and year as in Note 1. above.
3. Expected Retirement date in this summary sheet is indicative of the first unit's retirement date.
Existing generators
Generator | Generator Type | Region | Maximum Capacity (MW) | Summer Rating (MW) | Not Summer Rating (MW) | Forced Outage Rate |  |  |  | Mean Time to Repair |  |  |  | Maintenance duration (%) | Minimum Load (MW) | Minimum Capacity Factor (%) | Maximum Capacity Factor (%) | FOM ($/kW/annum) | VOM ($/MWh sent-out) | Heat Rate (GJ/MWh HHV s.o.) | Fuel Cost ($/GJ)1 | Emissions (kg/MWh) | MLF | Auxiliary Load (%) | SRMC ($/MWh)2 | Expected Retirement Date
[6 empty] | Full outage (% of time) |  | Partial outage (% of time) |  | Full outage |  | Partial outage | [8 empty] | Slow
|  |  |  | 2019-20 | 2019 | Until 2021-22 | From 2022-23 | Until 2021-22 | From 2022-23 | Until 2021-22 | From 2022-23 | Until 2021-22 | From 2022-23 | [7 empty] | 2019-20
Bayswater | Steam Sub Critical | NSW | 2640 | 2545 | 2640 | 6.22 | 4.3 | 26.06 | 23.84 | 137 | 104 | 20 | 17 | 5.4795 | 1000 | N/A | 75 | 54.05 | 4.28 | 9.4488 | 1.6 | 912.6431 | Units have Multiple MLFs | 6 | 19.3981 | 2035
Eraring | Steam Sub Critical | NSW | 2880 | 2720 | 2880 | 6.22 | 4.3 | 26.06 | 23.84 | 137 | 104 | 20 | 17 | 5.4795 | 720 | N/A | 75 | 54.05 | 4.28 | 9.5491 | 3.93 | 910.1431 | Units have Multiple MLFs | 6 | 41.8079 | 2031
Liddell | Steam Sub Critical | NSW | 2000 | 1800 | 1800 | 6.22 | 4.3 | 26.06 | 23.84 | 137 | 104 | 20 | 17 | 5.4795 | 440 | N/A | 75 | 54.05 | 4.28 | 10.1408 | 1.6 | 980.5917 | 0.9593 | 5 | 20.5054 | 2023
Mt Piper | Steam Sub Critical | NSW | 1320 | 1350 | 1400 | 6.22 | 4.3 | 26.06 | 23.84 | 137 | 104 | 20 | 17 | 5.4795 | 480 | N/A | 75 | 54.05 | 4.28 | 9.2545 | 3.93 | 908.5184 | 0.9714 | 5 | 40.6502 | 2042
Vales Point B | Steam Sub Critical | NSW | 1320 | 1320 | 1320 | 6.22 | 4.3 | 26.06 | 23.84 | 137 | 104 | 20 | 17 | 5.4795 | 500 | N/A | 75 | 54.05 | 4.28 | 9.6774 | 3.51 | 908.3051 | 0.9865 | 5 | 38.2477 | 2029
Callide B | Steam Sub Critical | QLD | 700 | 660 | 700 | 2.3 | 2.3 | 13.12 | 13.12 | 56 | 56 | 17 | 17 | 5.4795 | 280 | N/A | N/A | 54.05 | 4.28 | 9.1603 | 2.2 | 931.3435 | 0.905 | 9 | 24.4327 | 2028
Callide C | Steam Super Critical | QLD | 900 | 840 | 840 | 2.3 | 2.3 | 13.12 | 13.12 | 56 | 56 | 17 | 17 | 5.4795 | 242 | N/A | N/A | 54.05 | 4.28 | 9.3023 | 2.2 | 906.912 | 0.9025 | 6 | 24.7451 | 2051
Gladstone | Steam Sub Critical | QLD | 1680 | 1680 | 1680 | 2.3 | 2.3 | 13.12 | 13.12 | 56 | 56 | 17 | 17 | 5.4795 | 440 | N/A | N/A | 54.05 | 4.28 | 9.4737 | 2.56 | 971.7614 | Units have Multiple MLFs | 8 | 28.5326 | 2035
Kogan Creek | Steam Super Critical | QLD | 744 | 713 | 750 | 2.3 | 2.3 | 13.12 | 13.12 | 56 | 56 | 17 | 17 | 5.4795 | 300 | N/A | N/A | 54.05 | 4.28 | 8.802 | 1.37 | 831.04 | 0.9711 | 9 | 16.3387 | 2042
Millmerran | Steam Super Critical | QLD | 852 | 612 | 852 | 2.3 | 2.3 | 13.12 | 13.12 | 56 | 56 | 17 | 17 | 5.4795 | 360 | N/A | N/A | 54.05 | 4.28 | 9.2072 | 1.18 | 841.598 | 0.9797 | 6 | 15.1445 | 2051
Stanwell | Steam Sub Critical | QLD | 1460 | 1460 | 1460 | 2.3 | 2.3 | 13.12 | 13.12 | 56 | 56 | 17 | 17 | 5.4795 | 540 | N/A | N/A | 54.05 | 4.28 | 9.068 | 2.51 | 872.19 | 0.9054 | 9 | 27.0407 | 2043
Tarong | Steam Sub Critical | QLD | 1400 | 1400 | 1400 | 2.3 | 2.3 | 13.12 | 13.12 | 56 | 56 | 17 | 17 | 5.4795 | 420 | N/A | N/A | 54.05 | 4.28 | 9.2072 | 2.36 | 871.4586 | 0.9748 | 8 | 26.0089 | 2036
Tarong North | Steam Super Critical | QLD | 450 | 443 | 443 | 2.3 | 2.3 | 13.12 | 13.12 | 56 | 56 | 17 | 17 | 5.4795 | 117 | N/A | N/A | 54.05 | 4.28 | 8.6538 | 2.36 | 843.7555 | 0.9745 | 6 | 24.7031 | 2037
Loy Yang A Power Station | Steam Sub Critical | VIC | 2210 | 2085 | 1680 | 5.43 | 5.43 | 11.65 | 11.65 | 47 | 47 | 6 | 6 | 5.4795 | 1080 | N/A | N/A | 147.9 | 4.28 | 12.1622 | 0.64 | 1154.8176 | 0.9754 | 9 | 12.0638 | 2048
Loy Yang B | Steam Sub Critical | VIC | 1000 | 1010 | 1115 | 5.43 | 5.43 | 11.65 | 11.65 | 47 | 47 | 6 | 6 | 5.4795 | 400 | N/A | N/A | 116.9 | 4.28 | 12.5436 | 0.64 | 1141.0214 | 0.9754 | 8 | 12.3079 | 2047
Yallourn W | Steam Sub Critical | VIC | 1450 | 1420 | 1528 | 5.43 | 5.43 | 11.65 | 11.65 | 47 | 47 | 6 | 6 | 5.4795 | 0 | N/A | N/A | 153.64 | 4.28 | 13.8996 | 0.64 | 1315.5149 | Units have Multiple MLFs | 10 | 13.1758 | 2029
Colongra | OCGT | NSW | 724 | 648 | 724 | 1.26 | 1.26 | 0.35 | 0.35 | 7 | 7 | 40 | 40 | 1.3699 | 0 | N/A | N/A | 15.13 | 10.7 | 11.1455 | 9.4119 | 782.56 | 0.9852 | 1 | 115.6008 | 2070
Smithfield Energy Facility | OCGT | NSW | 184.999 | 123.233 | 123.233 | 3.52 | 3.52 | 0.39 | 0.39 | 16 | 16 | 35 | 35 | 1.3699 | 30 | N/A | N/A | 10.67 | 7.49 | 8.3527 | 9.4119 | 587.7395 | 1.0029 | 5 | 86.1047 | 2044
Tallawarra | CCGT | NSW | 440 | 395 | 440 | 1.73 | 1.73 | 0.19 | 0.19 | 23 | 23 | 29 | 29 | 5.4795 | 190 | N/A | N/A | 10.67 | 7.49 | 6.9903 | 8.8992 | 447.5347 | 0.9893 | 3 | 69.6983 | 2043
Uranquinty | OCGT | NSW | 664 | 640 | 664 | 1.26 | 1.26 | 0.35 | 0.35 | 7 | 7 | 40 | 40 | 1.3699 | 0 | N/A | N/A | 15.13 | 10.7 | 11.1455 | 7.1776 | 724.2716 | 0.8671 | 1 | 90.6976 | 2044
Barcaldine Power Station | OCGT | QLD | 37 | 34 | 37 | 1.26 | 1.26 | 0.35 | 0.35 | 7 | 7 | 40 | 40 | 1.3699 | 0 | N/A | N/A | 15.13 | 10.7 | 12.7208 | 8.0687 | 1099.2394 | 0.8873 | 1 | 113.3407 | 2034
Braemar | OCGT | QLD | 504 | 491 | 530 | 1.26 | 1.26 | 0.35 | 0.35 | 7 | 7 | 40 | 40 | 1.3699 | 0 | N/A | N/A | 15.13 | 10.7 | 11.8812 | 8.0687 | 663.1416 | 0.9702 | 1 | 106.5657 | 2046
Braemar 2 Power Station | OCGT | QLD | 519 | 495 | 519 | 1.26 | 1.26 | 0.35 | 0.35 | 7 | 7 | 40 | 40 | 1.3699 | 0 | N/A | N/A | 15.13 | 10.7 | 11.8812 | 8.0687 | 663.1416 | 0.9702 | 1 | 106.5657 | 2049
Condamine A | CCGT | QLD | 143.4 | 138 | 144 | 1.73 | 1.73 | 0.19 | 0.19 | 23 | 23 | 29 | 29 | 5.4795 | 0 | N/A | N/A | 10.67 | 7.49 | 7.2874 | 8.325 | 511.0687 | 0.9888 | 3 | 68.1583 | 2039
Darling Downs | CCGT | QLD | 644.5 | 550 | 630 | 1.73 | 1.73 | 0.19 | 0.19 | 23 | 23 | 29 | 29 | 5.4795 | 58.3 | N/A | N/A | 10.67 | 7.49 | 7.377 | 7.8636 | 477.5854 | 0.9702 | 6 | 65.5004 | 2045
Oakey Power Station | OCGT | QLD | 282 | 282 | 346 | 1.26 | 1.26 | 0.35 | 0.35 | 7 | 7 | 40 | 40 | 1.3699 | 0 | N/A | N/A | 15.13 | 10.7 | 10.9422 | 8.5814 | 845.2736 | 0.9589 | 1 | 104.5996 | 2050
Roma | OCGT | QLD | 80 | 54 | 68 | 3.52 | 3.52 | 0.39 | 0.39 | 16 | 16 | 35 | 35 | 1.3699 | 0 | N/A | N/A | 15.13 | 10.7 | 11.8812 | 8.5814 | 756.5184 | 0.9759 | 1 | 112.657 | 2034
Swanbank E GT | CCGT | QLD | 385 | 350 | 365 | 1.73 | 1.73 | 0.19 | 0.19 | 23 | 23 | 29 | 29 | 5.4795 | 0 | N/A | N/A | 10.67 | 7.49 | 7.438 | 8.5814 | 427.9523 | 1.001 | 3 | 71.3185 | 2028
Yabulu PS | CCGT | QLD | 160 | 155 | 161 | 1.73 | 1.73 | 0.19 | 0.19 | 23 | 23 | 29 | 29 | 5.4795 | 0 | N/A | N/A | 10.67 | 7.49 | 7.5949 | 9.0838 | 509.2122 | 0.9156 | 3 | 76.481 | 2046
Yabulu Steam Turbine | CCGT | QLD | 84 | 78 | 82 | 1.73 | 1.73 | 0.19 | 0.19 | 23 | 23 | 29 | 29 | 5.4795 | 0 | N/A | N/A | 10.67 | 7.49 | 7.5949 | 9.0838 | 509.2122 | 0.9197 | 3 | 76.481 | 2046
Yarwun Cogen | CCGT | QLD | 180 | 165 | 165 | 1.73 | 1.73 | 0.19 | 0.19 | 23 | 23 | 29 | 29 | 5.4795 | 0 | N/A | N/A | 10.67 | 7.49 | 10.3746 | 6.1522 | 613.2494 | 0.9225 | 2 | 71.3168 | 2060
Somerton | OCGT | VIC | 170 | 140 | 170 | 3.52 | 3.52 | 0.39 | 0.39 | 16 | 16 | 35 | 35 | 1.3699 | 0 | N/A | N/A | 15.13 | 10.7 | 14.876 | 9.0838 | 817.915 | 0.9915 | 1 | 145.8311 | 2033
Bairnsdale | OCGT | VIC | 94 | 57 | 82 | 3.52 | 3.52 | 0.39 | 0.39 | 16 | 16 | 35 | 35 | 1.3699 | 0 | N/A | N/A | 15.13 | 10.7 | 10.4956 | 9.0838 | 565.2085 | 0.9871 | 1 | 106.0403 | 2042
Jeeralang A | OCGT | VIC | 212 | 198.8 | 239.2 | 3.52 | 3.52 | 0.39 | 0.39 | 16 | 16 | 35 | 35 | 1.3699 | 0 | N/A | N/A | 15.13 | 10.7 | 15.2542 | 8.5711 | 879.4045 | 0.9731 | 3 | 141.446 | 2039
Jeeralang B | OCGT | VIC | 228 | 216 | 261 | 3.52 | 3.52 | 0.39 | 0.39 | 16 | 16 | 35 | 35 | 1.3699 | 0 | N/A | N/A | 15.13 | 10.7 | 15.2542 | 8.5711 | 879.4045 | 0.9731 | 3 | 141.446 | 2039
Laverton North | OCGT | VIC | 312 | 300 | 340 | 1.26 | 1.26 | 0.35 | 0.35 | 7 | 7 | 40 | 40 | 1.3699 | 0 | N/A | N/A | 15.13 | 10.7 | 11.5016 | 9.0838 | 790.1799 | 0.9944 | 3 | 115.1784 | 2070
Mortlake | OCGT | VIC | 566 | 518 | 292 | 1.26 | 1.26 | 0.35 | 0.35 | 7 | 7 | 40 | 40 | 1.3699 | 0 | N/A | N/A | 15.13 | 10.7 | 11.1455 | 8.3661 | 573.4362 | 0.9852 | 1 | 103.944 | 2046
Newport | Gas-powered steam turbine | VIC | 500 | 475 | 510 | 3.3 | 3.3 | 9.93 | 9.93 | 89 | 89 | 64 | 64 | 0.68493 | 0 | N/A | N/A | 47.88 | 2.37 | 10.2857 | 9.0838 | 570.0541 | 0.9922 | 5 | 95.8035 | 2039
Valley Power | OCGT | VIC | 300 | 270 | 336 | 3.52 | 1.26 | 0.35 | 0.35 | 7 | 7 | 40 | 40 | 1.3699 | 0 | N/A | N/A | 15.13 | 10.7 | 14.876 | 9.1556 | 871.5465 | 0.9754 | 1 | 146.8988 | 2070
Hallett GT | OCGT | SA | 234.34 | 193 | 216 | 3.52 | 3.52 | 0.39 | 0.39 | 16 | 16 | 35 | 35 | 1.3699 | 0 | N/A | N/A | 15.13 | 10.7 | 14.876 | 9.0633 | 1174.44 | 0.9748 | 1 | 145.526 | 2032
Dry Creek GT | OCGT | SA | 156 | 112 | 143 | 3.52 | 3.52 | 0.39 | 0.39 | 16 | 16 | 35 | 35 | 1.3699 | 0 | N/A | N/A | 15.13 | 10.7 | 13.6882 | 9.0633 | 1342.56 | 0.9971 | 1 | 134.7605 | 2030
Ladbroke Grove | OCGT | SA | 80 | 70 | 84 | 3.52 | 3.52 | 0.39 | 0.39 | 16 | 16 | 35 | 35 | 1.3699 | 0 | N/A | N/A | 15.13 | 10.7 | 11.8812 | 9.0633 | 653.552 | 0.9831 | 1 | 118.3828 | 2034
Mintaro GT | OCGT | SA | 90 | 68 | 90 | 3.52 | 3.52 | 0.39 | 0.39 | 16 | 16 | 35 | 35 | 1.3699 | 0 | N/A | N/A | 15.13 | 10.7 | 12.7208 | 9.0633 | 952.3771 | 0.9795 | 1 | 125.9929 | 2030
Osborne | CCGT | SA | 180 | 172 | 188 | 1.73 | 1.73 | 0.19 | 0.19 | 23 | 23 | 29 | 29 | 5.4795 | 110 | 50 | N/A | 10.67 | 7.49 | 8.1633 | 8.0379 | 544.6857 | 0.9997 | 5 | 73.1058 | 2023
Pelican Point | CCGT | SA | 529 | 478 | 529 | 1.73 | 1.73 | 0.19 | 0.19 | 23 | 23 | 29 | 29 | 5.4795 | 110 | 50 | N/A | 10.67 | 7.49 | 7.3469 | 8.5506 | 473.7075 | 0.9989 | 2 | 70.3109 | 2037
Quarantine | OCGT | SA | 229 | 194 | 218 | 1.26 | 1.26 | 0.35 | 0.35 | 7 | 7 | 40 | 40 | 1.3699 | 0 | N/A | N/A | 15.13 | 10.7 | 10.7143 | 8.807 | 799.9594 | 0.9852 | 5 | 105.0603 | 2052
Torrens Island A | Gas-powered steam turbine | SA | 480 | 240 | 480 | 3.3 | 3.3 | 9.93 | 9.93 | 89 | 89 | 64 | 64 | 0.68493 | 0 | N/A | N/A | 47.88 | 2.37 | 11.4286 | 9.0633 | 708.56 | 0.9997 | 5 | 105.9506 | 2021
Torrens Island B | Gas-powered steam turbine | SA | 800 | 780 | 800 | 3.3 | 3.3 | 9.93 | 9.93 | 89 | 89 | 64 | 64 | 0.68493 | 0 | 20 | N/A | 47.88 | 2.37 | 10.7143 | 9.0633 | 681.15 | 0.9997 | 5 | 99.4768 | 2035
Bell Bay Three | OCGT | TAS | 120 | 105 | 105 | 1.26 | 1.26 | 0.35 | 0.35 | 7 | 7 | 40 | 40 | 1.3699 | 0 | N/A | N/A | 15.13 | 10.7 | 12.0401 | 9.8528 | 664.6841 | 0.9997 | 3 | 129.3295 | 2040
Tamar Valley Combined Cycle | CCGT | TAS | 208 | 0 | 0 | 1.73 | 1.73 | 0.19 | 0.19 | 23 | 23 | 29 | 29 | 5.4795 | 0 | N/A | N/A | 107.21 | 7.49 | 7.2874 | 9.8528 | 702.6171 | 1 | 3 | 79.2921 | 2050
Tamar Valley Peaking | OCGT | TAS | 58 | 58 | 58 | 3.52 | 3.52 | 0.39 | 0.39 | 16 | 16 | 35 | 35 | 1.3699 | 0 | N/A | N/A | 15.13 | 10.7 | 12.7208 | 9.8528 | 438.7552 | 0.9997 | 1 | 136.0364 | 2050
Hunter Valley GT | OCGT | NSW | 50 | 30 | 40 | 3.52 | 3.52 | 0.39 | 0.39 | 16 | 16 | 35 | 35 | 1.3699 | 0 | N/A | N/A | 15.13 | 10.7 | 12.7208 | 37.7079 | 933.0043 | 0.9654 | 1 | 490.3763 | 2035
Mackay GT | OCGT | QLD | 34 | 34 | 34 | 3.52 | 3.52 | 0.39 | 0.39 | 16 | 16 | 35 | 35 | 1.3699 | 0 | N/A | N/A | 15.13 | 10.7 | 12.7208 | 37.7079 | 1045.8229 | 0.9062 | 1 | 490.3763 | 2021
Mt Stuart | OCGT | QLD | 423.5 | 387 | 400 | 3.52 | 3.52 | 0.39 | 0.39 | 16 | 16 | 35 | 35 | 1.3699 | 0 | N/A | N/A | 15.13 | 10.7 | 11.8812 | 37.7079 | 998.6328 | 0.9037 | 1 | 458.7145 | 2033
Angaston | Reciprocating Engine | SA | 50 | 48 | 48 | 3.52 | 3.52 | 0.39 | 0.39 | 16 | 16 | 35 | 35 | 1.6438 | 0 | N/A | N/A | 15.36 | 11.36 | 12.775 | 37.7079 | 1013.6 | 0.9517 | 2.5 | 493.0789 | 2070
Lonsdale | Reciprocating Engine | SA | 20.7 | 20.7 | 20.7 | 3.52 | 3.52 | 0.39 | 0.39 | 16 | 16 | 35 | 35 | 1.6438 | 0 | N/A | N/A | 15.36 | 11.36 | 7.8947 | 37.7079 | 1491.8 | 1.0053 | 2.5 | 309.0538 | 2070
Port Lincoln Gt | OCGT | SA | 73.5 | 56 | 73.5 | 3.52 | 3.52 | 0.39 | 0.39 | 16 | 16 | 35 | 35 | 1.3699 | 0 | N/A | N/A | 15.13 | 10.7 | 12.8114 | 37.7079 | 1445.8585 | 0.9676 | 8 | 493.7904 | 2030
Port Stanvac 1 | Reciprocating Engine | SA | 57.6 | 57.6 | 57.6 | 3.52 | 3.52 | 0.39 | 0.39 | 16 | 16 | 35 | 35 | 1.6438 | 0 | N/A | N/A | 15.36 | 11.36 | 7.8947 | 37.7079 | 1491.8 | 1.0053 | 2.5 | 309.0538 | 2070
Snuggery | OCGT | SA | 63 | 54 | 63 | 3.52 | 3.52 | 0.39 | 0.39 | 16 | 16 | 35 | 35 | 1.3699 | 0 | N/A | N/A | 15.13 | 10.7 | 13.4328 | 37.7079 | 1448.3508 | 0.9474 | 3 | 517.2239 | 2030
Blowering | Hydro | NSW | 80 | 80 | 80 | 2.34 | 2.34 | 0.01 | 0.01 | 17 | 17 | 5 | 5 | 0.27397 | 0 | N/A | N/A | 59.18 | 7.3 | 0 | 0 | 0 | 0.9391 | 1 | 7.3 | 2070
Guthega | Hydro | NSW | 60 | 68 | 68 | 2.34 | 2.34 | 0.01 | 0.01 | 17 | 17 | 5 | 5 | 0.27397 | 0 | N/A | N/A | 59.18 | 7.3 | 0 | 0 | 0 | 0.9016 | 1 | 7.3 | 2070
Hume Dam NSW | Hydro | NSW | 29 | 29 | 0 | 2.34 | 2.34 | 0.01 | 0.01 | 17 | 17 | 5 | 5 | 0.27397 | 0 | N/A | N/A | 59.18 | 7.3 | 0 | 0 | 0 | 0.9574 | 1 | 7.3 | 2057
Hume Dam VIC | Hydro | VIC | 29 | 29 | 0 | 2.34 | 2.34 | 0.01 | 0.01 | 17 | 17 | 5 | 5 | 0.27397 | 0 | N/A | N/A | 59.18 | 7.3 | 0 | 0 | 0 | 0.9439 | 1 | 7.3 | 2057
Shoalhaven | Hydro | NSW | 240 | 240 | 240 | 2.34 | 2.34 | 0.01 | 0.01 | 17 | 17 | 5 | 5 | 0.27397 | 0 | N/A | N/A | 59.18 | 7.3 | 0 | 0 | 0 | 0.9769 | 1 | 7.3 | 2100
Upper Tumut | Hydro | NSW | 616 | 616 | 544 | 2.34 | 2.34 | 0.01 | 0.01 | 17 | 17 | 5 | 5 | 0.27397 | 0 | N/A | N/A | 59.18 | 7.3 | 0 | 0 | 0 | 0.9514 | 1 | 7.3 | 2070
Tumut 3 | Hydro | NSW | 1500 | 1800 | 1800 | 2.34 | 2.34 | 0.01 | 0.01 | 17 | 17 | 5 | 5 | 0.27397 | 0 | N/A | N/A | 59.18 | 7.3 | 0 | 0 | 0 | 0.9276 | 1 | 7.3 | 2070
Barron Gorge | Hydro | QLD | 66 | 66 | 66 | 2.34 | 2.34 | 0.01 | 0.01 | 17 | 17 | 5 | 5 | 0.27397 | 0 | N/A | N/A | 59.18 | 7.3 | 0 | 0 | 0 | 0.9144 | 1 | 7.3 | 2042
Kareeya | Hydro | QLD | 86.4 | 86.4 | 86.4 | 2.34 | 2.34 | 0.01 | 0.01 | 17 | 17 | 5 | 5 | 0.27397 | 0 | N/A | N/A | 59.18 | 7.3 | 0 | 0 | 0 | 0.9296 | 1 | 7.3 | 2037
Wivenhoe | Hydro | QLD | 570 | 570 | 570 | 2.34 | 2.34 | 0.01 | 0.01 | 17 | 17 | 5 | 5 | 0.27397 | 0 | N/A | N/A | 59.18 | 7.3 | 0 | 0 | 0 | 0.9936 | 1 | 7.3 | 2084
Bogong / Mackay | Hydro | VIC | 302 | 300.002 | 300.002 | 2.34 | 2.34 | 0.01 | 0.01 | 17 | 17 | 5 | 5 | 0.27397 | 0 | N/A | N/A | 59.18 | 7.3 | 0 | 0 | 0 | 0.9618 | 1 | 7.3 | 2057
Dartmouth | Hydro | VIC | 185 | 170 | 170 | 2.34 | 2.34 | 0.01 | 0.01 | 17 | 17 | 5 | 5 | 0.27397 | 0 | N/A | N/A | 59.18 | 7.3 | 0 | 0 | 0 | 0.949 | 1 | 7.3 | 2057
Eildon | Hydro | VIC | 135 | 120 | 120 | 2.34 | 2.34 | 0.01 | 0.01 | 17 | 17 | 5 | 5 | 0.27397 | 0 | N/A | N/A | 59.18 | 7.3 | 0 | 0 | 0 | 0.9859 | 1 | 7.3 | 2057
Murray 1 | Hydro | VIC | 950 | 855 | 855 | 2.34 | 2.34 | 0.01 | 0.01 | 17 | 17 | 5 | 5 | 0.27397 | 0 | N/A | N/A | 59.18 | 7.3 | 0 | 0 | 0 | 0.9539 | 1 | 7.3 | 2070
Murray 2 | Hydro | VIC | 552 | 560 | 420 | 2.34 | 2.34 | 0.01 | 0.01 | 17 | 17 | 5 | 5 | 0.27397 | 0 | N/A | N/A | 59.18 | 7.3 | 0 | 0 | 0 | 0.9539 | 1 | 7.3 | 2070
West Kiewa | Hydro | VIC | 68 | 68 | 68 | 2.34 | 2.34 | 0.01 | 0.01 | 17 | 17 | 5 | 5 | 0.27397 | 0 | N/A | N/A | 59.18 | 7.3 | 0 | 0 | 0 | 0.9989 | 1 | 7.3 | 2057
Bastyan | Hydro | TAS | 79.9 | 81 | 81 | 2.34 | 2.34 | 0.01 | 0.01 | 17 | 17 | 5 | 5 | 0.27397 | 0 | N/A | N/A | 59.18 | 7.3 | 0 | 0 | 0 | 0.9456 | 1 | 7.3 | 2100
Catagunya / Liapootah / Wayatinah | Hydro | TAS | 170.1 | 127 | 156 | 2.34 | 2.34 | 0.01 | 0.01 | 17 | 17 | 5 | 5 | 0.27397 | 0 | N/A | N/A | 59.18 | 7.3 | 0 | 0 | 0 | 0.9936 | 1 | 7.3 | 2100
Cethana | Hydro | TAS | 85 | 95 | 95 | 2.34 | 2.34 | 0.01 | 0.01 | 17 | 17 | 5 | 5 | 0.27397 | 0 | N/A | N/A | 59.18 | 7.3 | 0 | 0 | 0 | 0.9658 | 1 | 7.3 | 2100
Devils Gate | Hydro | TAS | 60 | 63 | 63 | 2.34 | 2.34 | 0.01 | 0.01 | 17 | 17 | 5 | 5 | 0.27397 | 0 | N/A | N/A | 59.18 | 7.3 | 0 | 0 | 0 | 0.9698 | 1 | 7.3 | 2100
Fisher | Hydro | TAS | 43.2 | 46 | 46 | 2.34 | 2.34 | 0.01 | 0.01 | 17 | 17 | 5 | 5 | 0.27397 | 0 | N/A | N/A | 59.18 | 7.3 | 0 | 0 | 0 | 0.9688 | 1 | 7.3 | 2100
Gordon | Hydro | TAS | 432 | 378 | 378 | 2.34 | 2.34 | 0.01 | 0.01 | 17 | 17 | 5 | 5 | 0.27397 | 0 | N/A | N/A | 59.18 | 7.3 | 0 | 0 | 0 | 0.9594 | 1 | 7.3 | 2100
John Butters | Hydro | TAS | 144 | 140 | 140 | 2.34 | 2.34 | 0.01 | 0.01 | 17 | 17 | 5 | 5 | 0.27397 | 0 | N/A | N/A | 59.18 | 7.3 | 0 | 0 | 0 | 0.937 | 1 | 7.3 | 2100
Lake Echo | Hydro | TAS | 32.4 | 30 | 0 | 2.34 | 2.34 | 0.01 | 0.01 | 17 | 17 | 5 | 5 | 0.27397 | 0 | N/A | N/A | 59.18 | 7.3 | 0 | 0 | 0 | 0.9257 | 1 | 7.3 | 2100
Lemonthyme / Wilmot | Hydro | TAS | 81.6 | 54 | 54 | 2.34 | 2.34 | 0.01 | 0.01 | 17 | 17 | 5 | 5 | 0.27397 | 0 | N/A | N/A | 59.18 | 7.3 | 0 | 0 | 0 | 0.9716 | 1 | 7.3 | 2100
Mackintosh | Hydro | TAS | 79.9 | 81 | 81 | 2.34 | 2.34 | 0.01 | 0.01 | 17 | 17 | 5 | 5 | 0.27397 | 0 | N/A | N/A | 59.18 | 7.3 | 0 | 0 | 0 | 0.9347 | 1 | 7.3 | 2100
Meadowbank | Hydro | TAS | 40 | 0 | 43.8 | 2.34 | 2.34 | 0.01 | 0.01 | 17 | 17 | 5 | 5 | 0.27397 | 0 | N/A | N/A | 59.18 | 7.3 | 0 | 0 | 0 | 0.9716 | 1 | 7.3 | 2100
Poatina | Hydro | TAS | 300 | 342 | 342 | 2.34 | 2.34 | 0.01 | 0.01 | 17 | 17 | 5 | 5 | 0.27397 | 0 | N/A | N/A | 59.18 | 7.3 | 0 | 0 | 0 | 0.9846 | 1 | 7.3 | 2100
Reece | Hydro | TAS | 231.2 | 232 | 232 | 2.34 | 2.34 | 0.01 | 0.01 | 17 | 17 | 5 | 5 | 0.27397 | 0 | N/A | N/A | 59.18 | 7.3 | 0 | 0 | 0 | 0.941 | 1 | 7.3 | 2100
Tarraleah | Hydro | TAS | 90 | 72 | 72 | 2.34 | 2.34 | 0.01 | 0.01 | 17 | 17 | 5 | 5 | 0.27397 | 0 | N/A | N/A | 59.18 | 7.3 | 0 | 0 | 0 | 0.9363 | 1 | 7.3 | 2100
Trevallyn | Hydro | TAS | 93 | 80 | 80 | 2.34 | 2.34 | 0.01 | 0.01 | 17 | 17 | 5 | 5 | 0.27397 | 0 | N/A | N/A | 59.18 | 7.3 | 0 | 0 | 0 | 0.9889 | 1 | 7.3 | 2100
Tribute | Hydro | TAS | 82.8 | 0 | 85 | 2.34 | 2.34 | 0.01 | 0.01 | 17 | 17 | 5 | 5 | 0.27397 | 0 | N/A | N/A | 59.18 | 7.3 | 0 | 0 | 0 | 0.9401 | 1 | 7.3 | 2100
Tungatinah | Hydro | TAS | 125 | 130 | 130 | 2.34 | 2.34 | 0.01 | 0.01 | 17 | 17 | 5 | 5 | 0.27397 | 0 | N/A | N/A | 59.18 | 7.3 | 0 | 0 | 0 | 0.9065 | 1 | 7.3 | 2100
Boco Rock Wind Farm | Wind | NSW | 113 | 104.088 | 113.18 | N/A | N/A | N/A | N/A | N/A | N/A | N/A | N/A | 0 | 0 | N/A | N/A | 45.82 | 2.71 | 0 | 0 | 0 | 0.9555 | 1 | 2.71 | 2040
Bodangora wind farm | Wind | NSW | 113.19 | 113.19 | 113.19 | N/A | N/A | N/A | N/A | N/A | N/A | N/A | N/A | 0 | 0 | N/A | N/A | 45.82 | 2.71 | 0 | 0 | 0 | 0.9495 | 1 | 2.71 | 2049
Capital wind farm | Wind | NSW | 140.7 | 140 | 140 | N/A | N/A | N/A | N/A | N/A | N/A | N/A | N/A | 0 | 0 | N/A | N/A | 45.82 | 2.71 | 0 | 0 | 0 | 0.9701 | 1 | 2.71 | 2040
Crookwell 2 wind farm | Wind | NSW | 96.04 | 96.04 | 96.04 | N/A | N/A | N/A | N/A | N/A | N/A | N/A | N/A | 0 | 0 | N/A | N/A | 45.82 | 2.71 | 0 | 0 | 0 | 0.9742 | 1 | 2.71 | 2043
Cullerin Range wind farm | Wind | NSW | 30 | 30 | 30 | N/A | N/A | N/A | N/A | N/A | N/A | N/A | N/A | 0 | 0 | N/A | N/A | 45.82 | 2.71 | 0 | 0 | 0 | 0.9713 | 1 | 2.71 | 2038
Gullen Range wind farm | Wind | NSW | 165.5 | 165.5 | 165.5 | N/A | N/A | N/A | N/A | N/A | N/A | N/A | N/A | 0 | 0 | N/A | N/A | 45.82 | 2.71 | 0 | 0 | 0 | 0.9694 | 1 | 2.71 | 2100
Gunning wind farm | Wind | NSW | 46.5 | 46.5 | 46.5 | N/A | N/A | N/A | N/A | N/A | N/A | N/A | N/A | 0 | 0 | N/A | N/A | 45.82 | 2.71 | 0 | 0 | 0 | 0.9713 | 1 | 2.71 | 2036
Silverton wind farm | Wind | NSW | 198.94 | 26.78 | 45.008 | N/A | N/A | N/A | N/A | N/A | N/A | N/A | N/A | 0 | 0 | N/A | N/A | 45.82 | 2.71 | 0 | 0 | 0 | 0.8298 | 1 | 2.71 | 2043
Sapphire wind farm | Wind | NSW | 270 | 186.825 | 270 | N/A | N/A | N/A | N/A | N/A | N/A | N/A | N/A | 0 | 0 | N/A | N/A | 45.82 | 2.71 | 0 | 0 | 0 | 0.9301 | 1 | 2.71 | 2037
Taralga wind farm | Wind | NSW | 106.8 | 106.8 | 106.8 | N/A | N/A | N/A | N/A | N/A | N/A | N/A | N/A | 0 | 0 | N/A | N/A | 45.82 | 2.71 | 0 | 0 | 0 | 1.0086 | 1 | 2.71 | 2040
White Rock Wind Farm - Stage 1 | Wind | NSW | 172.48 | 172.48 | 172.48 | N/A | N/A | N/A | N/A | N/A | N/A | N/A | N/A | 0 | 0 | N/A | N/A | 45.82 | 2.71 | 0 | 0 | 0 | 0.8394 | 1 | 2.71 | 2037
Woodlawn wind farm | Wind | NSW | 48.3 | 48.3 | 48.3 | N/A | N/A | N/A | N/A | N/A | N/A | N/A | N/A | 0 | 0 | N/A | N/A | 45.82 | 2.71 | 0 | 0 | 0 | 0.9701 | 1 | 2.71 | 2041
Mount Emerald | Wind | QLD | 180.518 | 0 | 0 | N/A | N/A | N/A | N/A | N/A | N/A | N/A | N/A | 0 | 0 | N/A | N/A | 45.82 | 2.71 | 0 | 0 | 0 | 0.944 | 1 | 2.71 | 2043
Canunda wind farm | Wind | SA | 46 | 46 | 46 | N/A | N/A | N/A | N/A | N/A | N/A | N/A | N/A | 0 | 0 | N/A | N/A | 45.82 | 2.71 | 0 | 0 | 0 | 0.9881 | 1 | 2.71 | 2030
Cathedral Rocks wind farm | Wind | SA | 66 | 66 | 66 | N/A | N/A | N/A | N/A | N/A | N/A | N/A | N/A | 0 | 0 | N/A | N/A | 45.82 | 2.71 | 0 | 0 | 0 | 0.8858 | 1 | 2.71 | 2037
Clements Gap wind farm | Wind | SA | 56.7 | 56.7 | 56.7 | N/A | N/A | N/A | N/A | N/A | N/A | N/A | N/A | 0 | 0 | N/A | N/A | 45.82 | 2.71 | 0 | 0 | 0 | 0.9583 | 1 | 2.71 | 2039
Hallett Stage 1 Brown Hill | Wind | SA | 94.5 | 94.995 | 94.995 | N/A | N/A | N/A | N/A | N/A | N/A | N/A | N/A | 0 | 0 | N/A | N/A | 45.82 | 2.71 | 0 | 0 | 0 | 0.9748 | 1 | 2.71 | 2033
Hallett Stage 2 Hallett Hill | Wind | SA | 71.4 | 71.74 | 71.74 | N/A | N/A | N/A | N/A | N/A | N/A | N/A | N/A | 0 | 0 | N/A | N/A | 45.82 | 2.71 | 0 | 0 | 0 | 0.977 | 1 | 2.71 | 2035
Hallett 4 North Brown Hill | Wind | SA | 132.3 | 131.985 | 131.985 | N/A | N/A | N/A | N/A | N/A | N/A | N/A | N/A | 0 | 0 | N/A | N/A | 45.82 | 2.71 | 0 | 0 | 0 | 0.9728 | 1 | 2.71 | 2036
Hallett 5 The Bluff WF | Wind | SA | 52.5 | 53 | 53 | N/A | N/A | N/A | N/A | N/A | N/A | N/A | N/A | 0 | 0 | N/A | N/A | 45.82 | 2.71 | 0 | 0 | 0 | 0.9728 | 1 | 2.71 | 2036
Hornsdale wind farm Stage 1 | Wind | SA | 102.4 | 200 | 200 | N/A | N/A | N/A | N/A | N/A | N/A | N/A | N/A | 0 | 0 | N/A | N/A | 45.82 | 2.71 | 0 | 0 | 0 | 0.9698 | 1 | 2.71 | 2056
Hornsdale wind farm Stage 2 | Wind | SA | 102.4 | 100 | 100 | N/A | N/A | N/A | N/A | N/A | N/A | N/A | N/A | 0 | 0 | N/A | N/A | 45.82 | 2.71 | 0 | 0 | 0 | 0.9698 | 1 | 2.71 | 2057
Hornsdale wind farm Stage 3 | Wind | SA | 112 | 108.99 | 108.99 | N/A | N/A | N/A | N/A | N/A | N/A | N/A | N/A | 0 | 0 | N/A | N/A | 45.82 | 2.71 | 0 | 0 | 0 | 0.9698 | 1 | 2.71 | 2057
Lake Bonney 1 wind farm | Wind | SA | 80.5 | 81 | 81 | N/A | N/A | N/A | N/A | N/A | N/A | N/A | N/A | 0 | 0 | N/A | N/A | 45.82 | 2.71 | 0 | 0 | 0 | 0.9777 | 1 | 2.71 | 2035
Lake Bonney 2 wind farm | Wind | SA | 159 | 159 | 159 | N/A | N/A | N/A | N/A | N/A | N/A | N/A | N/A | 0 | 0 | N/A | N/A | 45.82 | 2.71 | 0 | 0 | 0 | 0.9777 | 1 | 2.71 | 2038
Lake Bonney 3 wind farm | Wind | SA | 39 | 39 | 39 | N/A | N/A | N/A | N/A | N/A | N/A | N/A | N/A | 0 | 0 | N/A | N/A | 45.82 | 2.71 | 0 | 0 | 0 | 0.9777 | 1 | 2.71 | 2040
Lincoln Gap Wind Farm - stage 1 | Wind | SA | 126 | 126 | 17.85 | N/A | N/A | N/A | N/A | N/A | N/A | N/A | N/A | 0 | 0 | N/A | N/A | 45.82 | 2.71 | 0 | 0 | 0 | 0.9821 | 1 | 2.71 | 2045
Willogoleche wind farm | Wind | SA | 119.36 | 119.36 | 119.36 | N/A | N/A | N/A | N/A | N/A | N/A | N/A | N/A | 0 | 0 | N/A | N/A | 45.82 | 2.71 | 0 | 0 | 0 | 0.9828 | 1 | 2.71 | 2043
Mount Millar wind farm | Wind | SA | 70 | 70 | 70 | N/A | N/A | N/A | N/A | N/A | N/A | N/A | N/A | 0 | 0 | N/A | N/A | 45.82 | 2.71 | 0 | 0 | 0 | 0.8935 | 1 | 2.71 | 2036
Snowtown wind farm | Wind | SA | 98.7 | 98.7 | 98.7 | N/A | N/A | N/A | N/A | N/A | N/A | N/A | N/A | 0 | 0 | N/A | N/A | 45.82 | 2.71 | 0 | 0 | 0 | 0.9095 | 1 | 2.71 | 2028
Snowtown S2 Wind Farm - North | Wind | SA | 144 | 144 | 144 | N/A | N/A | N/A | N/A | N/A | N/A | N/A | N/A | 0 | 0 | N/A | N/A | 45.82 | 2.71 | 0 | 0 | 0 | 0.9722 | 1 | 2.71 | 2034
Snowtown S2 Wind Farm - South | Wind | SA | 126 | 126 | 126 | N/A | N/A | N/A | N/A | N/A | N/A | N/A | N/A | 0 | 0 | N/A | N/A | 45.82 | 2.71 | 0 | 0 | 0 | 0.9722 | 1 | 2.71 | 2034
Starfish Hill wind farm | Wind | SA | 33 | 35 | 35 | N/A | N/A | N/A | N/A | N/A | N/A | N/A | N/A | 0 | 0 | N/A | N/A | 45.82 | 2.71 | 0 | 0 | 0 | 1.0053 | 1 | 2.71 | 2033
Waterloo wind farm | Wind | SA | 130.8 | 130.8 | 130.8 | N/A | N/A | N/A | N/A | N/A | N/A | N/A | N/A | 0 | 0 | N/A | N/A | 45.82 | 2.71 | 0 | 0 | 0 | 0.9677 | 1 | 2.71 | 2045
Wattle Point wind farm | Wind | SA | 90.8 | 91 | 91 | N/A | N/A | N/A | N/A | N/A | N/A | N/A | N/A | 0 | 0 | N/A | N/A | 45.82 | 2.71 | 0 | 0 | 0 | 0.8125 | 1 | 2.71 | 2029
Musselroe wind farm | Wind | TAS | 168 | 168 | 168 | N/A | N/A | N/A | N/A | N/A | N/A | N/A | N/A | 0 | 0 | N/A | N/A | 45.82 | 2.71 | 0 | 0 | 0 | 0.906 | 1 | 2.71 | 2050
Woolnorth wind farm | Wind | TAS | 140 | 140 | 140 | N/A | N/A | N/A | N/A | N/A | N/A | N/A | N/A | 0 | 0 | N/A | N/A | 45.82 | 2.71 | 0 | 0 | 0 | 0.89 | 1 | 2.71 | 2050
Ararat wind farm | Wind | VIC | 240 | 195 | 240 | N/A | N/A | N/A | N/A | N/A | N/A | N/A | N/A | 0 | 0 | N/A | N/A | 45.82 | 2.71 | 0 | 0 | 0 | 0.9038 | 1 | 2.71 | 2047
Bald Hills wind farm | Wind | VIC | 106.6 | 106.6 | 106.6 | N/A | N/A | N/A | N/A | N/A | N/A | N/A | N/A | 0 | 0 | N/A | N/A | 45.82 | 2.71 | 0 | 0 | 0 | 0.9938 | 1 | 2.71 | 2040
Challicum Hills wind farm | Wind | VIC | 52.5 | 52 | 52 | N/A | N/A | N/A | N/A | N/A | N/A | N/A | N/A | 0 | 0 | N/A | N/A | 45.82 | 2.71 | 0 | 0 | 0 | 0.9193 | 1 | 2.71 | 2033
Kiata wind farm | Wind | VIC | 31.05 | 31.05 | 31.05 | N/A | N/A | N/A | N/A | N/A | N/A | N/A | N/A | 0 | 0 | N/A | N/A | 45.82 | 2.71 | 0 | 0 | 0 | 0.9944 | 1 | 2.71 | 2042
Macarthur wind farm | Wind | VIC | 420 | 420 | 420 | N/A | N/A | N/A | N/A | N/A | N/A | N/A | N/A | 0 | 0 | N/A | N/A | 45.82 | 2.71 | 0 | 0 | 0 | 0.9818 | 1 | 2.71 | 2038
Mortons Lane wind farm | Wind | VIC | 19.5 | 20 | 20 | N/A | N/A | N/A | N/A | N/A | N/A | N/A | N/A | 0 | 0 | N/A | N/A | 45.82 | 2.71 | 0 | 0 | 0 | 1.0019 | 1 | 2.71 | 2042
Mt Gellibrand wind farm | Wind | VIC | 138.6 | 132 | 132 | N/A | N/A | N/A | N/A | N/A | N/A | N/A | N/A | 0 | 0 | N/A | N/A | 45.82 | 2.71 | 0 | 0 | 0 | 0.9871 | 1 | 2.71 | 2043
Mt Mercer Wind Farm | Wind | VIC | 131.2 | 131.2 | 131.2 | N/A | N/A | N/A | N/A | N/A | N/A | N/A | N/A | 0 | 0 | N/A | N/A | 45.82 | 2.71 | 0 | 0 | 0 | 0.965 | 1 | 2.71 | 2043
Oaklands Hill wind farm | Wind | VIC | 67.2 | 40.992 | 63.008 | N/A | N/A | N/A | N/A | N/A | N/A | N/A | N/A | 0 | 0 | N/A | N/A | 45.82 | 2.71 | 0 | 0 | 0 | 1.0019 | 1 | 2.71 | 2037
Portland wind farm | Wind | VIC | 151.7 | 148 | 148 | N/A | N/A | N/A | N/A | N/A | N/A | N/A | N/A | 0 | 0 | N/A | N/A | 45.82 | 2.71 | 0 | 0 | 0 | 1.0019 | 1 | 2.71 | 2010
Salt Creek wind farm | Wind | VIC | 54 | 54 | 54 | N/A | N/A | N/A | N/A | N/A | N/A | N/A | N/A | 0 | 0 | N/A | N/A | 45.82 | 2.71 | 0 | 0 | 0 | 0.9742 | 1 | 2.71 | 2043
Waubra wind farm | Wind | VIC | 192 | 192 | 192 | N/A | N/A | N/A | N/A | N/A | N/A | N/A | N/A | 0 | 0 | N/A | N/A | 45.82 | 2.71 | 0 | 0 | 0 | 0.9324 | 1 | 2.71 | 2039
Yambuk wind farm | Wind | VIC | 30 | 30 | 30 | N/A | N/A | N/A | N/A | N/A | N/A | N/A | N/A | 0 | 0 | N/A | N/A | 45.82 | 2.71 | 0 | 0 | 0 | 1.0019 | 1 | 2.71 | 2040
Yaloak South wind farm | Wind | VIC | 28.7 | 28 | 28 | N/A | N/A | N/A | N/A | N/A | N/A | N/A | N/A | 0 | 0 | N/A | N/A | 45.82 | 2.71 | 0 | 0 | 0 | 0.9716 | 1 | 2.71 | 2048
Broken Hill Solar Plant | Large scale solar PV | NSW | 53 | 53 | 53 | N/A | N/A | N/A | N/A | N/A | N/A | N/A | N/A | 0 | 0 | N/A | N/A | 26.11 | 0 | 0 | 0 | 0 | 0.7566 | 1 | 0 | 2043
Beryl solar farm | Large scale solar PV | NSW | 98.4 | 87 | 87 | N/A | N/A | N/A | N/A | N/A | N/A | N/A | N/A | 0 | 0 | N/A | N/A | 26.11 | 0 | 0 | 0 | 0 | 0.9243 | 1 | 0 | 2049
Coleambally solar farm | Large scale solar PV | NSW | 150.3 | 150.03 | 129.96 | N/A | N/A | N/A | N/A | N/A | N/A | N/A | N/A | 0 | 0 | N/A | N/A | 26.11 | 0 | 0 | 0 | 0 | 0.8689 | 1 | 0 | 2038
Gullen Range solar farm | Large scale solar PV | NSW | 10 | 10 | 10 | N/A | N/A | N/A | N/A | N/A | N/A | N/A | N/A | 0 | 0 | N/A | N/A | 26.11 | 0 | 0 | 0 | 0 | 0.9694 | 1 | 0 | 2100
Manildra solar farm | Large scale solar PV | NSW | 50 | 46.7 | 46.7 | N/A | N/A | N/A | N/A | N/A | N/A | N/A | N/A | 0 | 0 | N/A | N/A | 26.11 | 0 | 0 | 0 | 0 | 0.9818 | 1 | 0 | 2048
Moree solar farm | Large scale solar PV | NSW | 56 | 56 | 39.984 | N/A | N/A | N/A | N/A | N/A | N/A | N/A | N/A | 0 | 0 | N/A | N/A | 26.11 | 0 | 0 | 0 | 0 | 0.8602 | 1 | 0 | 2046
Nyngan Solar Plant | Large scale solar PV | NSW | 102.025 | 102.025 | 102.025 | N/A | N/A | N/A | N/A | N/A | N/A | N/A | N/A | 0 | 0 | N/A | N/A | 26.11 | 0 | 0 | 0 | 0 | 0.9835 | 1 | 0 | 2042
Parkes solar farm | Large scale solar PV | NSW | 50.5 | 50.49 | 53.504 | N/A | N/A | N/A | N/A | N/A | N/A | N/A | N/A | 0 | 0 | N/A | N/A | 26.11 | 0 | 0 | 0 | 0 | 0.9812 | 1 | 0 | 2058
White Rock solar farm | Large scale solar PV | NSW | 20 | 20 | 20 | N/A | N/A | N/A | N/A | N/A | N/A | N/A | N/A | 0 | 0 | N/A | N/A | 26.11 | 0 | 0 | 0 | 0 | 0.8394 | 1 | 0 | 2037
Clare solar farm | Large scale solar PV | QLD | 110.4 | 109.986 | 77.97 | N/A | N/A | N/A | N/A | N/A | N/A | N/A | N/A | 0 | 0 | N/A | N/A | 26.11 | 0 | 0 | 0 | 0 | 0.8596 | 1 | 0 | 2047
Childers solar farm | Large scale solar PV | QLD | 55.87 | 55.87 | 55.87 | N/A | N/A | N/A | N/A | N/A | N/A | N/A | N/A | 0 | 0 | N/A | N/A | 26.11 | 0 | 0 | 0 | 0 | 0.9532 | 1 | 0 | 2049
Collinsville PV | Large scale solar PV | QLD | 42.5 | 42.5 | 42.5 | N/A | N/A | N/A | N/A | N/A | N/A | N/A | N/A | 0 | 0 | N/A | N/A | 26.11 | 0 | 0 | 0 | 0 | 0.8585 | 1 | 0 | 2044
Clermont solar farm | Large scale solar PV | QLD | 92.5 | 74.999 | 74.999 | N/A | N/A | N/A | N/A | N/A | N/A | N/A | N/A | 0 | 0 | N/A | N/A | 26.11 | 0 | 0 | 0 | 0 | 0.8735 | 1 | 0 | 2049
Darling Downs solar farm | Large scale solar PV | QLD | 121 | 108.504 | 108.504 | N/A | N/A | N/A | N/A | N/A | N/A | N/A | N/A | 0 | 0 | N/A | N/A | 26.11 | 0 | 0 | 0 | 0 | 0.9822 | 1 | 0 | 2035
Daydream solar farm | Large scale solar PV | QLD | 167.75 | 149.999 | 149.999 | N/A | N/A | N/A | N/A | N/A | N/A | N/A | N/A | 0 | 0 | N/A | N/A | 26.11 | 0 | 0 | 0 | 0 | 0.8494 | 1 | 0 | 2048
Emerald Solar Park | Large scale solar PV | QLD | 72 | 72 | 72 | N/A | N/A | N/A | N/A | N/A | N/A | N/A | N/A | 0 | 0 | N/A | N/A | 26.11 | 0 | 0 | 0 | 0 | 0.8712 | 1 | 0 | 2048
Hamilton solar farm | Large scale solar PV | QLD | 57.5 | 56.005 | 56.005 | N/A | N/A | N/A | N/A | N/A | N/A | N/A | N/A | 0 | 0 | N/A | N/A | 26.11 | 0 | 0 | 0 | 0 | 0.8573 | 1 | 0 | 2048
Hayman solar farm | Large scale solar PV | QLD | 57.75 | 49.98 | 49.98 | N/A | N/A | N/A | N/A | N/A | N/A | N/A | N/A | 0 | 0 | N/A | N/A | 26.11 | 0 | 0 | 0 | 0 | 0.8494 | 1 | 0 | 2048
Hughenden solar farm | Large scale solar PV | QLD | 18 | 18 | 18 | N/A | N/A | N/A | N/A | N/A | N/A | N/A | N/A | 0 | 0 | N/A | N/A | 26.11 | 0 | 0 | 0 | 0 | 0.8678 | 1 | 0 | 2049
Kidston Solar Project Phase One 50MW | Large scale solar PV | QLD | 50 | 48.5 | 48.5 | N/A | N/A | N/A | N/A | N/A | N/A | N/A | N/A | 0 | 0 | N/A | N/A | 26.11 | 0 | 0 | 0 | 0 | 0.8678 | 1 | 0 | 2037
Longreach solar farm | Large scale solar PV | QLD | 14 | 14 | 14 | N/A | N/A | N/A | N/A | N/A | N/A | N/A | N/A | 0 | 0 | N/A | N/A | 26.11 | 0 | 0 | 0 | 0 | 0.8735 | 1 | 0 | 2043
Ross River solar farm | Large scale solar PV | QLD | 128 | 116.032 | 116.032 | N/A | N/A | N/A | N/A | N/A | N/A | N/A | N/A | 0 | 0 | N/A | N/A | 26.11 | 0 | 0 | 0 | 0 | 0.8678 | 1 | 0 | 2043
Susan River solar farm | Large scale solar PV | QLD | 85.26 | 75.019 | 75.019 | N/A | N/A | N/A | N/A | N/A | N/A | N/A | N/A | 0 | 0 | N/A | N/A | 26.11 | 0 | 0 | 0 | 0 | 0.9532 | 1 | 0 | 2049
Sun Metals Corporation Solar Farm | Large scale solar PV | QLD | 126.92 | 107.236 | 107.236 | N/A | N/A | N/A | N/A | N/A | N/A | N/A | N/A | 0 | 0 | N/A | N/A | 26.11 | 0 | 0 | 0 | 0 | 1.0037 | 1 | 0 | 2042
Whitsunday solar farm | Large scale solar PV | QLD | 57.5 | 56.005 | 56.005 | N/A | N/A | N/A | N/A | N/A | N/A | N/A | N/A | 0 | 0 | N/A | N/A | 26.11 | 0 | 0 | 0 | 0 | 0.8573 | 1 | 0 | 2048
Gannawarra solar farm | Large scale solar PV | VIC | 55 | 50.006 | 50.006 | N/A | N/A | N/A | N/A | N/A | N/A | N/A | N/A | 0 | 0 | N/A | N/A | 26.11 | 0 | 0 | 0 | 0 | 0.8994 | 1 | 0 | 2048
Bannerton Solar Park | Large scale solar PV | VIC | 100 | 88 | 88 | N/A | N/A | N/A | N/A | N/A | N/A | N/A | N/A | 0 | 0 | N/A | N/A | 26.11 | 0 | 0 | 0 | 0 | 0.8246 | 1 | 0 | 2049
Bungala one solar farm | Large scale solar PV | SA | 135 | 109.998 | 109.998 | N/A | N/A | N/A | N/A | N/A | N/A | N/A | N/A | 0 | 0 | N/A | N/A | 26.11 | 0 | 0 | 0 | 0 | 0.9717 | 1 | 0 | 2043
Tailem Bend - Solar | Large scale solar PV | SA | 108 | 94.986 | 94.986 | N/A | N/A | N/A | N/A | N/A | N/A | N/A | N/A | 0 | 0 | N/A | N/A | 26.11 | 0 | 0 | 0 | 0 | 1.0054 | 1 | 0 | 2049
Karadoc solar farm | Large scale solar PV | VIC | 89.984 | 89.984 | 89.984 | N/A | N/A | N/A | N/A | N/A | N/A | N/A | N/A | 0 | 0 | N/A | N/A | 26.11 | 0 | 0 | 0 | 0 | 0.8097 | 1 | 0 | 2048
Wemen solar farm | Large scale solar PV | VIC | 97.5 | 87.984 | 87.984 | N/A | N/A | N/A | N/A | N/A | N/A | N/A | N/A | 0 | 0 | N/A | N/A | 26.11 | 0 | 0 | 0 | 0 | 0.8246 | 1 | 0 | 2049
Committed generators
Barker Inlet Power Station | Reciprocating Engine | SA | 210 | 210 | 0 | 3.52 | 3.52 | 0.39 | 0.39 | 16 | 16 | 35 | 35 | 1.6438 | 0 | N/A | N/A | 15.2672 | 11.2888 | 7.8947 | 9.0633 | 503.1 | 0.9997 | 3 | 82.8412 | 2044
Snowy 2.0 | Pumped Hydro | NSW | 2040 | 0 | 0 | 2.34 | 2.34 | 0.01 | 0.01 | 17 | 17 | 5 | 5 | 0.27397 | 0 | N/A | N/A | 18.256 | 0 | 0 | 0 | 0 | 1 | 1 | 0 | 2075
Coopers Gap Wind Farm | Wind | QLD | 452.89 | 0 | 0 | N/A | N/A | N/A | N/A | N/A | N/A | N/A | N/A | 0 | 0 | N/A | N/A | 45.82 | 2.71 | 0 | 0 | 0 | 0.9705 | 1 | 2.71 | 2044
Kennedy Energy Park Wind Farm | Wind | QLD | 43.2 | 43.2 | 43.2 | N/A | N/A | N/A | N/A | N/A | N/A | N/A | N/A | 0 | 0 | N/A | N/A | 45.82 | 2.71 | 0 | 0 | 0 | 0.9624 | 1 | 2.71 | 2049
Crowlands Wind Farm | Wind | VIC | 79.95 | 79.95 | 79.95 | N/A | N/A | N/A | N/A | N/A | N/A | N/A | N/A | 0 | 0 | N/A | N/A | 45.82 | 2.71 | 0 | 0 | 0 | 0.9139 | 1 | 2.71 | 2049
Cattle Hill Wind Farm | Wind | TAS | 153.6 | 144 | 0 | N/A | N/A | N/A | N/A | N/A | N/A | N/A | N/A | 0 | 0 | N/A | N/A | 45.82 | 2.71 | 0 | 0 | 0 | 0.9846 | 1 | 2.71 | 2044
Granville Harbour Wind Farm | Wind | TAS | 111.6 | 0 | 0 | N/A | N/A | N/A | N/A | N/A | N/A | N/A | N/A | 0 | 0 | N/A | N/A | 45.82 | 2.71 | 0 | 0 | 0 | 0.9456 | 1 | 2.71 | 2055
Bulgana Green Power Hub - Wind Farm | Wind | VIC | 204.4 | 204.4 | 204.4 | N/A | N/A | N/A | N/A | N/A | N/A | N/A | N/A | 0 | 0 | N/A | N/A | 45.82 | 2.71 | 0 | 0 | 0 | 0.9324 | 1 | 2.71 | 2049
Cherry Tree Wind Farm | Wind | VIC | 57.6 | 0 | 0 | N/A | N/A | N/A | N/A | N/A | N/A | N/A | N/A | 0 | 0 | N/A | N/A | 45.82 | 2.71 | 0 | 0 | 0 | 0.965 | 1 | 2.71 | 2050
Dundonnell Wind Farm | Wind | VIC | 336 | 0 | 0 | N/A | N/A | N/A | N/A | N/A | N/A | N/A | N/A | 0 | 0 | N/A | N/A | 45.82 | 2.71 | 0 | 0 | 0 | 0.9038 | 1 | 2.71 | 2045
Lal Lal Elaine Wind Farm | Wind | VIC | 83.6 | 83.6 | 83.6 | N/A | N/A | N/A | N/A | N/A | N/A | N/A | N/A | 0 | 0 | N/A | N/A | 45.82 | 2.71 | 0 | 0 | 0 | 0.965 | 1 | 2.71 | 2049
Lal Lal Yendon Wind Farm | Wind | VIC | 144.4 | 144 | 144 | N/A | N/A | N/A | N/A | N/A | N/A | N/A | N/A | 0 | 0 | N/A | N/A | 45.82 | 2.71 | 0 | 0 | 0 | 0.965 | 1 | 2.71 | 2049
Lincoln Gap Wind Farm - stage 2 | Wind | SA | 86.4 | 0 | 0 | N/A | N/A | N/A | N/A | N/A | N/A | N/A | N/A | 0 | 0 | N/A | N/A | 45.82 | 2.71 | 0 | 0 | 0 | 0.9821 | 1 | 2.71 | 2045
Moorabool Wind Farm | Wind | VIC | 320.32 | 209.04 | 0 | N/A | N/A | N/A | N/A | N/A | N/A | N/A | N/A | 0 | 0 | N/A | N/A | 45.82 | 2.71 | 0 | 0 | 0 | 0.965 | 1 | 2.71 | 2044
Murra Warra Wind Farm - stage 1 | Wind | VIC | 225.7 | 225.7 | 0 | N/A | N/A | N/A | N/A | N/A | N/A | N/A | N/A | 0 | 0 | N/A | N/A | 45.82 | 2.71 | 0 | 0 | 0 | 0.8885 | 1 | 2.71 | 2049
Stockyard Hill Wind Farm | Wind | VIC | 531.93 | 177.012 | 0 | N/A | N/A | N/A | N/A | N/A | N/A | N/A | N/A | 0 | 0 | N/A | N/A | 45.82 | 2.71 | 0 | 0 | 0 | 0.9324 | 1 | 2.71 | 2045
Bomen Solar Farm | Large scale solar PV | NSW | 121 | 0 | 0 | N/A | N/A | N/A | N/A | N/A | N/A | N/A | N/A | 0 | 0 | N/A | N/A | 26.11 | 0 | 0 | 0 | 0 | 0.8689 | 1 | 0 | 2050
Darlington Point Solar Farm | Large scale solar PV | NSW | 274.968 | 131.652 | 0 | N/A | N/A | N/A | N/A | N/A | N/A | N/A | N/A | 0 | 0 | N/A | N/A | 26.11 | 0 | 0 | 0 | 0 | 0.8689 | 1 | 0 | 2049
Molong Solar Farm | Large scale solar PV | NSW | 29.986 | 0 | 0 | N/A | N/A | N/A | N/A | N/A | N/A | N/A | N/A | 0 | 0 | N/A | N/A | 26.11 | 0 | 0 | 0 | 0 | 0.9818 | 1 | 0 | 2050
Nevertire Solar Farm | Large scale solar PV | NSW | 104.5 | 105.12 | 105.12 | N/A | N/A | N/A | N/A | N/A | N/A | N/A | N/A | 0 | 0 | N/A | N/A | 26.11 | 0 | 0 | 0 | 0 | 0.9835 | 1 | 0 | 2049
Sunraysia Solar Farm | Large scale solar PV | NSW | 228.8 | 100 | 100 | N/A | N/A | N/A | N/A | N/A | N/A | N/A | N/A | 0 | 0 | N/A | N/A | 26.11 | 0 | 0 | 0 | 0 | 0.8689 | 1 | 0 | 2049
Bungala Two Solar Farm | Large scale solar PV | SA | 135 | 109.998 | 0 | N/A | N/A | N/A | N/A | N/A | N/A | N/A | N/A | 0 | 0 | N/A | N/A | 26.11 | 0 | 0 | 0 | 0 | 0.9717 | 1 | 0 | 2044
Maryrorough Solar Farm | Large scale solar PV | QLD | 34.5 | 0 | 0 | N/A | N/A | N/A | N/A | N/A | N/A | N/A | N/A | 0 | 0 | N/A | N/A | 26.11 | 0 | 0 | 0 | 0 | 0.9833 | 1 | 0 | 2050
Haughton Solar Farm | Large scale solar PV | QLD | 132.597 | 100.035 | 100.035 | N/A | N/A | N/A | N/A | N/A | N/A | N/A | N/A | 0 | 0 | N/A | N/A | 26.11 | 0 | 0 | 0 | 0 | 0.8701 | 1 | 0 | 2049
Kennedy Energy Park Solar Farm | Large scale solar PV | QLD | 15 | 15 | 15 | N/A | N/A | N/A | N/A | N/A | N/A | N/A | N/A | 0 | 0 | N/A | N/A | 26.11 | 0 | 0 | 0 | 0 | 0.8678 | 1 | 0 | 2049
Lilyvale Solar Farm | Large scale solar PV | QLD | 100.05 | 100.05 | 80.73 | N/A | N/A | N/A | N/A | N/A | N/A | N/A | N/A | 0 | 0 | N/A | N/A | 26.11 | 0 | 0 | 0 | 0 | 0.8692 | 1 | 0 | 2049
Finley Solar Farm | Large scale solar PV | NSW | 162.36 | 133 | 0 | N/A | N/A | N/A | N/A | N/A | N/A | N/A | N/A | 0 | 0 | N/A | N/A | 26.11 | 0 | 0 | 0 | 0 | 0.8689 | 1 | 0 | 2049
Limondale Solar Farm 1 | Large scale solar PV | NSW | 220 | 0 | 0 | N/A | N/A | N/A | N/A | N/A | N/A | N/A | N/A | 0 | 0 | N/A | N/A | 26.11 | 0 | 0 | 0 | 0 | 0.8689 | 1 | 0 | 2050
Limondale Solar Farm 2 | Large scale solar PV | NSW | 28.98 | 28.994 | 0 | N/A | N/A | N/A | N/A | N/A | N/A | N/A | N/A | 0 | 0 | N/A | N/A | 26.11 | 0 | 0 | 0 | 0 | 0.8689 | 1 | 0 | 2050
Oakey Solar Farm | Large scale solar PV | QLD | 25 | 25 | 25 | N/A | N/A | N/A | N/A | N/A | N/A | N/A | N/A | 0 | 0 | N/A | N/A | 26.11 | 0 | 0 | 0 | 0 | 0.9833 | 1 | 0 | 2043
Oakey 2 Solar Farm | Large scale solar PV | QLD | 55.64 | 54.99 | 54.99 | N/A | N/A | N/A | N/A | N/A | N/A | N/A | N/A | 0 | 0 | N/A | N/A | 26.11 | 0 | 0 | 0 | 0 | 0.9833 | 1 | 0 | 2049
Rugby Run Solar Farm | Large scale solar PV | QLD | 65 | 65 | 0 | N/A | N/A | N/A | N/A | N/A | N/A | N/A | N/A | 0 | 0 | N/A | N/A | 26.11 | 0 | 0 | 0 | 0 | 0.8709 | 1 | 0 | 2049
Yarranlea Solar Farm | Large scale solar PV | QLD | 102.96 | 102.96 | 0 | N/A | N/A | N/A | N/A | N/A | N/A | N/A | N/A | 0 | 0 | N/A | N/A | 26.11 | 0 | 0 | 0 | 0 | 0.9833 | 1 | 0 | 2044
Warwick Solar Farm | Large scale solar PV | QLD | 64.16 | 0 | 0 | N/A | N/A | N/A | N/A | N/A | N/A | N/A | N/A | 0 | 0 | N/A | N/A | 26.11 | 0 | 0 | 0 | 0 | 0.9833 | 1 | 0 | 2045
Kiamal Solar Farm stage 1 | Large scale solar PV | VIC | 199.95 | 100.05 | 0 | N/A | N/A | N/A | N/A | N/A | N/A | N/A | N/A | 0 | 0 | N/A | N/A | 26.11 | 0 | 0 | 0 | 0 | 0.8246 | 1 | 0 | 2049
Numurkah Solar Farm | Large scale solar PV | VIC | 112 | 100.016 | 100.016 | N/A | N/A | N/A | N/A | N/A | N/A | N/A | N/A | 0 | 0 | N/A | N/A | 26.11 | 0 | 0 | 0 | 0 | 0.9896 | 1 | 0 | 2044
Yatpool Solar Farm | Large scale solar PV | VIC | 94 | 81 | 0 | N/A | N/A | N/A | N/A | N/A | N/A | N/A | N/A | 0 | 0 | N/A | N/A | 26.11 | 0 | 0 | 0 | 0 | 0.8246 | 1 | 0 | 2054
Cohuna Solar Farm | Large Scale Solar PV | VIC | 31.103 | 27.265 | 0 | N/A | N/A | N/A | N/A | N/A | N/A | N/A | N/A | 0 | 0 | N/A | N/A | 26.11 | 0 | 0 | 0 | 0 | 0.8246 | 1 | 0 | 2045
Advanced VRET Projects
Carwarp Solar Farm stage 1 | Large Scale Solar PV | VIC | 100 | 100 | 100 | N/A | N/A | N/A | N/A | N/A | N/A | N/A | N/A | 0 | 0 | N/A | N/A | 26.11 | 0 | 0 | 0 | 0 | 0.8246 | 1 | 0 | 2050
Winton Solar Farm | Large Scale Solar PV | VIC | 85 | 85 | 85 | N/A | N/A | N/A | N/A | N/A | N/A | N/A | N/A | 0 | 0 | N/A | N/A | 26.11 | 0 | 0 | 0 | 0 | 0.8246 | 1 | 0 | 2050
Mortlake South Wind Farm | Wind | VIC | 157.5 | 157.5 | 157.5 | N/A | N/A | N/A | N/A | N/A | N/A | N/A | N/A | 0 | 0 | N/A | N/A | 45.82 | 2.71 | 0 | 0 | 0 | 0.9038 | 1 | 2.71 | 2050
Berrybank Wind Farm | Wind | VIC | 180.6 | 151.2 | 151.2 | N/A | N/A | N/A | N/A | N/A | N/A | N/A | N/A | 0 | 0 | N/A | N/A | 45.82 | 2.71 | 0 | 0 | 0 | 0.9818 | 1 | 2.71 | 2050
Existing and Committed Battery storage Projects
Hornsdale Power Reserve Unit 1 | Battery Storage | SA | 100 | 100 | 100 | N/A | N/A | N/A | N/A | N/A | N/A | N/A | N/A | 0 | 0 | N/A | N/A | 8.13 | 0 | 0 | 0 | 0 | MLFs for Load and Generation | 0 | 0 | 2057
Dalrymple North BESS | Battery Storage | SA | 30 | 30 | 30 | N/A | N/A | N/A | N/A | N/A | N/A | N/A | N/A | 0 | 0 | N/A | N/A | 8.13 | 0 | 0 | 0 | 0 | MLFs for Load and Generation | 0 | 0 | 2030
Ballarat Energy Storage System | Battery Storage | VIC | 30 | 29 | 30 | N/A | N/A | N/A | N/A | N/A | N/A | N/A | N/A | 0 | 0 | N/A | N/A | 8.13 | 0 | 0 | 0 | 0 | MLFs for Load and Generation | 0 | 0 | 2033
Bulgana Green Power Hub - BESS | Battery Storage | VIC | 20 | 20 | 0 | N/A | N/A | N/A | N/A | N/A | N/A | N/A | N/A | 0 | 0 | N/A | N/A | 8.13 | 0 | 0 | 0 | 0 | MLFs for Load and Generation | 0 | 0 | 2034
Gannawarra Energy Storage System | Battery Storage | VIC | 25.33 | 25 | 25 | N/A | N/A | N/A | N/A | N/A | N/A | N/A | N/A | 0 | 0 | N/A | N/A | 8.13 | 0 | 0 | 0 | 0 | MLFs for Load and Generation | 0 | 0 | 2033
Lincoln Gap BESS | Battery Storage | SA | 10 | 10 | 10 | N/A | N/A | N/A | N/A | N/A | N/A | N/A | N/A | 0 | 0 | N/A | N/A | 8.13 | 0 | 0 | 0 | 0 | MLFs for Load and Generation | 0 | 0 | 2045
Note on W10: Input Toggle on the Fuel Price Summary Page B7
Note on F11: Toggle input through the drop down menu.
Note on G11: Toggle input through the drop down menu.
Note on W11: Toggle input through the drop down menu.

## New Entrant Data Summary
Go to Assumptions Summary
Generator Summary - New Entrants
Notes
1. Fuel costs represent the selected Scenario on the Fuel Price summary sheet and the selected year in cell V13.
2. Build cost are for the selected scenario (cell P12) and the selected year (cell P13).
New entrant generators
Generator | Technolgoy Type | Fuel Type | Region | Sub-Region | Cost Region | Seasonal Rating |  | Forced Outage Rate (%) |  | Mean Time to Repair (hrs) |  | Maintenance | Equivalent average days per year on planned outage | Build Cost ($/kW) | Connection Cost ($/kW) | Lead Time (yrs) | Economic Life (yrs) | Technical Life (yrs) | FOM ($/kW/annum) | VOM ($/MWh sent-out) | Heat Rate (GJ/MWh HHV s.o.) | Fuel Cost ($/GJ)1 | Emissions (kg/MWh) | Auxiliary Load (%) | SRMC ($/MWh)
[6 empty] | Summer (% of nameplate) | Not Summer (% of nameplate) | Full outage (% of time) | Partial outage (% of time) | Full outage | Partial outage |  |  | Slow Change | [7 empty] | Slow
[12 empty] | % of time out |  | 2022-23 | [7 empty] | 2019-20
North Queensland Black Coal (supercritical PC) | Black Coal (supercritical PC) | Black Coal | QLD | North Queensland | QLD low | 94.79 | 96.33 | 2 | 1 | 0 | 0 | 5.7534 | 21 | 3320.0027 | 42.1675 | 8 | 25 | 50 | 57.8335 | 4.5796 | 8.975 | 3 | 790.159 | 4 | 31.5046
Central Queensland Black Coal (supercritical PC) | Black Coal (supercritical PC) | Black Coal | QLD | Central Queensland | QLD low | 94.79 | 96.33 | 2 | 1 | 0 | 0 | 5.7534 | 21 | 3320.0027 | 42.1675 | 8 | 25 | 50 | 57.8335 | 4.5796 | 8.975 | 2.84 | 790.159 | 4 | 30.0686
Southwest Queensland Black Coal (supercritical PC) | Black Coal (supercritical PC) | Black Coal | QLD | Southwest Queensland | QLD low | 94.79 | 96.33 | 2 | 1 | 0 | 0 | 5.7534 | 21 | 3320.0027 | 42.1675 | 8 | 25 | 50 | 57.8335 | 4.5796 | 8.975 | 3.74 | 790.159 | 4 | 38.1461
Northern NSW Black Coal (supercritical PC) | Black Coal (supercritical PC) | Black Coal | NSW | Northern NSW | NSW low | 94.79 | 96.33 | 2 | 1 | 0 | 0 | 5.7534 | 21 | 3350.031 | 53.1733 | 8 | 25 | 50 | 61.0765 | 4.8364 | 8.975 | 3.62 | 852.0865 | 4 | 37.3259
North-Central NSW Black Coal (supercritical PC) | Black Coal (supercritical PC) | Black Coal | NSW | North-Central NSW | NSW low | 94.79 | 96.33 | 2 | 1 | 0 | 0 | 5.7534 | 21 | 3350.031 | 53.1733 | 8 | 25 | 50 | 61.0765 | 4.8364 | 8.975 | 3.75 | 852.0865 | 4 | 38.4926
Latrobe Valley Brown Coal (supercritical PC) | Brown Coal (supercritical PC) | Brown Coal | VIC | Latrobe Valley | VIC Low | 93.7333 | 94.59 | 2 | 1 | 0 | 0 | 5.7534 | 21 | 5066.4389 | 58.7404 | 8 | 25 | 50 | 70.1 | 5.35 | 11.337 | 0.67 | 963.8717 | 6.01 | 12.9458
QLD OCGT | OCGT | Gas | QLD | QLD | QLD low | 94.3534 | 98.3607 | 1 | 1 | 0 | 0 | 1.0959 | 4 | 906.5079 | 81.1172 | 4 | 25 | 30 | 4.5689 | 11.449 | 11.7497 | 9.0941 | 713.7822 | 1.53 | 118.3015
NSW OCGT | OCGT | Gas | NSW | NSW | NSW low | 94.3534 | 98.3607 | 1 | 1 | 0 | 0 | 1.0959 | 4 | 910.8109 | 85.4264 | 4 | 25 | 30 | 4.8251 | 12.091 | 11.7497 | 9.9246 | 783.1054 | 1.53 | 128.7022
VIC OCGT | OCGT | Gas | VIC | VIC | VIC Low | 94.3534 | 98.3607 | 1 | 1 | 0 | 0 | 1.0959 | 4 | 901.1292 | 72.5086 | 4 | 25 | 30 | 4.27 | 10.7 | 11.7497 | 9.5965 | 670.3083 | 1.53 | 123.4559
SA OCGT | OCGT | Gas | SA | SA | SA low | 94.3534 | 98.3607 | 1 | 1 | 0 | 0 | 1.0959 | 4 | 902.205 | 81.1172 | 4 | 25 | 30 | 4.3127 | 10.807 | 11.7497 | 9.576 | 744.3314 | 1.53 | 123.3219
TAS OCGT | OCGT | Gas | TAS | TAS | TAS low | 94.3534 | 98.3607 | 2 | 1 | 0 | 0 | 1.0959 | 4 | 904.895 | 72.5086 | 4 | 25 | 30 | 4.4835 | 11.235 | 11.7497 | 9.8528 | 670.3083 | 1.53 | 127.0028
QLD CCGT | CCGT | Gas | QLD | QLD | QLD low | 94.027 | 97.4952 | 2 | 1 | 0 | 0 | 2.7397 | 10 | 1296.7941 | 81.1172 | 5 | 25 | 30 | 11.4169 | 8.0143 | 7.5753 | 8.0687 | 452.232 | 2.51 | 69.1374
NSW CCGT | CCGT | Gas | NSW | NSW | NSW low | 94.027 | 97.4952 | 2 | 1 | 0 | 0 | 2.7397 | 10 | 1303.6708 | 85.4264 | 5 | 25 | 30 | 12.0571 | 8.4637 | 7.5753 | 8.8992 | 496.9264 | 2.51 | 75.8784
VIC CCGT | CCGT | Gas | VIC | VIC | VIC Low | 94.027 | 97.4952 | 2 | 1 | 0 | 0 | 2.7397 | 10 | 1288.1982 | 72.5086 | 5 | 25 | 30 | 10.67 | 7.49 | 7.5753 | 8.5711 | 424.2033 | 2.51 | 72.4191
SA CCGT | CCGT | Gas | SA | SA | SA low | 94.027 | 97.4952 | 2 | 1 | 0 | 0 | 2.7397 | 10 | 1289.9174 | 81.1172 | 5 | 25 | 30 | 10.7767 | 7.5649 | 7.5753 | 8.5506 | 471.9279 | 2.51 | 72.3387
TAS CCGT | CCGT | Gas | TAS | TAS | TAS low | 94.027 | 97.4952 | 2 | 1 | 0 | 0 | 2.7397 | 10 | 1294.216 | 72.5086 | 5 | 25 | 30 | 11.2035 | 7.8645 | 7.5753 | 9.8528 | 424.2033 | 2.51 | 82.503
VIC Biomass | Biomass | Biomass | VIC | VIC | VIC Low | 95 | 99.3333 | 3 | 2 | 0 | 0 | 8.2192 | 30 | 12706.2265 | 98.7561 | 5 | 25 | 50 | 133.7 | 8.55 | 13.39 | 0.53 | 1351.051 | 6.1 | 15.6467
QLD Biomass | Biomass | Biomass | QLD | QLD | QLD low | 95 | 99.3333 | 3 | 2 | 0 | 0 | 8.2192 | 30 | 13386.0504 | 96.7424 | 5 | 25 | 50 | 143.059 | 9.1485 | 13.39 | 0.53 | 1351.051 | 6.1 | 16.2452
NSW Biomass | Biomass | Biomass | NSW | NSW | NSW low | 95 | 99.3333 | 3 | 2 | 0 | 0 | 8.2192 | 30 | 13929.9095 | 84.4041 | 5 | 25 | 50 | 151.081 | 9.6615 | 13.39 | 0.53 | 1351.051 | 6.1 | 16.7582
SA Biomass | Biomass | Biomass | SA | SA | SA low | 95 | 99.3333 | 3 | 2 | 0 | 0 | 8.2192 | 30 | 12842.1913 | 96.7424 | 5 | 25 | 50 | 135.037 | 8.6355 | 13.39 | 0.53 | 1351.051 | 6.1 | 15.7322
TAS Biomass | Biomass | Biomass | TAS | TAS | TAS low | 95 | 99.3333 | 3 | 2 | 0 | 0 | 8.2192 | 30 | 13182.1032 | 98.7561 | 5 | 25 | 50 | 140.385 | 8.9775 | 13.39 | 0.53 | 1351.051 | 6.1 | 16.0742
Far North QLD Large scale Solar PV | Large scale Solar PV | Solar | QLD | Far North QLD | QLD Low | #N/A | #N/A | 0 | 0 | 0 | 0 | 0 | 0 | 1118.1666 | 96.7393 | 1 | 25 | 30 | 15.6969 | 0 | 0 | 0 | 0 | 2 | 0
North Qld Clean Energy Hub Large scale Solar PV | Large scale Solar PV | Solar | QLD | North Qld Clean Energy Hub | QLD Low | #N/A | #N/A | 0 | 0 | 0 | 0 | 0 | 0 | 1118.1666 | 109.8822 | 1 | 25 | 30 | 15.6969 | 0 | 0 | 0 | 0 | 2 | 0
Northern Qld Large scale Solar PV | Large scale Solar PV | Solar | QLD | Northern Qld | QLD Low | #N/A | #N/A | 0 | 0 | 0 | 0 | 0 | 0 | 1118.1666 | 96.7393 | 1 | 25 | 30 | 15.6969 | 0 | 0 | 0 | 0 | 2 | 0
Isaac Large scale Solar PV | Large scale Solar PV | Solar | QLD | Isaac | QLD Low | #N/A | #N/A | 0 | 0 | 0 | 0 | 0 | 0 | 1118.1666 | 96.7393 | 1 | 25 | 30 | 15.6969 | 0 | 0 | 0 | 0 | 2 | 0
Barcaldine Large scale Solar PV | Large scale Solar PV | Solar | QLD | Barcaldine | QLD Medium | #N/A | #N/A | 0 | 0 | 0 | 0 | 0 | 0 | 1179.1481 | 109.8822 | 1 | 25 | 30 | 17.604 | 0 | 0 | 0 | 0 | 2 | 0
Fitzroy Large scale Solar PV | Large scale Solar PV | Solar | QLD | Fitzroy | QLD Low | #N/A | #N/A | 0 | 0 | 0 | 0 | 0 | 0 | 1118.1666 | 96.7393 | 1 | 25 | 30 | 15.6969 | 0 | 0 | 0 | 0 | 2 | 0
Wide Bay Large scale Solar PV | Large scale Solar PV | Solar | QLD | Wide Bay | QLD Low | #N/A | #N/A | 0 | 0 | 0 | 0 | 0 | 0 | 1118.1666 | 96.7393 | 1 | 25 | 30 | 15.6969 | 0 | 0 | 0 | 0 | 2 | 0
Darling Downs Large scale Solar PV | Large scale Solar PV | Solar | QLD | Darling Downs | QLD Low | #N/A | #N/A | 0 | 0 | 0 | 0 | 0 | 0 | 1118.1666 | 96.7393 | 1 | 25 | 30 | 15.6969 | 0 | 0 | 0 | 0 | 2 | 0
North West NSW Large scale Solar PV | Large scale Solar PV | Solar | NSW | North West NSW | NSW Medium | #N/A | #N/A | 0 | 0 | 0 | 0 | 0 | 0 | 1181.3409 | 84.4017 | 1 | 25 | 30 | 17.8974 | 0 | 0 | 0 | 0 | 2 | 0
New England Large scale Solar PV | Large scale Solar PV | Solar | NSW | New England | NSW Low | #N/A | #N/A | 0 | 0 | 0 | 0 | 0 | 0 | 1124.0141 | 84.4017 | 1 | 25 | 30 | 16.5771 | 0 | 0 | 0 | 0 | 2 | 0
Central West NSW Large scale Solar PV | Large scale Solar PV | Solar | NSW | Central West NSW | NSW Medium | #N/A | #N/A | 0 | 0 | 0 | 0 | 0 | 0 | 1181.3409 | 84.4017 | 1 | 25 | 30 | 17.8974 | 0 | 0 | 0 | 0 | 2 | 0
Southern NSW Tablelands Large scale Solar PV | Large scale Solar PV | Solar | NSW | Southern NSW Tablelands | NSW Low | #N/A | #N/A | 0 | 0 | 0 | 0 | 0 | 0 | 1124.0141 | 74.5444 | 1 | 25 | 30 | 16.5771 | 0 | 0 | 0 | 0 | 2 | 0
Broken Hill Large scale Solar PV | Large scale Solar PV | Solar | NSW | Broken Hill | NSW High | #N/A | #N/A | 0 | 0 | 0 | 0 | 0 | 0 | 1238.6678 | 106.646 | 1 | 25 | 30 | 19.3644 | 0 | 0 | 0 | 0 | 2 | 0
South West NSW Large scale Solar PV | Large scale Solar PV | Solar | NSW | South West NSW | NSW High | #N/A | #N/A | 0 | 0 | 0 | 0 | 0 | 0 | 1238.6678 | 84.4017 | 1 | 25 | 30 | 19.3644 | 0 | 0 | 0 | 0 | 2 | 0
Wagga Wagga Large scale Solar PV | Large scale Solar PV | Solar | NSW | Wagga Wagga | NSW Medium | #N/A | #N/A | 0 | 0 | 0 | 0 | 0 | 0 | 1181.3409 | 84.4017 | 1 | 25 | 30 | 17.8974 | 0 | 0 | 0 | 0 | 2 | 0
Tumut Large scale Solar PV | Large scale Solar PV | Solar | NSW | Tumut | NSW Medium | #N/A | #N/A | 0 | 0 | 0 | 0 | 0 | 0 | 1181.3409 | 74.5444 | 1 | 25 | 30 | 17.8974 | 0 | 0 | 0 | 0 | 2 | 0
Cooma-Monaro Large scale Solar PV | Large scale Solar PV | Solar | NSW | Cooma-Monaro | NSW Medium | #N/A | #N/A | 0 | 0 | 0 | 0 | 0 | 0 | 1181.3409 | 74.5444 | 1 | 25 | 30 | 17.8974 | 0 | 0 | 0 | 0 | 2 | 0
Ovens Murray Large scale Solar PV | Large scale Solar PV | Solar | VIC | Ovens Murray | VIC Medium | #N/A | #N/A | 0 | 0 | 0 | 0 | 0 | 0 | 1142.1833 | 98.7602 | 1 | 25 | 30 | 15.1101 | 0 | 0 | 0 | 0 | 2 | 0
Murray River Large scale Solar PV | Large scale Solar PV | Solar | VIC | Murray River | VIC High | #N/A | #N/A | 0 | 0 | 0 | 0 | 0 | 0 | 1163.0674 | 98.7602 | 1 | 25 | 30 | 15.4035 | 0 | 0 | 0 | 0 | 2 | 0
Western Victoria Large scale Solar PV | Large scale Solar PV | Solar | VIC | Western Victoria | VIC Medium | #N/A | #N/A | 0 | 0 | 0 | 0 | 0 | 0 | 1142.1833 | 98.7602 | 1 | 25 | 30 | 15.1101 | 0 | 0 | 0 | 0 | 2 | 0
South West Victoria Large scale Solar PV | Large scale Solar PV | Solar | VIC | South West Victoria | VIC Medium | #N/A | #N/A | 0 | 0 | 0 | 0 | 0 | 0 | 1142.1833 | 70.5507 | 1 | 25 | 30 | 15.1101 | 0 | 0 | 0 | 0 | 2 | 0
Gippsland Large scale Solar PV | Large scale Solar PV | Solar | VIC | Gippsland | VIC Low | #N/A | #N/A | 0 | 0 | 0 | 0 | 0 | 0 | 1110.8571 | 106.646 | 1 | 25 | 30 | 14.67 | 0 | 0 | 0 | 0 | 2 | 0
Central North Vic Large scale Solar PV | Large scale Solar PV | Solar | VIC | Central North Vic | VIC Medium | #N/A | #N/A | 0 | 0 | 0 | 0 | 0 | 0 | 1142.1833 | 98.7602 | 1 | 25 | 30 | 15.1101 | 0 | 0 | 0 | 0 | 2 | 0
South East SA Large scale Solar PV | Large scale Solar PV | Solar | SA | South East SA | SA Low | #N/A | #N/A | 0 | 0 | 0 | 0 | 0 | 0 | 1112.319 | 109.8822 | 1 | 25 | 30 | 14.8167 | 0 | 0 | 0 | 0 | 2 | 0
Riverland Large scale Solar PV | Large scale Solar PV | Solar | SA | Riverland | SA Low | #N/A | #N/A | 0 | 0 | 0 | 0 | 0 | 0 | 1112.319 | 109.8822 | 1 | 25 | 30 | 14.8167 | 0 | 0 | 0 | 0 | 2 | 0
Mid-North SA Large scale Solar PV | Large scale Solar PV | Solar | SA | Mid-North SA | SA Low | #N/A | #N/A | 0 | 0 | 0 | 0 | 0 | 0 | 1112.319 | 96.7393 | 1 | 25 | 30 | 14.8167 | 0 | 0 | 0 | 0 | 2 | 0
Yorke Peninsula Large scale Solar PV | Large scale Solar PV | Solar | SA | Yorke Peninsula | SA Low | #N/A | #N/A | 0 | 0 | 0 | 0 | 0 | 0 | 1112.319 | 96.7393 | 1 | 25 | 30 | 14.8167 | 0 | 0 | 0 | 0 | 2 | 0
Northern SA Large scale Solar PV | Large scale Solar PV | Solar | SA | Northern SA | SA Medium | #N/A | #N/A | 0 | 0 | 0 | 0 | 0 | 0 | 1171.8387 | 96.7393 | 1 | 25 | 30 | 16.5771 | 0 | 0 | 0 | 0 | 2 | 0
Leigh Creek Large scale Solar PV | Large scale Solar PV | Solar | SA | Leigh Creek | SA Medium | #N/A | #N/A | 0 | 0 | 0 | 0 | 0 | 0 | 1171.8387 | 109.8822 | 1 | 25 | 30 | 16.5771 | 0 | 0 | 0 | 0 | 2 | 0
Roxby Downs Large scale Solar PV | Large scale Solar PV | Solar | SA | Roxby Downs | SA Medium | #N/A | #N/A | 0 | 0 | 0 | 0 | 0 | 0 | 1171.8387 | 109.8822 | 1 | 25 | 30 | 16.5771 | 0 | 0 | 0 | 0 | 2 | 0
Eastern Eyre Peninsula Large scale Solar PV | Large scale Solar PV | Solar | SA | Eastern Eyre Peninsula | SA Medium | #N/A | #N/A | 0 | 0 | 0 | 0 | 0 | 0 | 1171.8387 | 109.8822 | 1 | 25 | 30 | 16.5771 | 0 | 0 | 0 | 0 | 2 | 0
Western Eyre Peninsula Large scale Solar PV | Large scale Solar PV | Solar | SA | Western Eyre Peninsula | SA Medium | #N/A | #N/A | 0 | 0 | 0 | 0 | 0 | 0 | 1171.8387 | 109.8822 | 1 | 25 | 30 | 16.5771 | 0 | 0 | 0 | 0 | 2 | 0
North East Tasmania Large scale Solar PV | Large scale Solar PV | Solar | TAS | North East Tasmania | TAS Low | #N/A | #N/A | 0 | 0 | 0 | 0 | 0 | 0 | 1115.9737 | 98.7602 | 1 | 25 | 30 | 15.4035 | 0 | 0 | 0 | 0 | 2 | 0
North West Tasmania Large scale Solar PV | Large scale Solar PV | Solar | TAS | North West Tasmania | TAS Medium | #N/A | #N/A | 0 | 0 | 0 | 0 | 0 | 0 | 1172.5696 | 98.7602 | 1 | 25 | 30 | 16.7238 | 0 | 0 | 0 | 0 | 2 | 0
Tasmania Midlands Large scale Solar PV | Large scale Solar PV | Solar | TAS | Tasmania Midlands | TAS Low | #N/A | #N/A | 0 | 0 | 0 | 0 | 0 | 0 | 1115.9737 | 98.7602 | 1 | 25 | 30 | 15.4035 | 0 | 0 | 0 | 0 | 2 | 0
Far North QLD Solar Thermal (8hrs Storage) | Solar Thermal (8hrs Storage) | Solar | QLD | Far North QLD | QLD Low | #N/A | #N/A | 0 | 0 | 0 | 0 | 0 | 0 | 5356.9073 | 96.7393 | 6 | 25 | 40 | 92.3945 | 5.8743 | 0 | 0 | 0 | 10 | 5.8743
North Qld Clean Energy Hub Solar Thermal (8hrs Storage) | Solar Thermal (8hrs Storage) | Solar | QLD | North Qld Clean Energy Hub | QLD Low | #N/A | #N/A | 0 | 0 | 0 | 0 | 0 | 0 | 5356.9073 | 109.8822 | 6 | 25 | 40 | 92.3945 | 5.8743 | 0 | 0 | 0 | 10 | 5.8743
Northern Qld Solar Thermal (8hrs Storage) | Solar Thermal (8hrs Storage) | Solar | QLD | Northern Qld | QLD Low | #N/A | #N/A | 0 | 0 | 0 | 0 | 0 | 0 | 5356.9073 | 96.7393 | 6 | 25 | 40 | 92.3945 | 5.8743 | 0 | 0 | 0 | 10 | 5.8743
Isaac Solar Thermal (8hrs Storage) | Solar Thermal (8hrs Storage) | Solar | QLD | Isaac | QLD Low | #N/A | #N/A | 0 | 0 | 0 | 0 | 0 | 0 | 5356.9073 | 96.7393 | 6 | 25 | 40 | 92.3945 | 5.8743 | 0 | 0 | 0 | 10 | 5.8743
Barcaldine Solar Thermal (8hrs Storage) | Solar Thermal (8hrs Storage) | Solar | QLD | Barcaldine | QLD Medium | #N/A | #N/A | 0 | 0 | 0 | 0 | 0 | 0 | 5676.281 | 109.8822 | 6 | 25 | 40 | 103.62 | 6.588 | 0 | 0 | 0 | 10 | 6.588
Fitzroy Solar Thermal (8hrs Storage) | Solar Thermal (8hrs Storage) | Solar | QLD | Fitzroy | QLD Low | #N/A | #N/A | 0 | 0 | 0 | 0 | 0 | 0 | 5356.9073 | 96.7393 | 6 | 25 | 40 | 92.3945 | 5.8743 | 0 | 0 | 0 | 10 | 5.8743
Wide Bay Solar Thermal (8hrs Storage) | Solar Thermal (8hrs Storage) | Solar | QLD | Wide Bay | QLD Low | #N/A | #N/A | 0 | 0 | 0 | 0 | 0 | 0 | 5356.9073 | 96.7393 | 6 | 25 | 40 | 92.3945 | 5.8743 | 0 | 0 | 0 | 10 | 5.8743
Darling Downs Solar Thermal (8hrs Storage) | Solar Thermal (8hrs Storage) | Solar | QLD | Darling Downs | QLD Low | #N/A | #N/A | 0 | 0 | 0 | 0 | 0 | 0 | 5356.9073 | 96.7393 | 6 | 25 | 40 | 92.3945 | 5.8743 | 0 | 0 | 0 | 10 | 5.8743
North West NSW Solar Thermal (8hrs Storage) | Solar Thermal (8hrs Storage) | Solar | NSW | North West NSW | NSW Medium | #N/A | #N/A | 0 | 0 | 0 | 0 | 0 | 0 | 5693.6272 | 84.4017 | 6 | 25 | 40 | 105.347 | 6.6978 | 0 | 0 | 0 | 10 | 6.6978
New England Solar Thermal (8hrs Storage) | Solar Thermal (8hrs Storage) | Solar | NSW | New England | NSW Low | #N/A | #N/A | 0 | 0 | 0 | 0 | 0 | 0 | 5403.1638 | 84.4017 | 6 | 25 | 40 | 97.5755 | 6.2037 | 0 | 0 | 0 | 10 | 6.2037
Central West NSW Solar Thermal (8hrs Storage) | Solar Thermal (8hrs Storage) | Solar | NSW | Central West NSW | NSW Medium | #N/A | #N/A | 0 | 0 | 0 | 0 | 0 | 0 | 5693.6272 | 84.4017 | 6 | 25 | 40 | 105.347 | 6.6978 | 0 | 0 | 0 | 10 | 6.6978
Southern NSW Tablelands Solar Thermal (8hrs Storage) | Solar Thermal (8hrs Storage) | Solar | NSW | Southern NSW Tablelands | NSW Low | #N/A | #N/A | 0 | 0 | 0 | 0 | 0 | 0 | 5403.1638 | 74.5444 | 6 | 25 | 40 | 97.5755 | 6.2037 | 0 | 0 | 0 | 10 | 6.2037
Broken Hill Solar Thermal (8hrs Storage) | Solar Thermal (8hrs Storage) | Solar | NSW | Broken Hill | NSW High | #N/A | #N/A | 0 | 0 | 0 | 0 | 0 | 0 | 5984.0906 | 106.646 | 6 | 25 | 40 | 113.982 | 7.2468 | 0 | 0 | 0 | 10 | 7.2468
South West NSW Solar Thermal (8hrs Storage) | Solar Thermal (8hrs Storage) | Solar | NSW | South West NSW | NSW High | #N/A | #N/A | 0 | 0 | 0 | 0 | 0 | 0 | 5984.0906 | 84.4017 | 6 | 25 | 40 | 113.982 | 7.2468 | 0 | 0 | 0 | 10 | 7.2468
Wagga Wagga Solar Thermal (8hrs Storage) | Solar Thermal (8hrs Storage) | Solar | NSW | Wagga Wagga | NSW Medium | #N/A | #N/A | 0 | 0 | 0 | 0 | 0 | 0 | 5693.6272 | 84.4017 | 6 | 25 | 40 | 105.347 | 6.6978 | 0 | 0 | 0 | 10 | 6.6978
Tumut Solar Thermal (8hrs Storage) | Solar Thermal (8hrs Storage) | Solar | NSW | Tumut | NSW Medium | #N/A | #N/A | 0 | 0 | 0 | 0 | 0 | 0 | 5693.6272 | 74.5444 | 6 | 25 | 40 | 105.347 | 6.6978 | 0 | 0 | 0 | 10 | 6.6978
Cooma-Monaro Solar Thermal (8hrs Storage) | Solar Thermal (8hrs Storage) | Solar | NSW | Cooma-Monaro | NSW Medium | #N/A | #N/A | 0 | 0 | 0 | 0 | 0 | 0 | 5693.6272 | 74.5444 | 6 | 25 | 40 | 105.347 | 6.6978 | 0 | 0 | 0 | 10 | 6.6978
Ovens Murray Solar Thermal (8hrs Storage) | Solar Thermal (8hrs Storage) | Solar | VIC | Ovens Murray | VIC Medium | #N/A | #N/A | 0 | 0 | 0 | 0 | 0 | 0 | 5449.0801 | 98.7602 | 6 | 25 | 40 | 88.9405 | 5.6547 | 0 | 0 | 0 | 10 | 5.6547
Murray River Solar Thermal (8hrs Storage) | Solar Thermal (8hrs Storage) | Solar | VIC | Murray River | VIC High | #N/A | #N/A | 0 | 0 | 0 | 0 | 0 | 0 | 5549.0757 | 98.7602 | 6 | 25 | 40 | 90.6675 | 5.7645 | 0 | 0 | 0 | 10 | 5.7645
Western Victoria Solar Thermal (8hrs Storage) | Solar Thermal (8hrs Storage) | Solar | VIC | Western Victoria | VIC Medium | #N/A | #N/A | 0 | 0 | 0 | 0 | 0 | 0 | 5449.0801 | 98.7602 | 6 | 25 | 40 | 88.9405 | 5.6547 | 0 | 0 | 0 | 10 | 5.6547
South West Victoria Solar Thermal (8hrs Storage) | Solar Thermal (8hrs Storage) | Solar | VIC | South West Victoria | VIC Medium | #N/A | #N/A | 0 | 0 | 0 | 0 | 0 | 0 | 5449.0801 | 70.5507 | 6 | 25 | 40 | 88.9405 | 5.6547 | 0 | 0 | 0 | 10 | 5.6547
Gippsland Solar Thermal (8hrs Storage) | Solar Thermal (8hrs Storage) | Solar | VIC | Gippsland | VIC Low | #N/A | #N/A | 0 | 0 | 0 | 0 | 0 | 0 | 5299.0867 | 106.646 | 6 | 25 | 40 | 86.35 | 5.49 | 0 | 0 | 0 | 10 | 5.49
Central North Vic Solar Thermal (8hrs Storage) | Solar Thermal (8hrs Storage) | Solar | VIC | Central North Vic | VIC Medium | #N/A | #N/A | 0 | 0 | 0 | 0 | 0 | 0 | 5449.0801 | 98.7602 | 6 | 25 | 40 | 88.9405 | 5.6547 | 0 | 0 | 0 | 10 | 5.6547
South East SA Solar Thermal (8hrs Storage) | Solar Thermal (8hrs Storage) | Solar | SA | South East SA | SA Low | #N/A | #N/A | 0 | 0 | 0 | 0 | 0 | 0 | 5310.6508 | 109.8822 | 6 | 25 | 40 | 87.2135 | 5.5449 | 0 | 0 | 0 | 10 | 5.5449
Riverland Solar Thermal (8hrs Storage) | Solar Thermal (8hrs Storage) | Solar | SA | Riverland | SA Low | #N/A | #N/A | 0 | 0 | 0 | 0 | 0 | 0 | 5310.6508 | 109.8822 | 6 | 25 | 40 | 87.2135 | 5.5449 | 0 | 0 | 0 | 10 | 5.5449
Mid-North SA Solar Thermal (8hrs Storage) | Solar Thermal (8hrs Storage) | Solar | SA | Mid-North SA | SA Low | #N/A | #N/A | 0 | 0 | 0 | 0 | 0 | 0 | 5310.6508 | 96.7393 | 6 | 25 | 40 | 87.2135 | 5.5449 | 0 | 0 | 0 | 10 | 5.5449
Yorke Peninsula Solar Thermal (8hrs Storage) | Solar Thermal (8hrs Storage) | Solar | SA | Yorke Peninsula | SA Low | #N/A | #N/A | 0 | 0 | 0 | 0 | 0 | 0 | 5310.6508 | 96.7393 | 6 | 25 | 40 | 87.2135 | 5.5449 | 0 | 0 | 0 | 10 | 5.5449
Northern SA Solar Thermal (8hrs Storage) | Solar Thermal (8hrs Storage) | Solar | SA | Northern SA | SA Medium | #N/A | #N/A | 0 | 0 | 0 | 0 | 0 | 0 | 5618.4604 | 96.7393 | 6 | 25 | 40 | 97.5755 | 6.2037 | 0 | 0 | 0 | 10 | 6.2037
Leigh Creek Solar Thermal (8hrs Storage) | Solar Thermal (8hrs Storage) | Solar | SA | Leigh Creek | SA Medium | #N/A | #N/A | 0 | 0 | 0 | 0 | 0 | 0 | 5618.4604 | 109.8822 | 6 | 25 | 40 | 97.5755 | 6.2037 | 0 | 0 | 0 | 10 | 6.2037
Roxby Downs Solar Thermal (8hrs Storage) | Solar Thermal (8hrs Storage) | Solar | SA | Roxby Downs | SA Medium | #N/A | #N/A | 0 | 0 | 0 | 0 | 0 | 0 | 5618.4604 | 109.8822 | 6 | 25 | 40 | 97.5755 | 6.2037 | 0 | 0 | 0 | 10 | 6.2037
Eastern Eyre Peninsula Solar Thermal (8hrs Storage) | Solar Thermal (8hrs Storage) | Solar | SA | Eastern Eyre Peninsula | SA Medium | #N/A | #N/A | 0 | 0 | 0 | 0 | 0 | 0 | 5618.4604 | 109.8822 | 6 | 25 | 40 | 97.5755 | 6.2037 | 0 | 0 | 0 | 10 | 6.2037
Western Eyre Peninsula Solar Thermal (8hrs Storage) | Solar Thermal (8hrs Storage) | Solar | SA | Western Eyre Peninsula | SA Medium | #N/A | #N/A | 0 | 0 | 0 | 0 | 0 | 0 | 5618.4604 | 109.8822 | 6 | 25 | 40 | 97.5755 | 6.2037 | 0 | 0 | 0 | 10 | 6.2037
North East Tasmania Solar Thermal (8hrs Storage) | Solar Thermal (8hrs Storage) | Solar | TAS | North East Tasmania | TAS Low | #N/A | #N/A | 0 | 0 | 0 | 0 | 0 | 0 | 5339.5611 | 98.7602 | 6 | 25 | 40 | 90.6675 | 5.7645 | 0 | 0 | 0 | 10 | 5.7645
North West Tasmania Solar Thermal (8hrs Storage) | Solar Thermal (8hrs Storage) | Solar | TAS | North West Tasmania | TAS Medium | #N/A | #N/A | 0 | 0 | 0 | 0 | 0 | 0 | 5624.2425 | 98.7602 | 6 | 25 | 40 | 98.439 | 6.2586 | 0 | 0 | 0 | 10 | 6.2586
Tasmania Midlands Solar Thermal (8hrs Storage) | Solar Thermal (8hrs Storage) | Solar | TAS | Tasmania Midlands | TAS Low | #N/A | #N/A | 0 | 0 | 0 | 0 | 0 | 0 | 5339.5611 | 98.7602 | 6 | 25 | 40 | 90.6675 | 5.7645 | 0 | 0 | 0 | 10 | 5.7645
VIC Battery storage (2hrs storage) | Battery storage (2hrs storage) | NA | VIC | VIC | VIC Low | 100 | 100 | 1.5 | 3 | 48 | 96 | 0 | 0 | 1265.8478 | 10 | 2 | 10 | 15 | 8.13 | 0 | 0 | 0 | 0 | 0 | 0
QLD Battery Storage (2hrs storage) | Battery Storage (2hrs storage) | NA | QLD | QLD | QLD low | 100 | 100 | 1.5 | 3 | 48 | 96 | 0 | 0 | 1295.4088 | 10 | 2 | 10 | 15 | 8.6991 | 0 | 0 | 0 | 0 | 0 | 0
NSW Battery Storage (2hrs storage) | Battery Storage (2hrs storage) | NA | NSW | NSW | NSW low | 100 | 100 | 1.5 | 3 | 48 | 96 | 0 | 0 | 1319.0576 | 10 | 2 | 10 | 15 | 9.1869 | 0 | 0 | 0 | 0 | 0 | 0
SA Battery Storage (2hrs storage) | Battery Storage (2hrs storage) | NA | SA | SA | SA low | 100 | 100 | 1.5 | 3 | 48 | 96 | 0 | 0 | 1271.76 | 10 | 2 | 10 | 15 | 8.2113 | 0 | 0 | 0 | 0 | 0 | 0
TAS Battery Storage (2hrs storage) | Battery Storage (2hrs storage) | NA | TAS | TAS | TAS low | 100 | 100 | 1.5 | 3 | 48 | 96 | 0 | 0 | 1286.5405 | 10 | 2 | 10 | 15 | 8.5365 | 0 | 0 | 0 | 0 | 0 | 0
VIC Battery Storage (4hrs storage) | Battery Storage (4hrs storage) | NA | VIC | VIC | VIC Low | 100 | 100 | 1.5 | 3 | 48 | 96 | 0 | 0 | 1807.5801 | 10 | 2 | 10 | 15 | 8.13 | 0 | 0 | 0 | 0 | 0 | 0
QLD Battery Storage (4hrs storage) | Battery Storage (4hrs storage) | NA | QLD | QLD | QLD low | 100 | 100 | 1.5 | 3 | 48 | 96 | 0 | 0 | 1849.792 | 10 | 2 | 10 | 15 | 8.6991 | 0 | 0 | 0 | 0 | 0 | 0
NSW Battery Storage (4hrs storage) | Battery Storage (4hrs storage) | NA | NSW | NSW | NSW low | 100 | 100 | 1.5 | 3 | 48 | 96 | 0 | 0 | 1883.5616 | 10 | 2 | 10 | 15 | 9.1869 | 0 | 0 | 0 | 0 | 0 | 0
SA Battery Storage (4hrs storage) | Battery Storage (4hrs storage) | NA | SA | SA | SA low | 100 | 100 | 1.5 | 3 | 48 | 96 | 0 | 0 | 1816.0225 | 10 | 2 | 10 | 15 | 8.2113 | 0 | 0 | 0 | 0 | 0 | 0
TAS Battery Storage (4hrs storage) | Battery Storage (4hrs storage) | NA | TAS | TAS | TAS low | 100 | 100 | 1.5 | 3 | 48 | 96 | 0 | 0 | 1837.1285 | 10 | 2 | 10 | 15 | 8.5365 | 0 | 0 | 0 | 0 | 0 | 0
Far North QLD Wind | Wind | Wind | QLD | Far North QLD | QLD Low | #N/A | #N/A | 0 | 0 | 0 | 0 | 0 | 0 | 1856.3221 | 96.7393 | 2 | 25 | 30 | 39.1513 | 2.8997 | 0 | 0 | 0 | 2 | 2.8997
North Qld Clean Energy Hub Wind | Wind | Wind | QLD | North Qld Clean Energy Hub | QLD Low | #N/A | #N/A | 0 | 0 | 0 | 0 | 0 | 0 | 1856.3221 | 109.8822 | 2 | 25 | 30 | 39.1513 | 2.8997 | 0 | 0 | 0 | 2 | 2.8997
Northern Qld Wind | Wind | Wind | QLD | Northern Qld | QLD Low | #N/A | #N/A | 0 | 0 | 0 | 0 | 0 | 0 | 1856.3221 | 96.7393 | 2 | 25 | 30 | 39.1513 | 2.8997 | 0 | 0 | 0 | 2 | 2.8997
Isaac Wind | Wind | Wind | QLD | Isaac | QLD Low | #N/A | #N/A | 0 | 0 | 0 | 0 | 0 | 0 | 1856.3221 | 96.7393 | 2 | 25 | 30 | 39.1513 | 2.8997 | 0 | 0 | 0 | 2 | 2.8997
Barcaldine Wind | Wind | Wind | QLD | Barcaldine | QLD Medium | #N/A | #N/A | 0 | 0 | 0 | 0 | 0 | 0 | 1976.5411 | 109.8822 | 2 | 25 | 30 | 43.908 | 3.252 | 0 | 0 | 0 | 2 | 3.252
Fitzroy Wind | Wind | Wind | QLD | Fitzroy | QLD Low | #N/A | #N/A | 0 | 0 | 0 | 0 | 0 | 0 | 1856.3221 | 96.7393 | 2 | 25 | 30 | 39.1513 | 2.8997 | 0 | 0 | 0 | 2 | 2.8997
Wide Bay Wind | Wind | Wind | QLD | Wide Bay | QLD Low | #N/A | #N/A | 0 | 0 | 0 | 0 | 0 | 0 | 1856.3221 | 96.7393 | 2 | 25 | 30 | 39.1513 | 2.8997 | 0 | 0 | 0 | 2 | 2.8997
Darling Downs Wind | Wind | Wind | QLD | Darling Downs | QLD Low | #N/A | #N/A | 0 | 0 | 0 | 0 | 0 | 0 | 1856.3221 | 96.7393 | 2 | 25 | 30 | 39.1513 | 2.8997 | 0 | 0 | 0 | 2 | 2.8997
North West NSW Wind | Wind | Wind | NSW | North West NSW | NSW Medium | #N/A | #N/A | 0 | 0 | 0 | 0 | 0 | 0 | 1984.4968 | 84.4017 | 2 | 25 | 30 | 44.6398 | 3.3062 | 0 | 0 | 0 | 2 | 3.3062
New England Wind | Wind | Wind | NSW | New England | NSW Low | #N/A | #N/A | 0 | 0 | 0 | 0 | 0 | 0 | 1877.5372 | 84.4017 | 2 | 25 | 30 | 41.3467 | 3.0623 | 0 | 0 | 0 | 2 | 3.0623
Central West NSW Wind | Wind | Wind | NSW | Central West NSW | NSW Medium | #N/A | #N/A | 0 | 0 | 0 | 0 | 0 | 0 | 1984.4968 | 84.4017 | 2 | 25 | 30 | 44.6398 | 3.3062 | 0 | 0 | 0 | 2 | 3.3062
Southern NSW Tablelands Wind | Wind | Wind | NSW | Southern NSW Tablelands | NSW Low | #N/A | #N/A | 0 | 0 | 0 | 0 | 0 | 0 | 1877.5372 | 74.5444 | 2 | 25 | 30 | 41.3467 | 3.0623 | 0 | 0 | 0 | 2 | 3.0623
Broken Hill Wind | Wind | Wind | NSW | Broken Hill | NSW High | #N/A | #N/A | 0 | 0 | 0 | 0 | 0 | 0 | 2091.4563 | 106.646 | 2 | 25 | 30 | 48.2988 | 3.5772 | 0 | 0 | 0 | 2 | 3.5772
South West NSW Wind | Wind | Wind | NSW | South West NSW | NSW High | #N/A | #N/A | 0 | 0 | 0 | 0 | 0 | 0 | 2091.4563 | 84.4017 | 2 | 25 | 30 | 48.2988 | 3.5772 | 0 | 0 | 0 | 2 | 3.5772
Wagga Wagga Wind | Wind | Wind | NSW | Wagga Wagga | NSW Medium | #N/A | #N/A | 0 | 0 | 0 | 0 | 0 | 0 | 1984.4968 | 84.4017 | 2 | 25 | 30 | 44.6398 | 3.3062 | 0 | 0 | 0 | 2 | 3.3062
Tumut Wind | Wind | Wind | NSW | Tumut | NSW Medium | #N/A | #N/A | 0 | 0 | 0 | 0 | 0 | 0 | 1984.4968 | 74.5444 | 2 | 25 | 30 | 44.6398 | 3.3062 | 0 | 0 | 0 | 2 | 3.3062
Cooma-Monaro Wind | Wind | Wind | NSW | Cooma-Monaro | NSW Medium | #N/A | #N/A | 0 | 0 | 0 | 0 | 0 | 0 | 1984.4968 | 74.5444 | 2 | 25 | 30 | 44.6398 | 3.3062 | 0 | 0 | 0 | 2 | 3.3062
Ovens Murray Wind | Wind | Wind | VIC | Ovens Murray | VIC Medium | #N/A | #N/A | 0 | 0 | 0 | 0 | 0 | 0 | 1882.841 | 98.7602 | 2 | 25 | 30 | 37.6877 | 2.7913 | 0 | 0 | 0 | 2 | 2.7913
Murray River Wind | Wind | Wind | VIC | Murray River | VIC High | #N/A | #N/A | 0 | 0 | 0 | 0 | 0 | 0 | 1918.1995 | 98.7602 | 2 | 25 | 30 | 38.4195 | 2.8455 | 0 | 0 | 0 | 2 | 2.8455
Western Victoria Wind | Wind | Wind | VIC | Western Victoria | VIC Medium | #N/A | #N/A | 0 | 0 | 0 | 0 | 0 | 0 | 1882.841 | 98.7602 | 2 | 25 | 30 | 37.6877 | 2.7913 | 0 | 0 | 0 | 2 | 2.7913
South West Victoria Wind | Wind | Wind | VIC | South West Victoria | VIC Medium | #N/A | #N/A | 0 | 0 | 0 | 0 | 0 | 0 | 1882.841 | 70.5507 | 2 | 25 | 30 | 37.6877 | 2.7913 | 0 | 0 | 0 | 2 | 2.7913
Gippsland Wind | Wind | Wind | VIC | Gippsland | VIC Low | #N/A | #N/A | 0 | 0 | 0 | 0 | 0 | 0 | 1829.8032 | 106.646 | 2 | 25 | 30 | 36.59 | 2.71 | 0 | 0 | 0 | 2 | 2.71
Central North Vic Wind | Wind | Wind | VIC | Central North Vic | VIC Medium | #N/A | #N/A | 0 | 0 | 0 | 0 | 0 | 0 | 1882.841 | 98.7602 | 2 | 25 | 30 | 37.6877 | 2.7913 | 0 | 0 | 0 | 2 | 2.7913
South East SA Wind | Wind | Wind | SA | South East SA | SA Low | #N/A | #N/A | 0 | 0 | 0 | 0 | 0 | 0 | 1835.107 | 109.8822 | 2 | 25 | 30 | 36.9559 | 2.7371 | 0 | 0 | 0 | 2 | 2.7371
Riverland Wind | Wind | Wind | SA | Riverland | SA Low | #N/A | #N/A | 0 | 0 | 0 | 0 | 0 | 0 | 1835.107 | 109.8822 | 2 | 25 | 30 | 36.9559 | 2.7371 | 0 | 0 | 0 | 2 | 2.7371
Mid-North SA Wind | Wind | Wind | SA | Mid-North SA | SA Low | #N/A | #N/A | 0 | 0 | 0 | 0 | 0 | 0 | 1835.107 | 96.7393 | 2 | 25 | 30 | 36.9559 | 2.7371 | 0 | 0 | 0 | 2 | 2.7371
Yorke Peninsula Wind | Wind | Wind | SA | Yorke Peninsula | SA Low | #N/A | #N/A | 0 | 0 | 0 | 0 | 0 | 0 | 1835.107 | 96.7393 | 2 | 25 | 30 | 36.9559 | 2.7371 | 0 | 0 | 0 | 2 | 2.7371
Northern SA Wind | Wind | Wind | SA | Northern SA | SA Medium | #N/A | #N/A | 0 | 0 | 0 | 0 | 0 | 0 | 1950.0222 | 96.7393 | 2 | 25 | 30 | 41.3467 | 3.0623 | 0 | 0 | 0 | 2 | 3.0623
Leigh Creek Wind | Wind | Wind | SA | Leigh Creek | SA Medium | #N/A | #N/A | 0 | 0 | 0 | 0 | 0 | 0 | 1950.0222 | 109.8822 | 2 | 25 | 30 | 41.3467 | 3.0623 | 0 | 0 | 0 | 2 | 3.0623
Roxby Downs Wind | Wind | Wind | SA | Roxby Downs | SA Medium | #N/A | #N/A | 0 | 0 | 0 | 0 | 0 | 0 | 1950.0222 | 109.8822 | 2 | 25 | 30 | 41.3467 | 3.0623 | 0 | 0 | 0 | 2 | 3.0623
Eastern Eyre Peninsula Wind | Wind | Wind | SA | Eastern Eyre Peninsula | SA Medium | #N/A | #N/A | 0 | 0 | 0 | 0 | 0 | 0 | 1950.0222 | 109.8822 | 2 | 25 | 30 | 41.3467 | 3.0623 | 0 | 0 | 0 | 2 | 3.0623
Western Eyre Peninsula Wind | Wind | Wind | SA | Western Eyre Peninsula | SA Medium | #N/A | #N/A | 0 | 0 | 0 | 0 | 0 | 0 | 1950.0222 | 109.8822 | 2 | 25 | 30 | 41.3467 | 3.0623 | 0 | 0 | 0 | 2 | 3.0623
North East Tasmania Wind | Wind | Wind | TAS | North East Tasmania | TAS Low | #N/A | #N/A | 0 | 0 | 0 | 0 | 0 | 0 | 1848.3665 | 98.7602 | 2 | 25 | 30 | 38.4195 | 2.8455 | 0 | 0 | 0 | 2 | 2.8455
North West Tasmania Wind | Wind | Wind | TAS | North West Tasmania | TAS Medium | #N/A | #N/A | 0 | 0 | 0 | 0 | 0 | 0 | 1952.6741 | 98.7602 | 2 | 25 | 30 | 41.7126 | 3.0894 | 0 | 0 | 0 | 2 | 3.0894
Tasmania Midlands Wind | Wind | Wind | TAS | Tasmania Midlands | TAS Low | #N/A | #N/A | 0 | 0 | 0 | 0 | 0 | 0 | 1848.3665 | 98.7602 | 2 | 25 | 30 | 38.4195 | 2.8455 | 0 | 0 | 0 | 2 | 2.8455
Gippsland Wind - offshore | Wind - offshore | Wind | VIC | Gippsland | VIC Low | #N/A | #N/A | 0 | 0 | 0 | 0 | 0 | 0 | 4403.6335 | $0 (note 1) | 4 | 25 | 30 | 109.78 | 0 | 0 | 0 | 0 | 2 | 0
VIC Pumped Hydro (6hrs storage) | Pumped Hydro (6hrs storage) | Water | VIC | VIC | VIC | 100 | 100 | 1 | 0 | 0 | 0 | 0 | 0 | 1544.2124 | 0 | 6 | 30 | 50 | 16.25 | 0 | 0 | 0 | 0 | 1 | 0
QLD Pumped Hydro (6hrs storage) | Pumped Hydro (6hrs storage) | Water | QLD | QLD | QLD | 100 | 100 | 1 | 0 | 0 | 0 | 0 | 0 | 1544.2124 | 0 | 6 | 30 | 50 | 17.3875 | 0 | 0 | 0 | 0 | 1 | 0
NSW Pumped Hydro (6hrs storage) | Pumped Hydro (6hrs storage) | Water | NSW | NSW | NSW | 100 | 100 | 1 | 0 | 0 | 0 | 0 | 0 | 1592.8078 | 0 | 6 | 30 | 50 | 18.3625 | 0 | 0 | 0 | 0 | 1 | 0
SA Pumped Hydro (6hrs storage) | Pumped Hydro (6hrs storage) | Water | SA | SA | SA | 100 | 100 | 1 | 0 | 0 | 0 | 0 | 0 | 1947.928 | 0 | 6 | 30 | 50 | 16.4125 | 0 | 0 | 0 | 0 | 1 | 0
TAS Pumped Hydro (6hrs storage) | Pumped Hydro (6hrs storage) | Water | TAS | TAS | TAS | 100 | 100 | 1 | 0 | 0 | 0 | 0 | 0 | 1170.7754 | 0 | 6 | 30 | 50 | 17.0625 | 0 | 0 | 0 | 0 | 1 | 0
VIC Pumped Hydro (12hrs storage) | Pumped Hydro (12hrs storage) | Water | VIC | VIC | VIC | 100 | 100 | 1 | 0 | 0 | 0 | 0 | 0 | 1765.685 | 0 | 6 | 30 | 50 | 16.25 | 0 | 0 | 0 | 0 | 1 | 0
QLD Pumped Hydro (12hrs storage) | Pumped Hydro (12hrs storage) | Water | QLD | QLD | QLD | 100 | 100 | 1 | 0 | 0 | 0 | 0 | 0 | 1846.402 | 0 | 6 | 30 | 50 | 17.3875 | 0 | 0 | 0 | 0 | 1 | 0
NSW Pumped Hydro (12hrs storage) | Pumped Hydro (12hrs storage) | Water | NSW | NSW | NSW | 100 | 100 | 1 | 0 | 0 | 0 | 0 | 0 | 1821.4747 | 0 | 6 | 30 | 50 | 18.3625 | 0 | 0 | 0 | 0 | 1 | 0
SA Pumped Hydro (12hrs storage) | Pumped Hydro (12hrs storage) | Water | SA | SA | SA | 100 | 100 | 1 | 0 | 0 | 0 | 0 | 0 | 2663.6619 | 0 | 6 | 30 | 50 | 16.4125 | 0 | 0 | 0 | 0 | 1 | 0
TAS Pumped Hydro (12hrs storage) | Pumped Hydro (12hrs storage) | Water | TAS | TAS | TAS | 100 | 100 | 1 | 0 | 0 | 0 | 0 | 0 | 1291.4724 | 0 | 6 | 30 | 50 | 17.0625 | 0 | 0 | 0 | 0 | 1 | 0
VIC Pumped Hydro (24hrs storage) | Pumped Hydro (24hrs storage) | Water | VIC | VIC | VIC | 100 | 100 | 1 | 0 | 0 | 0 | 0 | 0 | 2270.6018 | 0 | 6 | 30 | 50 | 16.25 | 0 | 0 | 0 | 0 | 1 | 0
QLD Pumped Hydro (24hrs storage) | Pumped Hydro (24hrs storage) | Water | QLD | QLD | QLD | 100 | 100 | 1 | 0 | 0 | 0 | 0 | 0 | 2102.7149 | 0 | 6 | 30 | 50 | 17.3875 | 0 | 0 | 0 | 0 | 1 | 0
NSW Pumped Hydro (24hrs storage) | Pumped Hydro (24hrs storage) | Water | NSW | NSW | NSW | 100 | 100 | 1 | 0 | 0 | 0 | 0 | 0 | 2138.0659 | 0 | 6 | 30 | 50 | 18.3625 | 0 | 0 | 0 | 0 | 1 | 0
SA Pumped Hydro (24hrs storage) | Pumped Hydro (24hrs storage) | Water | SA | SA | SA | 100 | 100 | 1 | 0 | 0 | 0 | 0 | 0 | 3784.3363 | 0 | 6 | 30 | 50 | 16.4125 | 0 | 0 | 0 | 0 | 1 | 0
TAS Pumped Hydro (24hrs storage) | Pumped Hydro (24hrs storage) | Water | TAS | TAS | TAS | 100 | 100 | 1 | 0 | 0 | 0 | 0 | 0 | 1402.7273 | 0 | 6 | 30 | 50 | 17.0625 | 0 | 0 | 0 | 0 | 1 | 0
VIC Pumped Hydro (48hrs storage) | Pumped Hydro (48hrs storage) | Water | VIC | VIC | VIC | 100 | 100 | 1 | 0 | 0 | 0 | 0 | 0 | 3410.4743 | 0 | 6 | 30 | 50 | 16.25 | 0 | 0 | 0 | 0 | 1 | 0
QLD Pumped Hydro (48hrs storage) | Pumped Hydro (48hrs storage) | Water | QLD | QLD | QLD | 100 | 100 | 1 | 0 | 0 | 0 | 0 | 0 | 2970.5433 | 0 | 6 | 30 | 50 | 17.3875 | 0 | 0 | 0 | 0 | 1 | 0
NSW Pumped Hydro (48hrs storage) | Pumped Hydro (48hrs storage) | Water | NSW | NSW | NSW | 100 | 100 | 1 | 0 | 0 | 0 | 0 | 0 | 2534.8726 | 0 | 6 | 30 | 50 | 18.3625 | 0 | 0 | 0 | 0 | 1 | 0
SA Pumped Hydro (48hrs storage) | Pumped Hydro (48hrs storage) | Water | SA | SA | SA | 100 | 100 | 1 | 0 | 0 | 0 | 0 | 0 | 0 | 0 | 6 | 30 | 50 | 16.4125 | 0 | 0 | 0 | 0 | 1 | 0
TAS Pumped Hydro (48hrs storage) | Pumped Hydro (48hrs storage) | Water | TAS | TAS | TAS | 100 | 100 | 1 | 0 | 0 | 0 | 0 | 0 | 1584.1552 | 0 | 6 | 30 | 50 | 17.0625 | 0 | 0 | 0 | 0 | 1 | 0
Battery of the Nation | Pumped Hydro (24hrs storage) | Water | TAS | TAS | TAS | 100 | 100 | 1 | 0 | 0 | 0 | 0 | 0 | Determined in Sensitivity Analysis | Determined in Sensitivity Analysis | 6 | 30 | 50 | 17.0625 | 0 | 0 | 0 | 0 | 1 | 0
Note on P12: Toggle input through the drop down menu.
Note on X12: Input Toggle on the Fuel Price Summary Page B7
Note on P13: Toggle input through the drop down menu.
Note on X13: Toggle input through the drop down menu.

## Fuel Price Summary
Go to Assumptions Summary
Fuel Price ($/GJ)
Fuel Prices for Existing, Committed and New Entrant Generators for the selected scenario.
Scenario Choice:
Slow
Existing generators
Generator | Region | Cost Scenario | 2019-20 | 2020-21 | 2021-22 | 2022-23 | 2023-24 | 2024-25 | 2025-26 | 2026-27 | 2027-28 | 2028-29 | 2029-30 | 2030-31 | 2031-32 | 2032-33 | 2033-34 | 2034-35 | 2035-36 | 2036-37 | 2037-38 | 2038-39 | 2039-40 | 2040-41 | 2041-42 | 2042-43 | 2043-44 | 2044-45 | 2045-46 | 2046-47 | 2047-48 | 2048-49 | 2049-50
Bayswater | NSW | Slow | 1.6 | 1.58 | 1.54 | 1.58 | 1.65 | 1.58 | 1.48 | 1.53 | 1.86 | 2.15 | 2.13 | 2.15 | 2.2 | 2.23 | 2.26 | 2.29 | 2.3 | 2.28 | 2.27 | 2.26 | 2.24 | 2.23 | 2.23 | 2.23 | 2.23 | 2.23 | 2.23 | 2.23 | 2.23 | 2.23 | 2.23
Eraring | NSW | Slow | 3.93 | 3.67 | 3.39 | 3.28 | 3.29 | 3.35 | 3.43 | 3.52 | 3.52 | 3.44 | 3.35 | 3.33 | 3.52 | 3.73 | 3.78 | 3.8 | 3.79 | 3.76 | 3.75 | 3.74 | 3.71 | 3.69 | 3.69 | 3.69 | 3.69 | 3.69 | 3.69 | 3.69 | 3.69 | 3.69 | 3.69
Liddell | NSW | Slow | 1.6 | 1.58 | 1.54 | 1.58 | 1.65 | 1.58 | 1.48 | 1.53 | 1.86 | 2.15 | 2.13 | 2.15 | 2.2 | 2.23 | 2.26 | 2.29 | 2.3 | 2.28 | 2.27 | 2.26 | 2.24 | 2.23 | 2.23 | 2.23 | 2.23 | 2.23 | 2.23 | 2.23 | 2.23 | 2.23 | 2.23
Mt Piper | NSW | Slow | 3.93 | 3.67 | 3.39 | 3.28 | 3.29 | 3.35 | 3.43 | 3.52 | 3.52 | 3.44 | 3.35 | 3.33 | 3.52 | 3.73 | 3.78 | 3.8 | 3.79 | 3.76 | 3.75 | 3.74 | 3.71 | 3.71 | 3.71 | 3.71 | 3.71 | 3.71 | 3.71 | 3.71 | 3.71 | 3.71 | 3.71
Vales Point B | NSW | Slow | 3.51 | 3.21 | 3.06 | 3.01 | 3.03 | 3.05 | 3.07 | 3.11 | 3.11 | 3.07 | 3.03 | 3.02 | 3.11 | 3.21 | 3.23 | 3.24 | 3.24 | 3.22 | 3.22 | 3.21 | 3.2 | 3.19 | 3.19 | 3.19 | 3.19 | 3.19 | 3.19 | 3.19 | 3.19 | 3.19 | 3.19
Callide B | QLD | Slow | 2.2 | 2.15 | 2.09 | 2.04 | 2.01 | 1.99 | 1.99 | 1.99 | 1.98 | 1.97 | 1.96 | 1.96 | 1.97 | 1.98 | 1.97 | 1.94 | 1.92 | 1.91 | 1.9 | 1.89 | 1.88 | 1.88 | 1.88 | 1.88 | 1.88 | 1.88 | 1.88 | 1.88 | 1.88 | 1.88 | 1.88
Callide C | QLD | Slow | 2.2 | 2.15 | 2.09 | 2.04 | 2.01 | 1.99 | 1.99 | 1.99 | 1.98 | 1.97 | 1.96 | 1.96 | 1.97 | 1.98 | 1.97 | 1.94 | 1.92 | 1.91 | 1.9 | 1.89 | 1.88 | 1.88 | 1.88 | 1.88 | 1.88 | 1.88 | 1.88 | 1.88 | 1.88 | 1.88 | 1.88
Gladstone | QLD | Slow | 2.56 | 2.37 | 2.19 | 2.05 | 1.97 | 1.97 | 1.94 | 1.9 | 1.9 | 1.87 | 1.99 | 2.16 | 2.17 | 2.19 | 2.22 | 2.25 | 2.26 | 2.24 | 2.23 | 2.23 | 2.21 | 2.19 | 2.19 | 2.19 | 2.19 | 2.19 | 2.19 | 2.19 | 2.19 | 2.19 | 2.19
Kogan Creek | QLD | Slow | 1.37 | 1.39 | 1.4 | 1.4 | 1.4 | 1.4 | 1.4 | 1.4 | 1.4 | 1.4 | 1.4 | 1.4 | 1.4 | 1.4 | 1.4 | 1.4 | 1.4 | 1.4 | 1.4 | 1.4 | 1.4 | 1.4 | 1.4 | 1.4 | 1.4 | 1.4 | 1.4 | 1.4 | 1.4 | 1.4 | 1.4
Millmerran | QLD | Slow | 1.18 | 1.22 | 1.24 | 1.25 | 1.25 | 1.25 | 1.25 | 1.25 | 1.25 | 1.25 | 1.25 | 1.25 | 1.25 | 1.25 | 1.25 | 1.25 | 1.25 | 1.25 | 1.25 | 1.25 | 1.25 | 1.25 | 1.25 | 1.25 | 1.25 | 1.25 | 1.25 | 1.25 | 1.25 | 1.25 | 1.25
Stanwell | QLD | Slow | 2.51 | 2.5 | 2.47 | 2.47 | 2.47 | 2.47 | 2.47 | 2.43 | 2.23 | 2.04 | 2 | 2.01 | 2.03 | 2.06 | 2.09 | 2.12 | 2.13 | 2.11 | 2.1 | 2.1 | 2.08 | 2.07 | 2.07 | 2.07 | 2.07 | 2.07 | 2.07 | 2.07 | 2.07 | 2.07 | 2.07
Tarong | QLD | Slow | 2.36 | 2.42 | 2.46 | 2.48 | 2.48 | 2.48 | 2.48 | 2.48 | 2.48 | 2.48 | 2.48 | 2.48 | 2.48 | 2.48 | 2.48 | 2.48 | 2.48 | 2.48 | 2.48 | 2.48 | 2.48 | 2.48 | 2.48 | 2.48 | 2.48 | 2.48 | 2.48 | 2.48 | 2.48 | 2.48 | 2.48
Tarong North | QLD | Slow | 2.36 | 2.42 | 2.46 | 2.48 | 2.48 | 2.48 | 2.48 | 2.48 | 2.48 | 2.48 | 2.48 | 2.48 | 2.48 | 2.48 | 2.48 | 2.48 | 2.48 | 2.48 | 2.48 | 2.48 | 2.48 | 2.48 | 2.48 | 2.48 | 2.48 | 2.48 | 2.48 | 2.48 | 2.48 | 2.48 | 2.48
Loy Yang A Power Station | VIC | Slow | 0.64 | 0.64 | 0.64 | 0.64 | 0.64 | 0.64 | 0.64 | 0.64 | 0.64 | 0.64 | 0.64 | 0.64 | 0.64 | 0.64 | 0.64 | 0.64 | 0.64 | 0.64 | 0.64 | 0.64 | 0.64 | 0.64 | 0.64 | 0.64 | 0.64 | 0.64 | 0.64 | 0.64 | 0.64 | 0.64 | 0.64
Loy Yang B | VIC | Slow | 0.64 | 0.64 | 0.64 | 0.64 | 0.64 | 0.64 | 0.64 | 0.64 | 0.64 | 0.64 | 0.64 | 0.64 | 0.64 | 0.64 | 0.64 | 0.64 | 0.64 | 0.64 | 0.64 | 0.64 | 0.64 | 0.64 | 0.64 | 0.64 | 0.64 | 0.64 | 0.64 | 0.64 | 0.64 | 0.64 | 0.64
Yallourn W | VIC | Slow | 0.64 | 0.64 | 0.64 | 0.64 | 0.64 | 0.64 | 0.64 | 0.64 | 0.64 | 0.64 | 0.64 | 0.64 | 0.64 | 0.64 | 0.64 | 0.64 | 0.64 | 0.64 | 0.64 | 0.64 | 0.64 | 0.64 | 0.64 | 0.64 | 0.64 | 0.64 | 0.64 | 0.64 | 0.64 | 0.64 | 0.64
Colongra | NSW | Slow | 9.4119 | 9.2488 | 9.2488 | 9.2488 | 9.5051 | 9.7615 | 9.7615 | 9.7615 | 9.7615 | 9.7615 | 9.7615 | 9.7615 | 9.7615 | 9.7615 | 9.7615 | 9.7615 | 9.7615 | 9.7615 | 9.7615 | 9.7615 | 9.7615 | 9.7615 | 9.7615 | 9.7615 | 9.7615 | 9.7615 | 9.7615 | 9.7615 | 9.7615 | 9.7615 | 9.7615
Smithfield Energy Facility | NSW | Slow | 9.4119 | 9.2488 | 9.2488 | 9.2488 | 9.5051 | 9.7615 | 9.7615 | 9.7615 | 9.7615 | 9.7615 | 9.7615 | 9.7615 | 9.7615 | 9.7615 | 9.7615 | 9.7615 | 9.7615 | 9.7615 | 9.7615 | 9.7615 | 9.7615 | 9.7615 | 9.7615 | 9.7615 | 9.7615 | 9.7615 | 9.7615 | 9.7615 | 9.7615 | 9.7615 | 9.7615
Tallawarra | NSW | Slow | 8.8992 | 8.7361 | 8.7361 | 8.7361 | 8.9925 | 9.2488 | 9.2488 | 9.2488 | 9.2488 | 9.2488 | 9.2488 | 9.2488 | 9.2488 | 9.2488 | 9.2488 | 9.2488 | 9.2488 | 9.2488 | 9.2488 | 9.2488 | 9.2488 | 9.2488 | 9.2488 | 9.2488 | 9.2488 | 9.2488 | 9.2488 | 9.2488 | 9.2488 | 9.2488 | 9.2488
Uranquinty | NSW | Slow | 7.1776 | 7.1776 | 7.1776 | 7.1776 | 7.1776 | 7.1776 | 7.1776 | 7.1776 | 7.1776 | 7.1776 | 7.1776 | 7.1776 | 7.1776 | 7.1776 | 7.1776 | 7.1776 | 7.1776 | 7.1776 | 7.1776 | 7.1776 | 7.1776 | 7.1776 | 7.1776 | 7.1776 | 7.1776 | 7.1776 | 7.1776 | 7.1776 | 7.1776 | 7.1776 | 7.1776
Barcaldine Power Station | QLD | Slow | 8.0687 | 7.9056 | 7.9056 | 7.9056 | 8.1619 | 8.4183 | 8.4183 | 8.4183 | 8.4183 | 8.4183 | 8.4183 | 8.4183 | 8.4183 | 8.4183 | 8.4183 | 8.4183 | 8.4183 | 8.4183 | 8.4183 | 8.4183 | 8.4183 | 8.4183 | 8.4183 | 8.4183 | 8.4183 | 8.4183 | 8.4183 | 8.4183 | 8.4183 | 8.4183 | 8.4183
Braemar | QLD | Slow | 8.0687 | 7.9056 | 7.9056 | 7.9056 | 8.1619 | 8.4183 | 8.4183 | 8.4183 | 8.4183 | 8.4183 | 8.4183 | 8.4183 | 8.4183 | 8.4183 | 8.4183 | 8.4183 | 8.4183 | 8.4183 | 8.4183 | 8.4183 | 8.4183 | 8.4183 | 8.4183 | 8.4183 | 8.4183 | 8.4183 | 8.4183 | 8.4183 | 8.4183 | 8.4183 | 8.4183
Braemar 2 Power Station | QLD | Slow | 8.0687 | 7.9056 | 7.9056 | 7.9056 | 8.1619 | 8.4183 | 8.4183 | 8.4183 | 8.4183 | 8.4183 | 8.4183 | 8.4183 | 8.4183 | 8.4183 | 8.4183 | 8.4183 | 8.4183 | 8.4183 | 8.4183 | 8.4183 | 8.4183 | 8.4183 | 8.4183 | 8.4183 | 8.4183 | 8.4183 | 8.4183 | 8.4183 | 8.4183 | 8.4183 | 8.4183
Condamine A | QLD | Slow | 8.325 | 8.1619 | 8.1619 | 8.1619 | 8.4183 | 8.6746 | 8.6746 | 8.6746 | 8.6746 | 8.6746 | 8.6746 | 8.6746 | 8.6746 | 8.6746 | 8.6746 | 8.6746 | 8.6746 | 8.6746 | 8.6746 | 8.6746 | 8.6746 | 8.6746 | 8.6746 | 8.6746 | 8.6746 | 8.6746 | 8.6746 | 8.6746 | 8.6746 | 8.6746 | 8.6746
Darling Downs | QLD | Slow | 7.8636 | 7.7005 | 7.7005 | 7.7005 | 7.9568 | 8.2132 | 8.2132 | 8.2132 | 8.2132 | 8.2132 | 8.2132 | 8.2132 | 8.2132 | 8.2132 | 8.2132 | 8.2132 | 8.2132 | 8.2132 | 8.2132 | 8.2132 | 8.2132 | 8.2132 | 8.2132 | 8.2132 | 8.2132 | 8.2132 | 8.2132 | 8.2132 | 8.2132 | 8.2132 | 8.2132
Oakey Power Station | QLD | Slow | 8.5814 | 8.4183 | 8.4183 | 8.4183 | 8.6746 | 8.9309 | 8.9309 | 8.9309 | 8.9309 | 8.9309 | 8.9309 | 8.9309 | 8.9309 | 8.9309 | 8.9309 | 8.9309 | 8.9309 | 8.9309 | 8.9309 | 8.9309 | 8.9309 | 8.9309 | 8.9309 | 8.9309 | 8.9309 | 8.9309 | 8.9309 | 8.9309 | 8.9309 | 8.9309 | 8.9309
Roma | QLD | Slow | 8.5814 | 8.4183 | 8.4183 | 8.4183 | 8.6746 | 8.9309 | 8.9309 | 8.9309 | 8.9309 | 8.9309 | 8.9309 | 8.9309 | 8.9309 | 8.9309 | 8.9309 | 8.9309 | 8.9309 | 8.9309 | 8.9309 | 8.9309 | 8.9309 | 8.9309 | 8.9309 | 8.9309 | 8.9309 | 8.9309 | 8.9309 | 8.9309 | 8.9309 | 8.9309 | 8.9309
Swanbank E GT | QLD | Slow | 8.5814 | 8.4183 | 8.4183 | 8.4183 | 8.6746 | 8.9309 | 8.9309 | 8.9309 | 8.9309 | 8.9309 | 8.9309 | 8.9309 | 8.9309 | 8.9309 | 8.9309 | 8.9309 | 8.9309 | 8.9309 | 8.9309 | 8.9309 | 8.9309 | 8.9309 | 8.9309 | 8.9309 | 8.9309 | 8.9309 | 8.9309 | 8.9309 | 8.9309 | 8.9309 | 8.9309
Yabulu PS | QLD | Slow | 9.0838 | 8.7156 | 8.7156 | 8.7156 | 8.972 | 9.2283 | 9.2283 | 9.2283 | 9.2283 | 9.2283 | 9.2283 | 9.2283 | 9.2283 | 9.2283 | 9.2283 | 9.2283 | 9.2283 | 9.2283 | 9.2283 | 9.2283 | 9.2283 | 9.2283 | 9.2283 | 9.2283 | 9.2283 | 9.2283 | 9.2283 | 9.2283 | 9.2283 | 9.2283 | 9.2283
Yabulu Steam Turbine | QLD | Slow | 9.0838 | 8.7156 | 8.7156 | 8.7156 | 8.972 | 9.2283 | 9.2283 | 9.2283 | 9.2283 | 9.2283 | 9.2283 | 9.2283 | 9.2283 | 9.2283 | 9.2283 | 9.2283 | 9.2283 | 9.2283 | 9.2283 | 9.2283 | 9.2283 | 9.2283 | 9.2283 | 9.2283 | 9.2283 | 9.2283 | 9.2283 | 9.2283 | 9.2283 | 9.2283 | 9.2283
Yarwun Cogen | QLD | Slow | 6.1522 | 6.1522 | 6.1522 | 6.1522 | 6.1522 | 6.1522 | 6.1522 | 6.1522 | 6.1522 | 6.1522 | 6.1522 | 6.1522 | 6.1522 | 6.1522 | 6.1522 | 6.1522 | 6.1522 | 6.1522 | 6.1522 | 6.1522 | 6.1522 | 6.1522 | 6.1522 | 6.1522 | 6.1522 | 6.1522 | 6.1522 | 6.1522 | 6.1522 | 6.1522 | 6.1522
Somerton | VIC | Slow | 9.0838 | 8.7156 | 8.7156 | 8.7156 | 8.972 | 9.2283 | 9.2283 | 9.2283 | 9.2283 | 9.2283 | 9.2283 | 9.2283 | 9.2283 | 9.2283 | 9.2283 | 9.2283 | 9.2283 | 9.2283 | 9.2283 | 9.2283 | 9.2283 | 9.2283 | 9.2283 | 9.2283 | 9.2283 | 9.2283 | 9.2283 | 9.2283 | 9.2283 | 9.2283 | 9.2283
Bairnsdale | VIC | Slow | 9.0838 | 8.7156 | 8.7156 | 8.7156 | 8.972 | 9.2283 | 9.2283 | 9.2283 | 9.2283 | 9.2283 | 9.2283 | 9.2283 | 9.2283 | 9.2283 | 9.2283 | 9.2283 | 9.2283 | 9.2283 | 9.2283 | 9.2283 | 9.2283 | 9.2283 | 9.2283 | 9.2283 | 9.2283 | 9.2283 | 9.2283 | 9.2283 | 9.2283 | 9.2283 | 9.2283
Jeeralang A | VIC | Slow | 8.5711 | 8.2029 | 8.2029 | 8.2029 | 8.4593 | 8.7156 | 8.7156 | 8.7156 | 8.7156 | 8.7156 | 8.7156 | 8.7156 | 8.7156 | 8.7156 | 8.7156 | 8.7156 | 8.7156 | 8.7156 | 8.7156 | 8.7156 | 8.7156 | 8.7156 | 8.7156 | 8.7156 | 8.7156 | 8.7156 | 8.7156 | 8.7156 | 8.7156 | 8.7156 | 8.7156
Jeeralang B | VIC | Slow | 8.5711 | 8.2029 | 8.2029 | 8.2029 | 8.4593 | 8.7156 | 8.7156 | 8.7156 | 8.7156 | 8.7156 | 8.7156 | 8.7156 | 8.7156 | 8.7156 | 8.7156 | 8.7156 | 8.7156 | 8.7156 | 8.7156 | 8.7156 | 8.7156 | 8.7156 | 8.7156 | 8.7156 | 8.7156 | 8.7156 | 8.7156 | 8.7156 | 8.7156 | 8.7156 | 8.7156
Laverton North | VIC | Slow | 9.0838 | 8.7156 | 8.7156 | 8.7156 | 8.972 | 9.2283 | 9.2283 | 9.2283 | 9.2283 | 9.2283 | 9.2283 | 9.2283 | 9.2283 | 9.2283 | 9.2283 | 9.2283 | 9.2283 | 9.2283 | 9.2283 | 9.2283 | 9.2283 | 9.2283 | 9.2283 | 9.2283 | 9.2283 | 9.2283 | 9.2283 | 9.2283 | 9.2283 | 9.2283 | 9.2283
Mortlake | VIC | Slow | 8.3661 | 7.9979 | 7.9979 | 7.9979 | 8.2542 | 8.5105 | 8.5105 | 8.5105 | 8.5105 | 8.5105 | 8.5105 | 8.5105 | 8.5105 | 8.5105 | 8.5105 | 8.5105 | 8.5105 | 8.5105 | 8.5105 | 8.5105 | 8.5105 | 8.5105 | 8.5105 | 8.5105 | 8.5105 | 8.5105 | 8.5105 | 8.5105 | 8.5105 | 8.5105 | 8.5105
Newport | VIC | Slow | 9.0838 | 8.7156 | 8.7156 | 8.7156 | 8.972 | 9.2283 | 9.2283 | 9.2283 | 9.2283 | 9.2283 | 9.2283 | 9.2283 | 9.2283 | 9.2283 | 9.2283 | 9.2283 | 9.2283 | 9.2283 | 9.2283 | 9.2283 | 9.2283 | 9.2283 | 9.2283 | 9.2283 | 9.2283 | 9.2283 | 9.2283 | 9.2283 | 9.2283 | 9.2283 | 9.2283
Valley Power | VIC | Slow | 9.1556 | 8.9925 | 8.9925 | 8.9925 | 9.2488 | 9.5051 | 9.5051 | 9.5051 | 9.5051 | 9.5051 | 9.5051 | 9.5051 | 9.5051 | 9.5051 | 9.5051 | 9.5051 | 9.5051 | 9.5051 | 9.5051 | 9.5051 | 9.5051 | 9.5051 | 9.5051 | 9.5051 | 9.5051 | 9.5051 | 9.5051 | 9.5051 | 9.5051 | 9.5051 | 9.5051
Hallett GT | SA | Slow | 9.0633 | 8.9002 | 8.9002 | 8.9002 | 9.1565 | 9.4129 | 9.4129 | 9.4129 | 9.4129 | 9.4129 | 9.4129 | 9.4129 | 9.4129 | 9.4129 | 9.4129 | 9.4129 | 9.4129 | 9.4129 | 9.4129 | 9.4129 | 9.4129 | 9.4129 | 9.4129 | 9.4129 | 9.4129 | 9.4129 | 9.4129 | 9.4129 | 9.4129 | 9.4129 | 9.4129
Dry Creek GT | SA | Slow | 9.0633 | 8.9002 | 8.9002 | 8.9002 | 9.1565 | 9.4129 | 9.4129 | 9.4129 | 9.4129 | 9.4129 | 9.4129 | 9.4129 | 9.4129 | 9.4129 | 9.4129 | 9.4129 | 9.4129 | 9.4129 | 9.4129 | 9.4129 | 9.4129 | 9.4129 | 9.4129 | 9.4129 | 9.4129 | 9.4129 | 9.4129 | 9.4129 | 9.4129 | 9.4129 | 9.4129
Ladbroke Grove | SA | Slow | 9.0633 | 8.9002 | 8.9002 | 8.9002 | 9.1565 | 9.4129 | 9.4129 | 9.4129 | 9.4129 | 9.4129 | 9.4129 | 9.4129 | 9.4129 | 9.4129 | 9.4129 | 9.4129 | 9.4129 | 9.4129 | 9.4129 | 9.4129 | 9.4129 | 9.4129 | 9.4129 | 9.4129 | 9.4129 | 9.4129 | 9.4129 | 9.4129 | 9.4129 | 9.4129 | 9.4129
Mintaro GT | SA | Slow | 9.0633 | 8.9002 | 8.9002 | 8.9002 | 9.1565 | 9.4129 | 9.4129 | 9.4129 | 9.4129 | 9.4129 | 9.4129 | 9.4129 | 9.4129 | 9.4129 | 9.4129 | 9.4129 | 9.4129 | 9.4129 | 9.4129 | 9.4129 | 9.4129 | 9.4129 | 9.4129 | 9.4129 | 9.4129 | 9.4129 | 9.4129 | 9.4129 | 9.4129 | 9.4129 | 9.4129
Osborne | SA | Slow | 8.0379 | 7.8748 | 7.8748 | 7.8748 | 8.1312 | 8.3875 | 8.3875 | 8.3875 | 8.3875 | 8.3875 | 8.3875 | 8.3875 | 8.3875 | 8.3875 | 8.3875 | 8.3875 | 8.3875 | 8.3875 | 8.3875 | 8.3875 | 8.3875 | 8.3875 | 8.3875 | 8.3875 | 8.3875 | 8.3875 | 8.3875 | 8.3875 | 8.3875 | 8.3875 | 8.3875
Pelican Point | SA | Slow | 8.5506 | 8.3875 | 8.3875 | 8.3875 | 8.6438 | 8.9002 | 8.9002 | 8.9002 | 8.9002 | 8.9002 | 8.9002 | 8.9002 | 8.9002 | 8.9002 | 8.9002 | 8.9002 | 8.9002 | 8.9002 | 8.9002 | 8.9002 | 8.9002 | 8.9002 | 8.9002 | 8.9002 | 8.9002 | 8.9002 | 8.9002 | 8.9002 | 8.9002 | 8.9002 | 8.9002
Quarantine | SA | Slow | 8.807 | 8.6438 | 8.6438 | 8.6438 | 8.9002 | 9.1565 | 9.1565 | 9.1565 | 9.1565 | 9.1565 | 9.1565 | 9.1565 | 9.1565 | 9.1565 | 9.1565 | 9.1565 | 9.1565 | 9.1565 | 9.1565 | 9.1565 | 9.1565 | 9.1565 | 9.1565 | 9.1565 | 9.1565 | 9.1565 | 9.1565 | 9.1565 | 9.1565 | 9.1565 | 9.1565
Torrens Island A | SA | Slow | 9.0633 | 8.9002 | 8.9002 | 8.9002 | 9.1565 | 9.4129 | 9.4129 | 9.4129 | 9.4129 | 9.4129 | 9.4129 | 9.4129 | 9.4129 | 9.4129 | 9.4129 | 9.4129 | 9.4129 | 9.4129 | 9.4129 | 9.4129 | 9.4129 | 9.4129 | 9.4129 | 9.4129 | 9.4129 | 9.4129 | 9.4129 | 9.4129 | 9.4129 | 9.4129 | 9.4129
Torrens Island B | SA | Slow | 9.0633 | 8.9002 | 8.9002 | 8.9002 | 9.1565 | 9.4129 | 9.4129 | 9.4129 | 9.4129 | 9.4129 | 9.4129 | 9.4129 | 9.4129 | 9.4129 | 9.4129 | 9.4129 | 9.4129 | 9.4129 | 9.4129 | 9.4129 | 9.4129 | 9.4129 | 9.4129 | 9.4129 | 9.4129 | 9.4129 | 9.4129 | 9.4129 | 9.4129 | 9.4129 | 9.4129
Bell Bay Three | TAS | Slow | 9.8528 | 9.6897 | 9.6897 | 9.6897 | 9.9461 | 10.2024 | 10.2024 | 10.2024 | 10.2024 | 10.2024 | 10.2024 | 10.2024 | 10.2024 | 10.2024 | 10.2024 | 10.2024 | 10.2024 | 10.2024 | 10.2024 | 10.2024 | 10.2024 | 10.2024 | 10.2024 | 10.2024 | 10.2024 | 10.2024 | 10.2024 | 10.2024 | 10.2024 | 10.2024 | 10.2024
Tamar Valley Combined Cycle | TAS | Slow | 9.8528 | 9.6897 | 9.6897 | 9.6897 | 9.9461 | 10.2024 | 10.2024 | 10.2024 | 10.2024 | 10.2024 | 10.2024 | 10.2024 | 10.2024 | 10.2024 | 10.2024 | 10.2024 | 10.2024 | 10.2024 | 10.2024 | 10.2024 | 10.2024 | 10.2024 | 10.2024 | 10.2024 | 10.2024 | 10.2024 | 10.2024 | 10.2024 | 10.2024 | 10.2024 | 10.2024
Tamar Valley Peaking | TAS | Slow | 9.8528 | 9.6897 | 9.6897 | 9.6897 | 9.9461 | 10.2024 | 10.2024 | 10.2024 | 10.2024 | 10.2024 | 10.2024 | 10.2024 | 10.2024 | 10.2024 | 10.2024 | 10.2024 | 10.2024 | 10.2024 | 10.2024 | 10.2024 | 10.2024 | 10.2024 | 10.2024 | 10.2024 | 10.2024 | 10.2024 | 10.2024 | 10.2024 | 10.2024 | 10.2024 | 10.2024
Hunter Valley GT | NSW | Slow | 37.7079 | 37.2232 | 36.6487 | 36.072 | 35.5442 | 35.0569 | 34.6044 | 34.208 | 33.855 | 33.4994 | 33.1539 | 32.8347 | 32.5458 | 32.2825 | 32.0371 | 31.8044 | 31.5802 | 31.3632 | 31.1521 | 30.9448 | 30.7411 | 30.3515 | 29.9679 | 29.9679 | 29.9679 | 29.9679 | 29.9679 | 29.9679 | 29.9679 | 29.9679 | 29.9679
Mackay GT | QLD | Slow | 37.7079 | 37.2232 | 36.6487 | 36.072 | 35.5442 | 35.0569 | 34.6044 | 34.208 | 33.855 | 33.4994 | 33.1539 | 32.8347 | 32.5458 | 32.2825 | 32.0371 | 31.8044 | 31.5802 | 31.3632 | 31.1521 | 30.9448 | 30.7411 | 30.3515 | 29.9679 | 29.9679 | 29.9679 | 29.9679 | 29.9679 | 29.9679 | 29.9679 | 29.9679 | 29.9679
Mt Stuart | QLD | Slow | 37.7079 | 37.2232 | 36.6487 | 36.072 | 35.5442 | 35.0569 | 34.6044 | 34.208 | 33.855 | 33.4994 | 33.1539 | 32.8347 | 32.5458 | 32.2825 | 32.0371 | 31.8044 | 31.5802 | 31.3632 | 31.1521 | 30.9448 | 30.7411 | 30.3515 | 29.9679 | 29.9679 | 29.9679 | 29.9679 | 29.9679 | 29.9679 | 29.9679 | 29.9679 | 29.9679
Angaston | SA | Slow | 37.7079 | 37.2232 | 36.6487 | 36.072 | 35.5442 | 35.0569 | 34.6044 | 34.208 | 33.855 | 33.4994 | 33.1539 | 32.8347 | 32.5458 | 32.2825 | 32.0371 | 31.8044 | 31.5802 | 31.3632 | 31.1521 | 30.9448 | 30.7411 | 30.3515 | 29.9679 | 29.9679 | 29.9679 | 29.9679 | 29.9679 | 29.9679 | 29.9679 | 29.9679 | 29.9679
Lonsdale | SA | Slow | 37.7079 | 37.2232 | 36.6487 | 36.072 | 35.5442 | 35.0569 | 34.6044 | 34.208 | 33.855 | 33.4994 | 33.1539 | 32.8347 | 32.5458 | 32.2825 | 32.0371 | 31.8044 | 31.5802 | 31.3632 | 31.1521 | 30.9448 | 30.7411 | 30.3515 | 29.9679 | 29.9679 | 29.9679 | 29.9679 | 29.9679 | 29.9679 | 29.9679 | 29.9679 | 29.9679
Port Lincoln Gt | SA | Slow | 37.7079 | 37.2232 | 36.6487 | 36.072 | 35.5442 | 35.0569 | 34.6044 | 34.208 | 33.855 | 33.4994 | 33.1539 | 32.8347 | 32.5458 | 32.2825 | 32.0371 | 31.8044 | 31.5802 | 31.3632 | 31.1521 | 30.9448 | 30.7411 | 30.3515 | 29.9679 | 29.9679 | 29.9679 | 29.9679 | 29.9679 | 29.9679 | 29.9679 | 29.9679 | 29.9679
Port Stanvac 1 | SA | Slow | 37.7079 | 37.2232 | 36.6487 | 36.072 | 35.5442 | 35.0569 | 34.6044 | 34.208 | 33.855 | 33.4994 | 33.1539 | 32.8347 | 32.5458 | 32.2825 | 32.0371 | 31.8044 | 31.5802 | 31.3632 | 31.1521 | 30.9448 | 30.7411 | 30.3515 | 29.9679 | 29.9679 | 29.9679 | 29.9679 | 29.9679 | 29.9679 | 29.9679 | 29.9679 | 29.9679
Snuggery | SA | Slow | 37.7079 | 37.2232 | 36.6487 | 36.072 | 35.5442 | 35.0569 | 34.6044 | 34.208 | 33.855 | 33.4994 | 33.1539 | 32.8347 | 32.5458 | 32.2825 | 32.0371 | 31.8044 | 31.5802 | 31.3632 | 31.1521 | 30.9448 | 30.7411 | 30.3515 | 29.9679 | 29.9679 | 29.9679 | 29.9679 | 29.9679 | 29.9679 | 29.9679 | 29.9679 | 29.9679
Blowering | NSW | Slow | 0 | 0 | 0 | 0 | 0 | 0 | 0 | 0 | 0 | 0 | 0 | 0 | 0 | 0 | 0 | 0 | 0 | 0 | 0 | 0 | 0 | 0 | 0 | 0 | 0 | 0 | 0 | 0 | 0 | 0 | 0
Guthega | NSW | Slow | 0 | 0 | 0 | 0 | 0 | 0 | 0 | 0 | 0 | 0 | 0 | 0 | 0 | 0 | 0 | 0 | 0 | 0 | 0 | 0 | 0 | 0 | 0 | 0 | 0 | 0 | 0 | 0 | 0 | 0 | 0
Hume Dam NSW | NSW | Slow | 0 | 0 | 0 | 0 | 0 | 0 | 0 | 0 | 0 | 0 | 0 | 0 | 0 | 0 | 0 | 0 | 0 | 0 | 0 | 0 | 0 | 0 | 0 | 0 | 0 | 0 | 0 | 0 | 0 | 0 | 0
Hume Dam VIC | VIC | Slow | 0 | 0 | 0 | 0 | 0 | 0 | 0 | 0 | 0 | 0 | 0 | 0 | 0 | 0 | 0 | 0 | 0 | 0 | 0 | 0 | 0 | 0 | 0 | 0 | 0 | 0 | 0 | 0 | 0 | 0 | 0
Shoalhaven | NSW | Slow | 0 | 0 | 0 | 0 | 0 | 0 | 0 | 0 | 0 | 0 | 0 | 0 | 0 | 0 | 0 | 0 | 0 | 0 | 0 | 0 | 0 | 0 | 0 | 0 | 0 | 0 | 0 | 0 | 0 | 0 | 0
Upper Tumut | NSW | Slow | 0 | 0 | 0 | 0 | 0 | 0 | 0 | 0 | 0 | 0 | 0 | 0 | 0 | 0 | 0 | 0 | 0 | 0 | 0 | 0 | 0 | 0 | 0 | 0 | 0 | 0 | 0 | 0 | 0 | 0 | 0
Tumut 3 | NSW | Slow | 0 | 0 | 0 | 0 | 0 | 0 | 0 | 0 | 0 | 0 | 0 | 0 | 0 | 0 | 0 | 0 | 0 | 0 | 0 | 0 | 0 | 0 | 0 | 0 | 0 | 0 | 0 | 0 | 0 | 0 | 0
Barron Gorge | QLD | Slow | 0 | 0 | 0 | 0 | 0 | 0 | 0 | 0 | 0 | 0 | 0 | 0 | 0 | 0 | 0 | 0 | 0 | 0 | 0 | 0 | 0 | 0 | 0 | 0 | 0 | 0 | 0 | 0 | 0 | 0 | 0
Kareeya | QLD | Slow | 0 | 0 | 0 | 0 | 0 | 0 | 0 | 0 | 0 | 0 | 0 | 0 | 0 | 0 | 0 | 0 | 0 | 0 | 0 | 0 | 0 | 0 | 0 | 0 | 0 | 0 | 0 | 0 | 0 | 0 | 0
Wivenhoe | QLD | Slow | 0 | 0 | 0 | 0 | 0 | 0 | 0 | 0 | 0 | 0 | 0 | 0 | 0 | 0 | 0 | 0 | 0 | 0 | 0 | 0 | 0 | 0 | 0 | 0 | 0 | 0 | 0 | 0 | 0 | 0 | 0
Bogong / Mackay | VIC | Slow | 0 | 0 | 0 | 0 | 0 | 0 | 0 | 0 | 0 | 0 | 0 | 0 | 0 | 0 | 0 | 0 | 0 | 0 | 0 | 0 | 0 | 0 | 0 | 0 | 0 | 0 | 0 | 0 | 0 | 0 | 0
Dartmouth | VIC | Slow | 0 | 0 | 0 | 0 | 0 | 0 | 0 | 0 | 0 | 0 | 0 | 0 | 0 | 0 | 0 | 0 | 0 | 0 | 0 | 0 | 0 | 0 | 0 | 0 | 0 | 0 | 0 | 0 | 0 | 0 | 0
Eildon | VIC | Slow | 0 | 0 | 0 | 0 | 0 | 0 | 0 | 0 | 0 | 0 | 0 | 0 | 0 | 0 | 0 | 0 | 0 | 0 | 0 | 0 | 0 | 0 | 0 | 0 | 0 | 0 | 0 | 0 | 0 | 0 | 0
Murray 1 | VIC | Slow | 0 | 0 | 0 | 0 | 0 | 0 | 0 | 0 | 0 | 0 | 0 | 0 | 0 | 0 | 0 | 0 | 0 | 0 | 0 | 0 | 0 | 0 | 0 | 0 | 0 | 0 | 0 | 0 | 0 | 0 | 0
Murray 2 | VIC | Slow | 0 | 0 | 0 | 0 | 0 | 0 | 0 | 0 | 0 | 0 | 0 | 0 | 0 | 0 | 0 | 0 | 0 | 0 | 0 | 0 | 0 | 0 | 0 | 0 | 0 | 0 | 0 | 0 | 0 | 0 | 0
West Kiewa | VIC | Slow | 0 | 0 | 0 | 0 | 0 | 0 | 0 | 0 | 0 | 0 | 0 | 0 | 0 | 0 | 0 | 0 | 0 | 0 | 0 | 0 | 0 | 0 | 0 | 0 | 0 | 0 | 0 | 0 | 0 | 0 | 0
Bastyan | TAS | Slow | 0 | 0 | 0 | 0 | 0 | 0 | 0 | 0 | 0 | 0 | 0 | 0 | 0 | 0 | 0 | 0 | 0 | 0 | 0 | 0 | 0 | 0 | 0 | 0 | 0 | 0 | 0 | 0 | 0 | 0 | 0
Catagunya / Liapootah / Wayatinah | TAS | Slow | 0 | 0 | 0 | 0 | 0 | 0 | 0 | 0 | 0 | 0 | 0 | 0 | 0 | 0 | 0 | 0 | 0 | 0 | 0 | 0 | 0 | 0 | 0 | 0 | 0 | 0 | 0 | 0 | 0 | 0 | 0
Cethana | TAS | Slow | 0 | 0 | 0 | 0 | 0 | 0 | 0 | 0 | 0 | 0 | 0 | 0 | 0 | 0 | 0 | 0 | 0 | 0 | 0 | 0 | 0 | 0 | 0 | 0 | 0 | 0 | 0 | 0 | 0 | 0 | 0
Devils Gate | TAS | Slow | 0 | 0 | 0 | 0 | 0 | 0 | 0 | 0 | 0 | 0 | 0 | 0 | 0 | 0 | 0 | 0 | 0 | 0 | 0 | 0 | 0 | 0 | 0 | 0 | 0 | 0 | 0 | 0 | 0 | 0 | 0
Fisher | TAS | Slow | 0 | 0 | 0 | 0 | 0 | 0 | 0 | 0 | 0 | 0 | 0 | 0 | 0 | 0 | 0 | 0 | 0 | 0 | 0 | 0 | 0 | 0 | 0 | 0 | 0 | 0 | 0 | 0 | 0 | 0 | 0
Gordon | TAS | Slow | 0 | 0 | 0 | 0 | 0 | 0 | 0 | 0 | 0 | 0 | 0 | 0 | 0 | 0 | 0 | 0 | 0 | 0 | 0 | 0 | 0 | 0 | 0 | 0 | 0 | 0 | 0 | 0 | 0 | 0 | 0
John Butters | TAS | Slow | 0 | 0 | 0 | 0 | 0 | 0 | 0 | 0 | 0 | 0 | 0 | 0 | 0 | 0 | 0 | 0 | 0 | 0 | 0 | 0 | 0 | 0 | 0 | 0 | 0 | 0 | 0 | 0 | 0 | 0 | 0
Lake Echo | TAS | Slow | 0 | 0 | 0 | 0 | 0 | 0 | 0 | 0 | 0 | 0 | 0 | 0 | 0 | 0 | 0 | 0 | 0 | 0 | 0 | 0 | 0 | 0 | 0 | 0 | 0 | 0 | 0 | 0 | 0 | 0 | 0
Lemonthyme / Wilmot | TAS | Slow | 0 | 0 | 0 | 0 | 0 | 0 | 0 | 0 | 0 | 0 | 0 | 0 | 0 | 0 | 0 | 0 | 0 | 0 | 0 | 0 | 0 | 0 | 0 | 0 | 0 | 0 | 0 | 0 | 0 | 0 | 0
Mackintosh | TAS | Slow | 0 | 0 | 0 | 0 | 0 | 0 | 0 | 0 | 0 | 0 | 0 | 0 | 0 | 0 | 0 | 0 | 0 | 0 | 0 | 0 | 0 | 0 | 0 | 0 | 0 | 0 | 0 | 0 | 0 | 0 | 0
Meadowbank | TAS | Slow | 0 | 0 | 0 | 0 | 0 | 0 | 0 | 0 | 0 | 0 | 0 | 0 | 0 | 0 | 0 | 0 | 0 | 0 | 0 | 0 | 0 | 0 | 0 | 0 | 0 | 0 | 0 | 0 | 0 | 0 | 0
Poatina | TAS | Slow | 0 | 0 | 0 | 0 | 0 | 0 | 0 | 0 | 0 | 0 | 0 | 0 | 0 | 0 | 0 | 0 | 0 | 0 | 0 | 0 | 0 | 0 | 0 | 0 | 0 | 0 | 0 | 0 | 0 | 0 | 0
Reece | TAS | Slow | 0 | 0 | 0 | 0 | 0 | 0 | 0 | 0 | 0 | 0 | 0 | 0 | 0 | 0 | 0 | 0 | 0 | 0 | 0 | 0 | 0 | 0 | 0 | 0 | 0 | 0 | 0 | 0 | 0 | 0 | 0
Tarraleah | TAS | Slow | 0 | 0 | 0 | 0 | 0 | 0 | 0 | 0 | 0 | 0 | 0 | 0 | 0 | 0 | 0 | 0 | 0 | 0 | 0 | 0 | 0 | 0 | 0 | 0 | 0 | 0 | 0 | 0 | 0 | 0 | 0
Trevallyn | TAS | Slow | 0 | 0 | 0 | 0 | 0 | 0 | 0 | 0 | 0 | 0 | 0 | 0 | 0 | 0 | 0 | 0 | 0 | 0 | 0 | 0 | 0 | 0 | 0 | 0 | 0 | 0 | 0 | 0 | 0 | 0 | 0
Tribute | TAS | Slow | 0 | 0 | 0 | 0 | 0 | 0 | 0 | 0 | 0 | 0 | 0 | 0 | 0 | 0 | 0 | 0 | 0 | 0 | 0 | 0 | 0 | 0 | 0 | 0 | 0 | 0 | 0 | 0 | 0 | 0 | 0
Tungatinah | TAS | Slow | 0 | 0 | 0 | 0 | 0 | 0 | 0 | 0 | 0 | 0 | 0 | 0 | 0 | 0 | 0 | 0 | 0 | 0 | 0 | 0 | 0 | 0 | 0 | 0 | 0 | 0 | 0 | 0 | 0 | 0 | 0
Boco Rock Wind Farm | NSW | Slow | 0 | 0 | 0 | 0 | 0 | 0 | 0 | 0 | 0 | 0 | 0 | 0 | 0 | 0 | 0 | 0 | 0 | 0 | 0 | 0 | 0 | 0 | 0 | 0 | 0 | 0 | 0 | 0 | 0 | 0 | 0
Bodangora wind farm | NSW | Slow | 0 | 0 | 0 | 0 | 0 | 0 | 0 | 0 | 0 | 0 | 0 | 0 | 0 | 0 | 0 | 0 | 0 | 0 | 0 | 0 | 0 | 0 | 0 | 0 | 0 | 0 | 0 | 0 | 0 | 0 | 0
Capital wind farm | NSW | Slow | 0 | 0 | 0 | 0 | 0 | 0 | 0 | 0 | 0 | 0 | 0 | 0 | 0 | 0 | 0 | 0 | 0 | 0 | 0 | 0 | 0 | 0 | 0 | 0 | 0 | 0 | 0 | 0 | 0 | 0 | 0
Crookwell 2 wind farm | NSW | Slow | 0 | 0 | 0 | 0 | 0 | 0 | 0 | 0 | 0 | 0 | 0 | 0 | 0 | 0 | 0 | 0 | 0 | 0 | 0 | 0 | 0 | 0 | 0 | 0 | 0 | 0 | 0 | 0 | 0 | 0 | 0
Cullerin Range wind farm | NSW | Slow | 0 | 0 | 0 | 0 | 0 | 0 | 0 | 0 | 0 | 0 | 0 | 0 | 0 | 0 | 0 | 0 | 0 | 0 | 0 | 0 | 0 | 0 | 0 | 0 | 0 | 0 | 0 | 0 | 0 | 0 | 0
Gullen Range wind farm | NSW | Slow | 0 | 0 | 0 | 0 | 0 | 0 | 0 | 0 | 0 | 0 | 0 | 0 | 0 | 0 | 0 | 0 | 0 | 0 | 0 | 0 | 0 | 0 | 0 | 0 | 0 | 0 | 0 | 0 | 0 | 0 | 0
Gunning wind farm | NSW | Slow | 0 | 0 | 0 | 0 | 0 | 0 | 0 | 0 | 0 | 0 | 0 | 0 | 0 | 0 | 0 | 0 | 0 | 0 | 0 | 0 | 0 | 0 | 0 | 0 | 0 | 0 | 0 | 0 | 0 | 0 | 0
Silverton wind farm | NSW | Slow | 0 | 0 | 0 | 0 | 0 | 0 | 0 | 0 | 0 | 0 | 0 | 0 | 0 | 0 | 0 | 0 | 0 | 0 | 0 | 0 | 0 | 0 | 0 | 0 | 0 | 0 | 0 | 0 | 0 | 0 | 0
Sapphire wind farm | NSW | Slow | 0 | 0 | 0 | 0 | 0 | 0 | 0 | 0 | 0 | 0 | 0 | 0 | 0 | 0 | 0 | 0 | 0 | 0 | 0 | 0 | 0 | 0 | 0 | 0 | 0 | 0 | 0 | 0 | 0 | 0 | 0
Taralga wind farm | NSW | Slow | 0 | 0 | 0 | 0 | 0 | 0 | 0 | 0 | 0 | 0 | 0 | 0 | 0 | 0 | 0 | 0 | 0 | 0 | 0 | 0 | 0 | 0 | 0 | 0 | 0 | 0 | 0 | 0 | 0 | 0 | 0
White Rock Wind Farm - Stage 1 | NSW | Slow | 0 | 0 | 0 | 0 | 0 | 0 | 0 | 0 | 0 | 0 | 0 | 0 | 0 | 0 | 0 | 0 | 0 | 0 | 0 | 0 | 0 | 0 | 0 | 0 | 0 | 0 | 0 | 0 | 0 | 0 | 0
Woodlawn wind farm | NSW | Slow | 0 | 0 | 0 | 0 | 0 | 0 | 0 | 0 | 0 | 0 | 0 | 0 | 0 | 0 | 0 | 0 | 0 | 0 | 0 | 0 | 0 | 0 | 0 | 0 | 0 | 0 | 0 | 0 | 0 | 0 | 0
Mount Emerald | QLD | Slow | 0 | 0 | 0 | 0 | 0 | 0 | 0 | 0 | 0 | 0 | 0 | 0 | 0 | 0 | 0 | 0 | 0 | 0 | 0 | 0 | 0 | 0 | 0 | 0 | 0 | 0 | 0 | 0 | 0 | 0 | 0
Canunda wind farm | SA | Slow | 0 | 0 | 0 | 0 | 0 | 0 | 0 | 0 | 0 | 0 | 0 | 0 | 0 | 0 | 0 | 0 | 0 | 0 | 0 | 0 | 0 | 0 | 0 | 0 | 0 | 0 | 0 | 0 | 0 | 0 | 0
Cathedral Rocks wind farm | SA | Slow | 0 | 0 | 0 | 0 | 0 | 0 | 0 | 0 | 0 | 0 | 0 | 0 | 0 | 0 | 0 | 0 | 0 | 0 | 0 | 0 | 0 | 0 | 0 | 0 | 0 | 0 | 0 | 0 | 0 | 0 | 0
Clements Gap wind farm | SA | Slow | 0 | 0 | 0 | 0 | 0 | 0 | 0 | 0 | 0 | 0 | 0 | 0 | 0 | 0 | 0 | 0 | 0 | 0 | 0 | 0 | 0 | 0 | 0 | 0 | 0 | 0 | 0 | 0 | 0 | 0 | 0
Hallett Stage 1 Brown Hill | SA | Slow | 0 | 0 | 0 | 0 | 0 | 0 | 0 | 0 | 0 | 0 | 0 | 0 | 0 | 0 | 0 | 0 | 0 | 0 | 0 | 0 | 0 | 0 | 0 | 0 | 0 | 0 | 0 | 0 | 0 | 0 | 0
Hallett Stage 2 Hallett Hill | SA | Slow | 0 | 0 | 0 | 0 | 0 | 0 | 0 | 0 | 0 | 0 | 0 | 0 | 0 | 0 | 0 | 0 | 0 | 0 | 0 | 0 | 0 | 0 | 0 | 0 | 0 | 0 | 0 | 0 | 0 | 0 | 0
Hallett 4 North Brown Hill | SA | Slow | 0 | 0 | 0 | 0 | 0 | 0 | 0 | 0 | 0 | 0 | 0 | 0 | 0 | 0 | 0 | 0 | 0 | 0 | 0 | 0 | 0 | 0 | 0 | 0 | 0 | 0 | 0 | 0 | 0 | 0 | 0
Hallett 5 The Bluff WF | SA | Slow | 0 | 0 | 0 | 0 | 0 | 0 | 0 | 0 | 0 | 0 | 0 | 0 | 0 | 0 | 0 | 0 | 0 | 0 | 0 | 0 | 0 | 0 | 0 | 0 | 0 | 0 | 0 | 0 | 0 | 0 | 0
Hornsdale wind farm Stage 1 | SA | Slow | 0 | 0 | 0 | 0 | 0 | 0 | 0 | 0 | 0 | 0 | 0 | 0 | 0 | 0 | 0 | 0 | 0 | 0 | 0 | 0 | 0 | 0 | 0 | 0 | 0 | 0 | 0 | 0 | 0 | 0 | 0
Hornsdale wind farm Stage 2 | SA | Slow | 0 | 0 | 0 | 0 | 0 | 0 | 0 | 0 | 0 | 0 | 0 | 0 | 0 | 0 | 0 | 0 | 0 | 0 | 0 | 0 | 0 | 0 | 0 | 0 | 0 | 0 | 0 | 0 | 0 | 0 | 0
Hornsdale wind farm Stage 3 | SA | Slow | 0 | 0 | 0 | 0 | 0 | 0 | 0 | 0 | 0 | 0 | 0 | 0 | 0 | 0 | 0 | 0 | 0 | 0 | 0 | 0 | 0 | 0 | 0 | 0 | 0 | 0 | 0 | 0 | 0 | 0 | 0
Lake Bonney 1 wind farm | SA | Slow | 0 | 0 | 0 | 0 | 0 | 0 | 0 | 0 | 0 | 0 | 0 | 0 | 0 | 0 | 0 | 0 | 0 | 0 | 0 | 0 | 0 | 0 | 0 | 0 | 0 | 0 | 0 | 0 | 0 | 0 | 0
Lake Bonney 2 wind farm | SA | Slow | 0 | 0 | 0 | 0 | 0 | 0 | 0 | 0 | 0 | 0 | 0 | 0 | 0 | 0 | 0 | 0 | 0 | 0 | 0 | 0 | 0 | 0 | 0 | 0 | 0 | 0 | 0 | 0 | 0 | 0 | 0
Lake Bonney 3 wind farm | SA | Slow | 0 | 0 | 0 | 0 | 0 | 0 | 0 | 0 | 0 | 0 | 0 | 0 | 0 | 0 | 0 | 0 | 0 | 0 | 0 | 0 | 0 | 0 | 0 | 0 | 0 | 0 | 0 | 0 | 0 | 0 | 0
Lincoln Gap Wind Farm - stage 1 | SA | Slow | 0 | 0 | 0 | 0 | 0 | 0 | 0 | 0 | 0 | 0 | 0 | 0 | 0 | 0 | 0 | 0 | 0 | 0 | 0 | 0 | 0 | 0 | 0 | 0 | 0 | 0 | 0 | 0 | 0 | 0 | 0
Willogoleche wind farm | SA | Slow | 0 | 0 | 0 | 0 | 0 | 0 | 0 | 0 | 0 | 0 | 0 | 0 | 0 | 0 | 0 | 0 | 0 | 0 | 0 | 0 | 0 | 0 | 0 | 0 | 0 | 0 | 0 | 0 | 0 | 0 | 0
Mount Millar wind farm | SA | Slow | 0 | 0 | 0 | 0 | 0 | 0 | 0 | 0 | 0 | 0 | 0 | 0 | 0 | 0 | 0 | 0 | 0 | 0 | 0 | 0 | 0 | 0 | 0 | 0 | 0 | 0 | 0 | 0 | 0 | 0 | 0
Snowtown wind farm | SA | Slow | 0 | 0 | 0 | 0 | 0 | 0 | 0 | 0 | 0 | 0 | 0 | 0 | 0 | 0 | 0 | 0 | 0 | 0 | 0 | 0 | 0 | 0 | 0 | 0 | 0 | 0 | 0 | 0 | 0 | 0 | 0
Snowtown S2 Wind Farm - North | SA | Slow | 0 | 0 | 0 | 0 | 0 | 0 | 0 | 0 | 0 | 0 | 0 | 0 | 0 | 0 | 0 | 0 | 0 | 0 | 0 | 0 | 0 | 0 | 0 | 0 | 0 | 0 | 0 | 0 | 0 | 0 | 0
Snowtown S2 Wind Farm - South | SA | Slow | 0 | 0 | 0 | 0 | 0 | 0 | 0 | 0 | 0 | 0 | 0 | 0 | 0 | 0 | 0 | 0 | 0 | 0 | 0 | 0 | 0 | 0 | 0 | 0 | 0 | 0 | 0 | 0 | 0 | 0 | 0
Starfish Hill wind farm | SA | Slow | 0 | 0 | 0 | 0 | 0 | 0 | 0 | 0 | 0 | 0 | 0 | 0 | 0 | 0 | 0 | 0 | 0 | 0 | 0 | 0 | 0 | 0 | 0 | 0 | 0 | 0 | 0 | 0 | 0 | 0 | 0
Waterloo wind farm | SA | Slow | 0 | 0 | 0 | 0 | 0 | 0 | 0 | 0 | 0 | 0 | 0 | 0 | 0 | 0 | 0 | 0 | 0 | 0 | 0 | 0 | 0 | 0 | 0 | 0 | 0 | 0 | 0 | 0 | 0 | 0 | 0
Wattle Point wind farm | SA | Slow | 0 | 0 | 0 | 0 | 0 | 0 | 0 | 0 | 0 | 0 | 0 | 0 | 0 | 0 | 0 | 0 | 0 | 0 | 0 | 0 | 0 | 0 | 0 | 0 | 0 | 0 | 0 | 0 | 0 | 0 | 0
Musselroe wind farm | TAS | Slow | 0 | 0 | 0 | 0 | 0 | 0 | 0 | 0 | 0 | 0 | 0 | 0 | 0 | 0 | 0 | 0 | 0 | 0 | 0 | 0 | 0 | 0 | 0 | 0 | 0 | 0 | 0 | 0 | 0 | 0 | 0
Woolnorth wind farm | TAS | Slow | 0 | 0 | 0 | 0 | 0 | 0 | 0 | 0 | 0 | 0 | 0 | 0 | 0 | 0 | 0 | 0 | 0 | 0 | 0 | 0 | 0 | 0 | 0 | 0 | 0 | 0 | 0 | 0 | 0 | 0 | 0
Ararat wind farm | VIC | Slow | 0 | 0 | 0 | 0 | 0 | 0 | 0 | 0 | 0 | 0 | 0 | 0 | 0 | 0 | 0 | 0 | 0 | 0 | 0 | 0 | 0 | 0 | 0 | 0 | 0 | 0 | 0 | 0 | 0 | 0 | 0
Bald Hills wind farm | VIC | Slow | 0 | 0 | 0 | 0 | 0 | 0 | 0 | 0 | 0 | 0 | 0 | 0 | 0 | 0 | 0 | 0 | 0 | 0 | 0 | 0 | 0 | 0 | 0 | 0 | 0 | 0 | 0 | 0 | 0 | 0 | 0
Challicum Hills wind farm | VIC | Slow | 0 | 0 | 0 | 0 | 0 | 0 | 0 | 0 | 0 | 0 | 0 | 0 | 0 | 0 | 0 | 0 | 0 | 0 | 0 | 0 | 0 | 0 | 0 | 0 | 0 | 0 | 0 | 0 | 0 | 0 | 0
Kiata wind farm | VIC | Slow | 0 | 0 | 0 | 0 | 0 | 0 | 0 | 0 | 0 | 0 | 0 | 0 | 0 | 0 | 0 | 0 | 0 | 0 | 0 | 0 | 0 | 0 | 0 | 0 | 0 | 0 | 0 | 0 | 0 | 0 | 0
Macarthur wind farm | VIC | Slow | 0 | 0 | 0 | 0 | 0 | 0 | 0 | 0 | 0 | 0 | 0 | 0 | 0 | 0 | 0 | 0 | 0 | 0 | 0 | 0 | 0 | 0 | 0 | 0 | 0 | 0 | 0 | 0 | 0 | 0 | 0
Mortons Lane wind farm | VIC | Slow | 0 | 0 | 0 | 0 | 0 | 0 | 0 | 0 | 0 | 0 | 0 | 0 | 0 | 0 | 0 | 0 | 0 | 0 | 0 | 0 | 0 | 0 | 0 | 0 | 0 | 0 | 0 | 0 | 0 | 0 | 0
Mt Gellibrand wind farm | VIC | Slow | 0 | 0 | 0 | 0 | 0 | 0 | 0 | 0 | 0 | 0 | 0 | 0 | 0 | 0 | 0 | 0 | 0 | 0 | 0 | 0 | 0 | 0 | 0 | 0 | 0 | 0 | 0 | 0 | 0 | 0 | 0
Mt Mercer Wind Farm | VIC | Slow | 0 | 0 | 0 | 0 | 0 | 0 | 0 | 0 | 0 | 0 | 0 | 0 | 0 | 0 | 0 | 0 | 0 | 0 | 0 | 0 | 0 | 0 | 0 | 0 | 0 | 0 | 0 | 0 | 0 | 0 | 0
Oaklands Hill wind farm | VIC | Slow | 0 | 0 | 0 | 0 | 0 | 0 | 0 | 0 | 0 | 0 | 0 | 0 | 0 | 0 | 0 | 0 | 0 | 0 | 0 | 0 | 0 | 0 | 0 | 0 | 0 | 0 | 0 | 0 | 0 | 0 | 0
Portland wind farm | VIC | Slow | 0 | 0 | 0 | 0 | 0 | 0 | 0 | 0 | 0 | 0 | 0 | 0 | 0 | 0 | 0 | 0 | 0 | 0 | 0 | 0 | 0 | 0 | 0 | 0 | 0 | 0 | 0 | 0 | 0 | 0 | 0
Salt Creek wind farm | VIC | Slow | 0 | 0 | 0 | 0 | 0 | 0 | 0 | 0 | 0 | 0 | 0 | 0 | 0 | 0 | 0 | 0 | 0 | 0 | 0 | 0 | 0 | 0 | 0 | 0 | 0 | 0 | 0 | 0 | 0 | 0 | 0
Waubra wind farm | VIC | Slow | 0 | 0 | 0 | 0 | 0 | 0 | 0 | 0 | 0 | 0 | 0 | 0 | 0 | 0 | 0 | 0 | 0 | 0 | 0 | 0 | 0 | 0 | 0 | 0 | 0 | 0 | 0 | 0 | 0 | 0 | 0
Yambuk wind farm | VIC | Slow | 0 | 0 | 0 | 0 | 0 | 0 | 0 | 0 | 0 | 0 | 0 | 0 | 0 | 0 | 0 | 0 | 0 | 0 | 0 | 0 | 0 | 0 | 0 | 0 | 0 | 0 | 0 | 0 | 0 | 0 | 0
Yaloak South wind farm | VIC | Slow | 0 | 0 | 0 | 0 | 0 | 0 | 0 | 0 | 0 | 0 | 0 | 0 | 0 | 0 | 0 | 0 | 0 | 0 | 0 | 0 | 0 | 0 | 0 | 0 | 0 | 0 | 0 | 0 | 0 | 0 | 0
Broken Hill Solar Plant | NSW | Slow | 0 | 0 | 0 | 0 | 0 | 0 | 0 | 0 | 0 | 0 | 0 | 0 | 0 | 0 | 0 | 0 | 0 | 0 | 0 | 0 | 0 | 0 | 0 | 0 | 0 | 0 | 0 | 0 | 0 | 0 | 0
Beryl solar farm | NSW | Slow | 0 | 0 | 0 | 0 | 0 | 0 | 0 | 0 | 0 | 0 | 0 | 0 | 0 | 0 | 0 | 0 | 0 | 0 | 0 | 0 | 0 | 0 | 0 | 0 | 0 | 0 | 0 | 0 | 0 | 0 | 0
Coleambally solar farm | NSW | Slow | 0 | 0 | 0 | 0 | 0 | 0 | 0 | 0 | 0 | 0 | 0 | 0 | 0 | 0 | 0 | 0 | 0 | 0 | 0 | 0 | 0 | 0 | 0 | 0 | 0 | 0 | 0 | 0 | 0 | 0 | 0
Gullen Range solar farm | NSW | Slow | 0 | 0 | 0 | 0 | 0 | 0 | 0 | 0 | 0 | 0 | 0 | 0 | 0 | 0 | 0 | 0 | 0 | 0 | 0 | 0 | 0 | 0 | 0 | 0 | 0 | 0 | 0 | 0 | 0 | 0 | 0
Manildra solar farm | NSW | Slow | 0 | 0 | 0 | 0 | 0 | 0 | 0 | 0 | 0 | 0 | 0 | 0 | 0 | 0 | 0 | 0 | 0 | 0 | 0 | 0 | 0 | 0 | 0 | 0 | 0 | 0 | 0 | 0 | 0 | 0 | 0
Moree solar farm | NSW | Slow | 0 | 0 | 0 | 0 | 0 | 0 | 0 | 0 | 0 | 0 | 0 | 0 | 0 | 0 | 0 | 0 | 0 | 0 | 0 | 0 | 0 | 0 | 0 | 0 | 0 | 0 | 0 | 0 | 0 | 0 | 0
Nyngan Solar Plant | NSW | Slow | 0 | 0 | 0 | 0 | 0 | 0 | 0 | 0 | 0 | 0 | 0 | 0 | 0 | 0 | 0 | 0 | 0 | 0 | 0 | 0 | 0 | 0 | 0 | 0 | 0 | 0 | 0 | 0 | 0 | 0 | 0
Parkes solar farm | NSW | Slow | 0 | 0 | 0 | 0 | 0 | 0 | 0 | 0 | 0 | 0 | 0 | 0 | 0 | 0 | 0 | 0 | 0 | 0 | 0 | 0 | 0 | 0 | 0 | 0 | 0 | 0 | 0 | 0 | 0 | 0 | 0
White Rock solar farm | NSW | Slow | 0 | 0 | 0 | 0 | 0 | 0 | 0 | 0 | 0 | 0 | 0 | 0 | 0 | 0 | 0 | 0 | 0 | 0 | 0 | 0 | 0 | 0 | 0 | 0 | 0 | 0 | 0 | 0 | 0 | 0 | 0
Clare solar farm | QLD | Slow | 0 | 0 | 0 | 0 | 0 | 0 | 0 | 0 | 0 | 0 | 0 | 0 | 0 | 0 | 0 | 0 | 0 | 0 | 0 | 0 | 0 | 0 | 0 | 0 | 0 | 0 | 0 | 0 | 0 | 0 | 0
Childers solar farm | QLD | Slow | 0 | 0 | 0 | 0 | 0 | 0 | 0 | 0 | 0 | 0 | 0 | 0 | 0 | 0 | 0 | 0 | 0 | 0 | 0 | 0 | 0 | 0 | 0 | 0 | 0 | 0 | 0 | 0 | 0 | 0 | 0
Collinsville PV | QLD | Slow | 0 | 0 | 0 | 0 | 0 | 0 | 0 | 0 | 0 | 0 | 0 | 0 | 0 | 0 | 0 | 0 | 0 | 0 | 0 | 0 | 0 | 0 | 0 | 0 | 0 | 0 | 0 | 0 | 0 | 0 | 0
Clermont solar farm | QLD | Slow | 0 | 0 | 0 | 0 | 0 | 0 | 0 | 0 | 0 | 0 | 0 | 0 | 0 | 0 | 0 | 0 | 0 | 0 | 0 | 0 | 0 | 0 | 0 | 0 | 0 | 0 | 0 | 0 | 0 | 0 | 0
Darling Downs solar farm | QLD | Slow | 0 | 0 | 0 | 0 | 0 | 0 | 0 | 0 | 0 | 0 | 0 | 0 | 0 | 0 | 0 | 0 | 0 | 0 | 0 | 0 | 0 | 0 | 0 | 0 | 0 | 0 | 0 | 0 | 0 | 0 | 0
Daydream solar farm | QLD | Slow | 0 | 0 | 0 | 0 | 0 | 0 | 0 | 0 | 0 | 0 | 0 | 0 | 0 | 0 | 0 | 0 | 0 | 0 | 0 | 0 | 0 | 0 | 0 | 0 | 0 | 0 | 0 | 0 | 0 | 0 | 0
Emerald Solar Park | QLD | Slow | 0 | 0 | 0 | 0 | 0 | 0 | 0 | 0 | 0 | 0 | 0 | 0 | 0 | 0 | 0 | 0 | 0 | 0 | 0 | 0 | 0 | 0 | 0 | 0 | 0 | 0 | 0 | 0 | 0 | 0 | 0
Hamilton solar farm | QLD | Slow | 0 | 0 | 0 | 0 | 0 | 0 | 0 | 0 | 0 | 0 | 0 | 0 | 0 | 0 | 0 | 0 | 0 | 0 | 0 | 0 | 0 | 0 | 0 | 0 | 0 | 0 | 0 | 0 | 0 | 0 | 0
Hayman solar farm | QLD | Slow | 0 | 0 | 0 | 0 | 0 | 0 | 0 | 0 | 0 | 0 | 0 | 0 | 0 | 0 | 0 | 0 | 0 | 0 | 0 | 0 | 0 | 0 | 0 | 0 | 0 | 0 | 0 | 0 | 0 | 0 | 0
Hughenden solar farm | QLD | Slow | 0 | 0 | 0 | 0 | 0 | 0 | 0 | 0 | 0 | 0 | 0 | 0 | 0 | 0 | 0 | 0 | 0 | 0 | 0 | 0 | 0 | 0 | 0 | 0 | 0 | 0 | 0 | 0 | 0 | 0 | 0
Kidston Solar Project Phase One 50MW | QLD | Slow | 0 | 0 | 0 | 0 | 0 | 0 | 0 | 0 | 0 | 0 | 0 | 0 | 0 | 0 | 0 | 0 | 0 | 0 | 0 | 0 | 0 | 0 | 0 | 0 | 0 | 0 | 0 | 0 | 0 | 0 | 0
Longreach solar farm | QLD | Slow | 0 | 0 | 0 | 0 | 0 | 0 | 0 | 0 | 0 | 0 | 0 | 0 | 0 | 0 | 0 | 0 | 0 | 0 | 0 | 0 | 0 | 0 | 0 | 0 | 0 | 0 | 0 | 0 | 0 | 0 | 0
Ross River solar farm | QLD | Slow | 0 | 0 | 0 | 0 | 0 | 0 | 0 | 0 | 0 | 0 | 0 | 0 | 0 | 0 | 0 | 0 | 0 | 0 | 0 | 0 | 0 | 0 | 0 | 0 | 0 | 0 | 0 | 0 | 0 | 0 | 0
Susan River solar farm | QLD | Slow | 0 | 0 | 0 | 0 | 0 | 0 | 0 | 0 | 0 | 0 | 0 | 0 | 0 | 0 | 0 | 0 | 0 | 0 | 0 | 0 | 0 | 0 | 0 | 0 | 0 | 0 | 0 | 0 | 0 | 0 | 0
Sun Metals Corporation Solar Farm | QLD | Slow | 0 | 0 | 0 | 0 | 0 | 0 | 0 | 0 | 0 | 0 | 0 | 0 | 0 | 0 | 0 | 0 | 0 | 0 | 0 | 0 | 0 | 0 | 0 | 0 | 0 | 0 | 0 | 0 | 0 | 0 | 0
Whitsunday solar farm | QLD | Slow | 0 | 0 | 0 | 0 | 0 | 0 | 0 | 0 | 0 | 0 | 0 | 0 | 0 | 0 | 0 | 0 | 0 | 0 | 0 | 0 | 0 | 0 | 0 | 0 | 0 | 0 | 0 | 0 | 0 | 0 | 0
Gannawarra solar farm | VIC | Slow | 0 | 0 | 0 | 0 | 0 | 0 | 0 | 0 | 0 | 0 | 0 | 0 | 0 | 0 | 0 | 0 | 0 | 0 | 0 | 0 | 0 | 0 | 0 | 0 | 0 | 0 | 0 | 0 | 0 | 0 | 0
Bannerton Solar Park | VIC | Slow | 0 | 0 | 0 | 0 | 0 | 0 | 0 | 0 | 0 | 0 | 0 | 0 | 0 | 0 | 0 | 0 | 0 | 0 | 0 | 0 | 0 | 0 | 0 | 0 | 0 | 0 | 0 | 0 | 0 | 0 | 0
Bungala one solar farm | SA | Slow | 0 | 0 | 0 | 0 | 0 | 0 | 0 | 0 | 0 | 0 | 0 | 0 | 0 | 0 | 0 | 0 | 0 | 0 | 0 | 0 | 0 | 0 | 0 | 0 | 0 | 0 | 0 | 0 | 0 | 0 | 0
Tailem Bend - Solar | SA | Slow | 0 | 0 | 0 | 0 | 0 | 0 | 0 | 0 | 0 | 0 | 0 | 0 | 0 | 0 | 0 | 0 | 0 | 0 | 0 | 0 | 0 | 0 | 0 | 0 | 0 | 0 | 0 | 0 | 0 | 0 | 0
Karadoc solar farm | VIC | Slow | 0 | 0 | 0 | 0 | 0 | 0 | 0 | 0 | 0 | 0 | 0 | 0 | 0 | 0 | 0 | 0 | 0 | 0 | 0 | 0 | 0 | 0 | 0 | 0 | 0 | 0 | 0 | 0 | 0 | 0 | 0
Wemen solar farm | VIC | Slow | 0 | 0 | 0 | 0 | 0 | 0 | 0 | 0 | 0 | 0 | 0 | 0 | 0 | 0 | 0 | 0 | 0 | 0 | 0 | 0 | 0 | 0 | 0 | 0 | 0 | 0 | 0 | 0 | 0 | 0 | 0
Committed generators
Generator |  |  | 2019-20 | 2020-21 | 2021-22 | 2022-23 | 2023-24 | 2024-25 | 2025-26 | 2026-27 | 2027-28 | 2028-29 | 2029-30 | 2030-31 | 2031-32 | 2032-33 | 2033-34 | 2034-35 | 2035-36 | 2036-37 | 2037-38 | 2038-39 | 2039-40 | 2040-41 | 2041-42 | 2042-43 | 2043-44 | 2044-45 | 2045-46 | 2046-47 | 2047-48 | 2048-49 | 2049-50
Barker Inlet Power Station | SA | Slow | 9.0633 | 8.9002 | 8.9002 | 8.9002 | 9.1565 | 9.4129 | 9.4129 | 9.4129 | 9.4129 | 9.4129 | 9.4129 | 9.4129 | 9.4129 | 9.4129 | 9.4129 | 9.4129 | 9.4129 | 9.4129 | 9.4129 | 9.4129 | 9.4129 | 9.4129 | 9.4129 | 9.4129 | 9.4129 | 9.4129 | 9.4129 | 9.4129 | 9.4129 | 9.4129 | 9.4129
Snowy 2.0 | NSW | Slow | 0 | 0 | 0 | 0 | 0 | 0 | 0 | 0 | 0 | 0 | 0 | 0 | 0 | 0 | 0 | 0 | 0 | 0 | 0 | 0 | 0 | 0 | 0 | 0 | 0 | 0 | 0 | 0 | 0 | 0 | 0
Coopers Gap Wind Farm | QLD | Slow | 0 | 0 | 0 | 0 | 0 | 0 | 0 | 0 | 0 | 0 | 0 | 0 | 0 | 0 | 0 | 0 | 0 | 0 | 0 | 0 | 0 | 0 | 0 | 0 | 0 | 0 | 0 | 0 | 0 | 0 | 0
Kennedy Energy Park Wind Farm | QLD | Slow | 0 | 0 | 0 | 0 | 0 | 0 | 0 | 0 | 0 | 0 | 0 | 0 | 0 | 0 | 0 | 0 | 0 | 0 | 0 | 0 | 0 | 0 | 0 | 0 | 0 | 0 | 0 | 0 | 0 | 0 | 0
Crowlands Wind Farm | VIC | Slow | 0 | 0 | 0 | 0 | 0 | 0 | 0 | 0 | 0 | 0 | 0 | 0 | 0 | 0 | 0 | 0 | 0 | 0 | 0 | 0 | 0 | 0 | 0 | 0 | 0 | 0 | 0 | 0 | 0 | 0 | 0
Cattle Hill Wind Farm | TAS | Slow | 0 | 0 | 0 | 0 | 0 | 0 | 0 | 0 | 0 | 0 | 0 | 0 | 0 | 0 | 0 | 0 | 0 | 0 | 0 | 0 | 0 | 0 | 0 | 0 | 0 | 0 | 0 | 0 | 0 | 0 | 0
Granville Harbour Wind Farm | TAS | Slow | 0 | 0 | 0 | 0 | 0 | 0 | 0 | 0 | 0 | 0 | 0 | 0 | 0 | 0 | 0 | 0 | 0 | 0 | 0 | 0 | 0 | 0 | 0 | 0 | 0 | 0 | 0 | 0 | 0 | 0 | 0
Bulgana Green Power Hub - Wind Farm | VIC | Slow | 0 | 0 | 0 | 0 | 0 | 0 | 0 | 0 | 0 | 0 | 0 | 0 | 0 | 0 | 0 | 0 | 0 | 0 | 0 | 0 | 0 | 0 | 0 | 0 | 0 | 0 | 0 | 0 | 0 | 0 | 0
Cherry Tree Wind Farm | VIC | Slow | 0 | 0 | 0 | 0 | 0 | 0 | 0 | 0 | 0 | 0 | 0 | 0 | 0 | 0 | 0 | 0 | 0 | 0 | 0 | 0 | 0 | 0 | 0 | 0 | 0 | 0 | 0 | 0 | 0 | 0 | 0
Dundonnell Wind Farm | VIC | Slow | 0 | 0 | 0 | 0 | 0 | 0 | 0 | 0 | 0 | 0 | 0 | 0 | 0 | 0 | 0 | 0 | 0 | 0 | 0 | 0 | 0 | 0 | 0 | 0 | 0 | 0 | 0 | 0 | 0 | 0 | 0
Lal Lal Elaine Wind Farm | VIC | Slow | 0 | 0 | 0 | 0 | 0 | 0 | 0 | 0 | 0 | 0 | 0 | 0 | 0 | 0 | 0 | 0 | 0 | 0 | 0 | 0 | 0 | 0 | 0 | 0 | 0 | 0 | 0 | 0 | 0 | 0 | 0
Lal Lal Yendon Wind Farm | VIC | Slow | 0 | 0 | 0 | 0 | 0 | 0 | 0 | 0 | 0 | 0 | 0 | 0 | 0 | 0 | 0 | 0 | 0 | 0 | 0 | 0 | 0 | 0 | 0 | 0 | 0 | 0 | 0 | 0 | 0 | 0 | 0
Lincoln Gap Wind Farm - stage 2 | SA | Slow | 0 | 0 | 0 | 0 | 0 | 0 | 0 | 0 | 0 | 0 | 0 | 0 | 0 | 0 | 0 | 0 | 0 | 0 | 0 | 0 | 0 | 0 | 0 | 0 | 0 | 0 | 0 | 0 | 0 | 0 | 0
Moorabool Wind Farm | VIC | Slow | 0 | 0 | 0 | 0 | 0 | 0 | 0 | 0 | 0 | 0 | 0 | 0 | 0 | 0 | 0 | 0 | 0 | 0 | 0 | 0 | 0 | 0 | 0 | 0 | 0 | 0 | 0 | 0 | 0 | 0 | 0
Murra Warra Wind Farm - stage 1 | VIC | Slow | 0 | 0 | 0 | 0 | 0 | 0 | 0 | 0 | 0 | 0 | 0 | 0 | 0 | 0 | 0 | 0 | 0 | 0 | 0 | 0 | 0 | 0 | 0 | 0 | 0 | 0 | 0 | 0 | 0 | 0 | 0
Stockyard Hill Wind Farm | VIC | Slow | 0 | 0 | 0 | 0 | 0 | 0 | 0 | 0 | 0 | 0 | 0 | 0 | 0 | 0 | 0 | 0 | 0 | 0 | 0 | 0 | 0 | 0 | 0 | 0 | 0 | 0 | 0 | 0 | 0 | 0 | 0
Bomen Solar Farm | NSW | Slow | 0 | 0 | 0 | 0 | 0 | 0 | 0 | 0 | 0 | 0 | 0 | 0 | 0 | 0 | 0 | 0 | 0 | 0 | 0 | 0 | 0 | 0 | 0 | 0 | 0 | 0 | 0 | 0 | 0 | 0 | 0
Darlington Point Solar Farm | NSW | Slow | 0 | 0 | 0 | 0 | 0 | 0 | 0 | 0 | 0 | 0 | 0 | 0 | 0 | 0 | 0 | 0 | 0 | 0 | 0 | 0 | 0 | 0 | 0 | 0 | 0 | 0 | 0 | 0 | 0 | 0 | 0
Molong Solar Farm | NSW | Slow | 0 | 0 | 0 | 0 | 0 | 0 | 0 | 0 | 0 | 0 | 0 | 0 | 0 | 0 | 0 | 0 | 0 | 0 | 0 | 0 | 0 | 0 | 0 | 0 | 0 | 0 | 0 | 0 | 0 | 0 | 0
Nevertire Solar Farm | NSW | Slow | 0 | 0 | 0 | 0 | 0 | 0 | 0 | 0 | 0 | 0 | 0 | 0 | 0 | 0 | 0 | 0 | 0 | 0 | 0 | 0 | 0 | 0 | 0 | 0 | 0 | 0 | 0 | 0 | 0 | 0 | 0
Sunraysia Solar Farm | NSW | Slow | 0 | 0 | 0 | 0 | 0 | 0 | 0 | 0 | 0 | 0 | 0 | 0 | 0 | 0 | 0 | 0 | 0 | 0 | 0 | 0 | 0 | 0 | 0 | 0 | 0 | 0 | 0 | 0 | 0 | 0 | 0
Bungala Two Solar Farm | SA | Slow | 0 | 0 | 0 | 0 | 0 | 0 | 0 | 0 | 0 | 0 | 0 | 0 | 0 | 0 | 0 | 0 | 0 | 0 | 0 | 0 | 0 | 0 | 0 | 0 | 0 | 0 | 0 | 0 | 0 | 0 | 0
Maryrorough Solar Farm | QLD | Slow | 0 | 0 | 0 | 0 | 0 | 0 | 0 | 0 | 0 | 0 | 0 | 0 | 0 | 0 | 0 | 0 | 0 | 0 | 0 | 0 | 0 | 0 | 0 | 0 | 0 | 0 | 0 | 0 | 0 | 0 | 0
Haughton Solar Farm | QLD | Slow | 0 | 0 | 0 | 0 | 0 | 0 | 0 | 0 | 0 | 0 | 0 | 0 | 0 | 0 | 0 | 0 | 0 | 0 | 0 | 0 | 0 | 0 | 0 | 0 | 0 | 0 | 0 | 0 | 0 | 0 | 0
Kennedy Energy Park Solar Farm | QLD | Slow | 0 | 0 | 0 | 0 | 0 | 0 | 0 | 0 | 0 | 0 | 0 | 0 | 0 | 0 | 0 | 0 | 0 | 0 | 0 | 0 | 0 | 0 | 0 | 0 | 0 | 0 | 0 | 0 | 0 | 0 | 0
Lilyvale Solar Farm | QLD | Slow | 0 | 0 | 0 | 0 | 0 | 0 | 0 | 0 | 0 | 0 | 0 | 0 | 0 | 0 | 0 | 0 | 0 | 0 | 0 | 0 | 0 | 0 | 0 | 0 | 0 | 0 | 0 | 0 | 0 | 0 | 0
Finley Solar Farm | NSW | Slow | 0 | 0 | 0 | 0 | 0 | 0 | 0 | 0 | 0 | 0 | 0 | 0 | 0 | 0 | 0 | 0 | 0 | 0 | 0 | 0 | 0 | 0 | 0 | 0 | 0 | 0 | 0 | 0 | 0 | 0 | 0
Limondale Solar Farm 1 | NSW | Slow | 0 | 0 | 0 | 0 | 0 | 0 | 0 | 0 | 0 | 0 | 0 | 0 | 0 | 0 | 0 | 0 | 0 | 0 | 0 | 0 | 0 | 0 | 0 | 0 | 0 | 0 | 0 | 0 | 0 | 0 | 0
Limondale Solar Farm 2 | NSW | Slow | 0 | 0 | 0 | 0 | 0 | 0 | 0 | 0 | 0 | 0 | 0 | 0 | 0 | 0 | 0 | 0 | 0 | 0 | 0 | 0 | 0 | 0 | 0 | 0 | 0 | 0 | 0 | 0 | 0 | 0 | 0
Oakey Solar Farm | QLD | Slow | 0 | 0 | 0 | 0 | 0 | 0 | 0 | 0 | 0 | 0 | 0 | 0 | 0 | 0 | 0 | 0 | 0 | 0 | 0 | 0 | 0 | 0 | 0 | 0 | 0 | 0 | 0 | 0 | 0 | 0 | 0
Oakey 2 Solar Farm | QLD | Slow | 0 | 0 | 0 | 0 | 0 | 0 | 0 | 0 | 0 | 0 | 0 | 0 | 0 | 0 | 0 | 0 | 0 | 0 | 0 | 0 | 0 | 0 | 0 | 0 | 0 | 0 | 0 | 0 | 0 | 0 | 0
Rugby Run Solar Farm | QLD | Slow | 0 | 0 | 0 | 0 | 0 | 0 | 0 | 0 | 0 | 0 | 0 | 0 | 0 | 0 | 0 | 0 | 0 | 0 | 0 | 0 | 0 | 0 | 0 | 0 | 0 | 0 | 0 | 0 | 0 | 0 | 0
Yarranlea Solar Farm | QLD | Slow | 0 | 0 | 0 | 0 | 0 | 0 | 0 | 0 | 0 | 0 | 0 | 0 | 0 | 0 | 0 | 0 | 0 | 0 | 0 | 0 | 0 | 0 | 0 | 0 | 0 | 0 | 0 | 0 | 0 | 0 | 0
Warwick Solar Farm | QLD | Slow | 0 | 0 | 0 | 0 | 0 | 0 | 0 | 0 | 0 | 0 | 0 | 0 | 0 | 0 | 0 | 0 | 0 | 0 | 0 | 0 | 0 | 0 | 0 | 0 | 0 | 0 | 0 | 0 | 0 | 0 | 0
Kiamal Solar Farm stage 1 | VIC | Slow | 0 | 0 | 0 | 0 | 0 | 0 | 0 | 0 | 0 | 0 | 0 | 0 | 0 | 0 | 0 | 0 | 0 | 0 | 0 | 0 | 0 | 0 | 0 | 0 | 0 | 0 | 0 | 0 | 0 | 0 | 0
Numurkah Solar Farm | VIC | Slow | 0 | 0 | 0 | 0 | 0 | 0 | 0 | 0 | 0 | 0 | 0 | 0 | 0 | 0 | 0 | 0 | 0 | 0 | 0 | 0 | 0 | 0 | 0 | 0 | 0 | 0 | 0 | 0 | 0 | 0 | 0
Yatpool Solar Farm | VIC | Slow | 0 | 0 | 0 | 0 | 0 | 0 | 0 | 0 | 0 | 0 | 0 | 0 | 0 | 0 | 0 | 0 | 0 | 0 | 0 | 0 | 0 | 0 | 0 | 0 | 0 | 0 | 0 | 0 | 0 | 0 | 0
Cohuna Solar Farm | VIC | Slow | 0 | 0 | 0 | 0 | 0 | 0 | 0 | 0 | 0 | 0 | 0 | 0 | 0 | 0 | 0 | 0 | 0 | 0 | 0 | 0 | 0 | 0 | 0 | 0 | 0 | 0 | 0 | 0 | 0 | 0 | 0
Advanced VRET Projects
Generator |  |  | 2019-20 | 2020-21 | 2021-22 | 2022-23 | 2023-24 | 2024-25 | 2025-26 | 2026-27 | 2027-28 | 2028-29 | 2029-30 | 2030-31 | 2031-32 | 2032-33 | 2033-34 | 2034-35 | 2035-36 | 2036-37 | 2037-38 | 2038-39 | 2039-40 | 2040-41 | 2041-42 | 2042-43 | 2043-44 | 2044-45 | 2045-46 | 2046-47 | 2047-48 | 2048-49 | 2049-50
Carwarp Solar Farm stage 1 | VIC | Slow | 0 | 0 | 0 | 0 | 0 | 0 | 0 | 0 | 0 | 0 | 0 | 0 | 0 | 0 | 0 | 0 | 0 | 0 | 0 | 0 | 0 | 0 | 0 | 0 | 0 | 0 | 0 | 0 | 0 | 0 | 0
Winton Solar Farm | VIC | Slow | 0 | 0 | 0 | 0 | 0 | 0 | 0 | 0 | 0 | 0 | 0 | 0 | 0 | 0 | 0 | 0 | 0 | 0 | 0 | 0 | 0 | 0 | 0 | 0 | 0 | 0 | 0 | 0 | 0 | 0 | 0
Mortlake South Wind Farm | VIC | Slow | 0 | 0 | 0 | 0 | 0 | 0 | 0 | 0 | 0 | 0 | 0 | 0 | 0 | 0 | 0 | 0 | 0 | 0 | 0 | 0 | 0 | 0 | 0 | 0 | 0 | 0 | 0 | 0 | 0 | 0 | 0
Berrybank Wind Farm | VIC | Slow | 0 | 0 | 0 | 0 | 0 | 0 | 0 | 0 | 0 | 0 | 0 | 0 | 0 | 0 | 0 | 0 | 0 | 0 | 0 | 0 | 0 | 0 | 0 | 0 | 0 | 0 | 0 | 0 | 0 | 0 | 0
Existing and Committed Battery storage Projects
Storage |  |  | 2019-20 | 2020-21 | 2021-22 | 2022-23 | 2023-24 | 2024-25 | 2025-26 | 2026-27 | 2027-28 | 2028-29 | 2029-30 | 2030-31 | 2031-32 | 2032-33 | 2033-34 | 2034-35 | 2035-36 | 2036-37 | 2037-38 | 2038-39 | 2039-40 | 2040-41 | 2041-42 | 2042-43 | 2043-44 | 2044-45 | 2045-46 | 2046-47 | 2047-48 | 2048-49 | 2049-50
Hornsdale Power Reserve Unit 1 | SA | Slow | 0 | 0 | 0 | 0 | 0 | 0 | 0 | 0 | 0 | 0 | 0 | 0 | 0 | 0 | 0 | 0 | 0 | 0 | 0 | 0 | 0 | 0 | 0 | 0 | 0 | 0 | 0 | 0 | 0 | 0 | 0
Dalrymple North BESS | SA | Slow | 0 | 0 | 0 | 0 | 0 | 0 | 0 | 0 | 0 | 0 | 0 | 0 | 0 | 0 | 0 | 0 | 0 | 0 | 0 | 0 | 0 | 0 | 0 | 0 | 0 | 0 | 0 | 0 | 0 | 0 | 0
Ballarat Energy Storage System | VIC | Slow | 0 | 0 | 0 | 0 | 0 | 0 | 0 | 0 | 0 | 0 | 0 | 0 | 0 | 0 | 0 | 0 | 0 | 0 | 0 | 0 | 0 | 0 | 0 | 0 | 0 | 0 | 0 | 0 | 0 | 0 | 0
Bulgana Green Power Hub - BESS | VIC | Slow | 0 | 0 | 0 | 0 | 0 | 0 | 0 | 0 | 0 | 0 | 0 | 0 | 0 | 0 | 0 | 0 | 0 | 0 | 0 | 0 | 0 | 0 | 0 | 0 | 0 | 0 | 0 | 0 | 0 | 0 | 0
Gannawarra Energy Storage System | VIC | Slow | 0 | 0 | 0 | 0 | 0 | 0 | 0 | 0 | 0 | 0 | 0 | 0 | 0 | 0 | 0 | 0 | 0 | 0 | 0 | 0 | 0 | 0 | 0 | 0 | 0 | 0 | 0 | 0 | 0 | 0 | 0
Lincoln Gap BESS | SA | Slow | 0 | 0 | 0 | 0 | 0 | 0 | 0 | 0 | 0 | 0 | 0 | 0 | 0 | 0 | 0 | 0 | 0 | 0 | 0 | 0 | 0 | 0 | 0 | 0 | 0 | 0 | 0 | 0 | 0 | 0 | 0
New Entrant
Generator |  |  | 2019-20 | 2020-21 | 2021-22 | 2022-23 | 2023-24 | 2024-25 | 2025-26 | 2026-27 | 2027-28 | 2028-29 | 2029-30 | 2030-31 | 2031-32 | 2032-33 | 2033-34 | 2034-35 | 2035-36 | 2036-37 | 2037-38 | 2038-39 | 2039-40 | 2040-41 | 2041-42 | 2042-43 | 2043-44 | 2044-45 | 2045-46 | 2046-47 | 2047-48 | 2048-49 | 2049-50
North Queensland Black Coal (supercritical PC) | North Queensland | Slow | 3 | 2.97 | 2.92 | 2.9 | 2.91 | 2.92 | 2.93 | 2.94 | 2.94 | 2.93 | 2.92 | 2.92 | 2.92 | 2.93 | 2.93 | 2.93 | 2.93 | 2.93 | 2.93 | 2.93 | 2.93 | 2.93 | 2.93 | 2.93 | 2.93 | 2.93 | 2.93 | 2.93 | 2.93 | 2.93 | 2.93
Central Queensland Black Coal (supercritical PC) | Central Queensland | Slow | 2.84 | 2.67 | 2.46 | 2.31 | 2.29 | 2.37 | 2.49 | 2.59 | 2.64 | 2.59 | 2.5 | 2.49 | 2.51 | 2.56 | 2.62 | 2.67 | 2.69 | 2.67 | 2.67 | 2.68 | 2.64 | 2.6 | 2.6 | 2.6 | 2.6 | 2.6 | 2.6 | 2.6 | 2.6 | 2.6 | 2.6
Southwest Queensland Black Coal (supercritical PC) | Southwest Queensland | Slow | 3.74 | 3.44 | 3.04 | 2.79 | 2.74 | 2.79 | 2.91 | 3.02 | 3.03 | 2.96 | 2.87 | 2.87 | 2.9 | 2.93 | 2.99 | 3.04 | 3.05 | 3.01 | 3 | 2.99 | 2.95 | 2.91 | 2.91 | 2.91 | 2.91 | 2.91 | 2.91 | 2.91 | 2.91 | 2.91 | 2.91
Northern NSW Black Coal (supercritical PC) | Northern NSW | Slow | 3.62 | 3.32 | 2.92 | 2.67 | 2.62 | 2.68 | 2.79 | 2.9 | 2.92 | 2.84 | 2.75 | 2.75 | 2.78 | 2.81 | 2.87 | 2.92 | 2.93 | 2.89 | 2.88 | 2.87 | 2.83 | 2.79 | 2.79 | 2.79 | 2.79 | 2.79 | 2.79 | 2.79 | 2.79 | 2.79 | 2.79
North-Central NSW Black Coal (supercritical PC) | North-Central NSW | Slow | 3.75 | 3.49 | 3.14 | 2.92 | 2.88 | 2.94 | 3.06 | 3.17 | 3.19 | 3.12 | 3.04 | 3.03 | 3.06 | 3.09 | 3.15 | 3.2 | 3.22 | 3.18 | 3.18 | 3.17 | 3.13 | 3.09 | 3.09 | 3.09 | 3.09 | 3.09 | 3.09 | 3.09 | 3.09 | 3.09 | 3.09
Latrobe Valley Brown Coal (supercritical PC) | Latrobe Valley | Slow | 0.67 | 0.67 | 0.67 | 0.67 | 0.67 | 0.67 | 0.67 | 0.67 | 0.67 | 0.67 | 0.67 | 0.67 | 0.67 | 0.67 | 0.67 | 0.67 | 0.67 | 0.67 | 0.67 | 0.67 | 0.67 | 0.67 | 0.67 | 0.67 | 0.67 | 0.67 | 0.67 | 0.67 | 0.67 | 0.67 | 0.67
QLD OCGT | QLD | Slow | 9.0941 | 8.9309 | 8.9309 | 8.9309 | 9.1873 | 9.4436 | 9.4436 | 9.4436 | 9.4436 | 9.4436 | 9.4436 | 9.4436 | 9.4436 | 9.4436 | 9.4436 | 9.4436 | 9.4436 | 9.4436 | 9.4436 | 9.4436 | 9.4436 | 9.4436 | 9.4436 | 9.4436 | 9.4436 | 9.4436 | 9.4436 | 9.4436 | 9.4436 | 9.4436 | 9.4436
NSW OCGT | NSW | Slow | 9.9246 | 9.7615 | 9.7615 | 9.7615 | 10.0178 | 10.2742 | 10.2742 | 10.2742 | 10.2742 | 10.2742 | 10.2742 | 10.2742 | 10.2742 | 10.2742 | 10.2742 | 10.2742 | 10.2742 | 10.2742 | 10.2742 | 10.2742 | 10.2742 | 10.2742 | 10.2742 | 10.2742 | 10.2742 | 10.2742 | 10.2742 | 10.2742 | 10.2742 | 10.2742 | 10.2742
VIC OCGT | VIC | Slow | 9.5965 | 9.2283 | 9.2283 | 9.2283 | 9.4846 | 9.741 | 9.741 | 9.741 | 9.741 | 9.741 | 9.741 | 9.741 | 9.741 | 9.741 | 9.741 | 9.741 | 9.741 | 9.741 | 9.741 | 9.741 | 9.741 | 9.741 | 9.741 | 9.741 | 9.741 | 9.741 | 9.741 | 9.741 | 9.741 | 9.741 | 9.741
SA OCGT | SA | Slow | 9.576 | 9.4129 | 9.4129 | 9.4129 | 9.6692 | 9.9255 | 9.9255 | 9.9255 | 9.9255 | 9.9255 | 9.9255 | 9.9255 | 9.9255 | 9.9255 | 9.9255 | 9.9255 | 9.9255 | 9.9255 | 9.9255 | 9.9255 | 9.9255 | 9.9255 | 9.9255 | 9.9255 | 9.9255 | 9.9255 | 9.9255 | 9.9255 | 9.9255 | 9.9255 | 9.9255
TAS OCGT | TAS | Slow | 9.8528 | 9.6897 | 9.6897 | 9.6897 | 9.9461 | 10.2024 | 10.2024 | 10.2024 | 10.2024 | 10.2024 | 10.2024 | 10.2024 | 10.2024 | 10.2024 | 10.2024 | 10.2024 | 10.2024 | 10.2024 | 10.2024 | 10.2024 | 10.2024 | 10.2024 | 10.2024 | 10.2024 | 10.2024 | 10.2024 | 10.2024 | 10.2024 | 10.2024 | 10.2024 | 10.2024
QLD CCGT | QLD | Slow | 8.0687 | 7.9056 | 7.9056 | 7.9056 | 8.1619 | 8.4183 | 8.4183 | 8.4183 | 8.4183 | 8.4183 | 8.4183 | 8.4183 | 8.4183 | 8.4183 | 8.4183 | 8.4183 | 8.4183 | 8.4183 | 8.4183 | 8.4183 | 8.4183 | 8.4183 | 8.4183 | 8.4183 | 8.4183 | 8.4183 | 8.4183 | 8.4183 | 8.4183 | 8.4183 | 8.4183
NSW CCGT | NSW | Slow | 8.8992 | 8.7361 | 8.7361 | 8.7361 | 8.9925 | 9.2488 | 9.2488 | 9.2488 | 9.2488 | 9.2488 | 9.2488 | 9.2488 | 9.2488 | 9.2488 | 9.2488 | 9.2488 | 9.2488 | 9.2488 | 9.2488 | 9.2488 | 9.2488 | 9.2488 | 9.2488 | 9.2488 | 9.2488 | 9.2488 | 9.2488 | 9.2488 | 9.2488 | 9.2488 | 9.2488
VIC CCGT | VIC | Slow | 8.5711 | 8.2029 | 8.2029 | 8.2029 | 8.4593 | 8.7156 | 8.7156 | 8.7156 | 8.7156 | 8.7156 | 8.7156 | 8.7156 | 8.7156 | 8.7156 | 8.7156 | 8.7156 | 8.7156 | 8.7156 | 8.7156 | 8.7156 | 8.7156 | 8.7156 | 8.7156 | 8.7156 | 8.7156 | 8.7156 | 8.7156 | 8.7156 | 8.7156 | 8.7156 | 8.7156
SA CCGT | SA | Slow | 8.5506 | 8.3875 | 8.3875 | 8.3875 | 8.6438 | 8.9002 | 8.9002 | 8.9002 | 8.9002 | 8.9002 | 8.9002 | 8.9002 | 8.9002 | 8.9002 | 8.9002 | 8.9002 | 8.9002 | 8.9002 | 8.9002 | 8.9002 | 8.9002 | 8.9002 | 8.9002 | 8.9002 | 8.9002 | 8.9002 | 8.9002 | 8.9002 | 8.9002 | 8.9002 | 8.9002
TAS CCGT | TAS | Slow | 9.8528 | 9.6897 | 9.6897 | 9.6897 | 9.9461 | 10.2024 | 10.2024 | 10.2024 | 10.2024 | 10.2024 | 10.2024 | 10.2024 | 10.2024 | 10.2024 | 10.2024 | 10.2024 | 10.2024 | 10.2024 | 10.2024 | 10.2024 | 10.2024 | 10.2024 | 10.2024 | 10.2024 | 10.2024 | 10.2024 | 10.2024 | 10.2024 | 10.2024 | 10.2024 | 10.2024
Vic Biomass | VIC | Slow | 0.53 | 0.53 | 0.53 | 0.53 | 0.53 | 0.53 | 0.53 | 0.53 | 0.53 | 0.53 | 0.53 | 0.53 | 0.53 | 0.53 | 0.53 | 0.53 | 0.53 | 0.53 | 0.53 | 0.53 | 0.53 | 0.53 | 0.53 | 0.53 | 0.53 | 0.53 | 0.53 | 0.53 | 0.53 | 0.53 | 0.53
Qld Biomass | QLD | Slow | 0.53 | 0.53 | 0.53 | 0.53 | 0.53 | 0.53 | 0.53 | 0.53 | 0.53 | 0.53 | 0.53 | 0.53 | 0.53 | 0.53 | 0.53 | 0.53 | 0.53 | 0.53 | 0.53 | 0.53 | 0.53 | 0.53 | 0.53 | 0.53 | 0.53 | 0.53 | 0.53 | 0.53 | 0.53 | 0.53 | 0.53
NSW Biomass | NSW | Slow | 0.53 | 0.53 | 0.53 | 0.53 | 0.53 | 0.53 | 0.53 | 0.53 | 0.53 | 0.53 | 0.53 | 0.53 | 0.53 | 0.53 | 0.53 | 0.53 | 0.53 | 0.53 | 0.53 | 0.53 | 0.53 | 0.53 | 0.53 | 0.53 | 0.53 | 0.53 | 0.53 | 0.53 | 0.53 | 0.53 | 0.53
SA Biomass | SA | Slow | 0.53 | 0.53 | 0.53 | 0.53 | 0.53 | 0.53 | 0.53 | 0.53 | 0.53 | 0.53 | 0.53 | 0.53 | 0.53 | 0.53 | 0.53 | 0.53 | 0.53 | 0.53 | 0.53 | 0.53 | 0.53 | 0.53 | 0.53 | 0.53 | 0.53 | 0.53 | 0.53 | 0.53 | 0.53 | 0.53 | 0.53
Tas Biomass | TAS | Slow | 0.53 | 0.53 | 0.53 | 0.53 | 0.53 | 0.53 | 0.53 | 0.53 | 0.53 | 0.53 | 0.53 | 0.53 | 0.53 | 0.53 | 0.53 | 0.53 | 0.53 | 0.53 | 0.53 | 0.53 | 0.53 | 0.53 | 0.53 | 0.53 | 0.53 | 0.53 | 0.53 | 0.53 | 0.53 | 0.53 | 0.53
Far North QLD Large scale Solar PV | Far North QLD | Slow | 0 | 0 | 0 | 0 | 0 | 0 | 0 | 0 | 0 | 0 | 0 | 0 | 0 | 0 | 0 | 0 | 0 | 0 | 0 | 0 | 0 | 0 | 0 | 0 | 0 | 0 | 0 | 0 | 0 | 0 | 0
North Qld Clean Energy Hub Large scale Solar PV | North Qld Clean Energy Hub | Slow | 0 | 0 | 0 | 0 | 0 | 0 | 0 | 0 | 0 | 0 | 0 | 0 | 0 | 0 | 0 | 0 | 0 | 0 | 0 | 0 | 0 | 0 | 0 | 0 | 0 | 0 | 0 | 0 | 0 | 0 | 0
Northern Qld Large scale Solar PV | Northern Qld | Slow | 0 | 0 | 0 | 0 | 0 | 0 | 0 | 0 | 0 | 0 | 0 | 0 | 0 | 0 | 0 | 0 | 0 | 0 | 0 | 0 | 0 | 0 | 0 | 0 | 0 | 0 | 0 | 0 | 0 | 0 | 0
Isaac Large scale Solar PV | Isaac | Slow | 0 | 0 | 0 | 0 | 0 | 0 | 0 | 0 | 0 | 0 | 0 | 0 | 0 | 0 | 0 | 0 | 0 | 0 | 0 | 0 | 0 | 0 | 0 | 0 | 0 | 0 | 0 | 0 | 0 | 0 | 0
Barcaldine Large scale Solar PV | Barcaldine | Slow | 0 | 0 | 0 | 0 | 0 | 0 | 0 | 0 | 0 | 0 | 0 | 0 | 0 | 0 | 0 | 0 | 0 | 0 | 0 | 0 | 0 | 0 | 0 | 0 | 0 | 0 | 0 | 0 | 0 | 0 | 0
Fitzroy Large scale Solar PV | Fitzroy | Slow | 0 | 0 | 0 | 0 | 0 | 0 | 0 | 0 | 0 | 0 | 0 | 0 | 0 | 0 | 0 | 0 | 0 | 0 | 0 | 0 | 0 | 0 | 0 | 0 | 0 | 0 | 0 | 0 | 0 | 0 | 0
Wide Bay Large scale Solar PV | Wide Bay | Slow | 0 | 0 | 0 | 0 | 0 | 0 | 0 | 0 | 0 | 0 | 0 | 0 | 0 | 0 | 0 | 0 | 0 | 0 | 0 | 0 | 0 | 0 | 0 | 0 | 0 | 0 | 0 | 0 | 0 | 0 | 0
Darling Downs Large scale Solar PV | Darling Downs | Slow | 0 | 0 | 0 | 0 | 0 | 0 | 0 | 0 | 0 | 0 | 0 | 0 | 0 | 0 | 0 | 0 | 0 | 0 | 0 | 0 | 0 | 0 | 0 | 0 | 0 | 0 | 0 | 0 | 0 | 0 | 0
North West NSW Large scale Solar PV | North West NSW | Slow | 0 | 0 | 0 | 0 | 0 | 0 | 0 | 0 | 0 | 0 | 0 | 0 | 0 | 0 | 0 | 0 | 0 | 0 | 0 | 0 | 0 | 0 | 0 | 0 | 0 | 0 | 0 | 0 | 0 | 0 | 0
New England Large scale Solar PV | New England | Slow | 0 | 0 | 0 | 0 | 0 | 0 | 0 | 0 | 0 | 0 | 0 | 0 | 0 | 0 | 0 | 0 | 0 | 0 | 0 | 0 | 0 | 0 | 0 | 0 | 0 | 0 | 0 | 0 | 0 | 0 | 0
Central West NSW Large scale Solar PV | Central West NSW | Slow | 0 | 0 | 0 | 0 | 0 | 0 | 0 | 0 | 0 | 0 | 0 | 0 | 0 | 0 | 0 | 0 | 0 | 0 | 0 | 0 | 0 | 0 | 0 | 0 | 0 | 0 | 0 | 0 | 0 | 0 | 0
Southern NSW Tablelands Large scale Solar PV | Southern NSW Tablelands | Slow | 0 | 0 | 0 | 0 | 0 | 0 | 0 | 0 | 0 | 0 | 0 | 0 | 0 | 0 | 0 | 0 | 0 | 0 | 0 | 0 | 0 | 0 | 0 | 0 | 0 | 0 | 0 | 0 | 0 | 0 | 0
Broken Hill Large scale Solar PV | Broken Hill | Slow | 0 | 0 | 0 | 0 | 0 | 0 | 0 | 0 | 0 | 0 | 0 | 0 | 0 | 0 | 0 | 0 | 0 | 0 | 0 | 0 | 0 | 0 | 0 | 0 | 0 | 0 | 0 | 0 | 0 | 0 | 0
South West NSW Large scale Solar PV | South West NSW | Slow | 0 | 0 | 0 | 0 | 0 | 0 | 0 | 0 | 0 | 0 | 0 | 0 | 0 | 0 | 0 | 0 | 0 | 0 | 0 | 0 | 0 | 0 | 0 | 0 | 0 | 0 | 0 | 0 | 0 | 0 | 0
Wagga Wagga Large scale Solar PV | Wagga Wagga | Slow | 0 | 0 | 0 | 0 | 0 | 0 | 0 | 0 | 0 | 0 | 0 | 0 | 0 | 0 | 0 | 0 | 0 | 0 | 0 | 0 | 0 | 0 | 0 | 0 | 0 | 0 | 0 | 0 | 0 | 0 | 0
Tumut Large scale Solar PV | Tumut | Slow | 0 | 0 | 0 | 0 | 0 | 0 | 0 | 0 | 0 | 0 | 0 | 0 | 0 | 0 | 0 | 0 | 0 | 0 | 0 | 0 | 0 | 0 | 0 | 0 | 0 | 0 | 0 | 0 | 0 | 0 | 0
Cooma-Monaro Large scale Solar PV | Cooma-Monaro | Slow | 0 | 0 | 0 | 0 | 0 | 0 | 0 | 0 | 0 | 0 | 0 | 0 | 0 | 0 | 0 | 0 | 0 | 0 | 0 | 0 | 0 | 0 | 0 | 0 | 0 | 0 | 0 | 0 | 0 | 0 | 0
Ovens Murray Large scale Solar PV | Ovens Murray | Slow | 0 | 0 | 0 | 0 | 0 | 0 | 0 | 0 | 0 | 0 | 0 | 0 | 0 | 0 | 0 | 0 | 0 | 0 | 0 | 0 | 0 | 0 | 0 | 0 | 0 | 0 | 0 | 0 | 0 | 0 | 0
Murray River Large scale Solar PV | Murray River | Slow | 0 | 0 | 0 | 0 | 0 | 0 | 0 | 0 | 0 | 0 | 0 | 0 | 0 | 0 | 0 | 0 | 0 | 0 | 0 | 0 | 0 | 0 | 0 | 0 | 0 | 0 | 0 | 0 | 0 | 0 | 0
Western Victoria Large scale Solar PV | Western Victoria | Slow | 0 | 0 | 0 | 0 | 0 | 0 | 0 | 0 | 0 | 0 | 0 | 0 | 0 | 0 | 0 | 0 | 0 | 0 | 0 | 0 | 0 | 0 | 0 | 0 | 0 | 0 | 0 | 0 | 0 | 0 | 0
South West Victoria Large scale Solar PV | South West Victoria | Slow | 0 | 0 | 0 | 0 | 0 | 0 | 0 | 0 | 0 | 0 | 0 | 0 | 0 | 0 | 0 | 0 | 0 | 0 | 0 | 0 | 0 | 0 | 0 | 0 | 0 | 0 | 0 | 0 | 0 | 0 | 0
Gippsland Large scale Solar PV | Gippsland | Slow | 0 | 0 | 0 | 0 | 0 | 0 | 0 | 0 | 0 | 0 | 0 | 0 | 0 | 0 | 0 | 0 | 0 | 0 | 0 | 0 | 0 | 0 | 0 | 0 | 0 | 0 | 0 | 0 | 0 | 0 | 0
Central North Vic Large scale Solar PV | Central North Vic | Slow | 0 | 0 | 0 | 0 | 0 | 0 | 0 | 0 | 0 | 0 | 0 | 0 | 0 | 0 | 0 | 0 | 0 | 0 | 0 | 0 | 0 | 0 | 0 | 0 | 0 | 0 | 0 | 0 | 0 | 0 | 0
South East SA Large scale Solar PV | South East SA | Slow | 0 | 0 | 0 | 0 | 0 | 0 | 0 | 0 | 0 | 0 | 0 | 0 | 0 | 0 | 0 | 0 | 0 | 0 | 0 | 0 | 0 | 0 | 0 | 0 | 0 | 0 | 0 | 0 | 0 | 0 | 0
Riverland Large scale Solar PV | Riverland | Slow | 0 | 0 | 0 | 0 | 0 | 0 | 0 | 0 | 0 | 0 | 0 | 0 | 0 | 0 | 0 | 0 | 0 | 0 | 0 | 0 | 0 | 0 | 0 | 0 | 0 | 0 | 0 | 0 | 0 | 0 | 0
Mid-North SA Large scale Solar PV | Mid-North SA | Slow | 0 | 0 | 0 | 0 | 0 | 0 | 0 | 0 | 0 | 0 | 0 | 0 | 0 | 0 | 0 | 0 | 0 | 0 | 0 | 0 | 0 | 0 | 0 | 0 | 0 | 0 | 0 | 0 | 0 | 0 | 0
Yorke Peninsula Large scale Solar PV | Yorke Peninsula | Slow | 0 | 0 | 0 | 0 | 0 | 0 | 0 | 0 | 0 | 0 | 0 | 0 | 0 | 0 | 0 | 0 | 0 | 0 | 0 | 0 | 0 | 0 | 0 | 0 | 0 | 0 | 0 | 0 | 0 | 0 | 0
Northern SA Large scale Solar PV | Northern SA | Slow | 0 | 0 | 0 | 0 | 0 | 0 | 0 | 0 | 0 | 0 | 0 | 0 | 0 | 0 | 0 | 0 | 0 | 0 | 0 | 0 | 0 | 0 | 0 | 0 | 0 | 0 | 0 | 0 | 0 | 0 | 0
Leigh Creek Large scale Solar PV | Leigh Creek | Slow | 0 | 0 | 0 | 0 | 0 | 0 | 0 | 0 | 0 | 0 | 0 | 0 | 0 | 0 | 0 | 0 | 0 | 0 | 0 | 0 | 0 | 0 | 0 | 0 | 0 | 0 | 0 | 0 | 0 | 0 | 0
Roxby Downs Large scale Solar PV | Roxby Downs | Slow | 0 | 0 | 0 | 0 | 0 | 0 | 0 | 0 | 0 | 0 | 0 | 0 | 0 | 0 | 0 | 0 | 0 | 0 | 0 | 0 | 0 | 0 | 0 | 0 | 0 | 0 | 0 | 0 | 0 | 0 | 0
Eastern Eyre Peninsula Large scale Solar PV | Eastern Eyre Peninsula | Slow | 0 | 0 | 0 | 0 | 0 | 0 | 0 | 0 | 0 | 0 | 0 | 0 | 0 | 0 | 0 | 0 | 0 | 0 | 0 | 0 | 0 | 0 | 0 | 0 | 0 | 0 | 0 | 0 | 0 | 0 | 0
Western Eyre Peninsula Large scale Solar PV | Western Eyre Peninsula | Slow | 0 | 0 | 0 | 0 | 0 | 0 | 0 | 0 | 0 | 0 | 0 | 0 | 0 | 0 | 0 | 0 | 0 | 0 | 0 | 0 | 0 | 0 | 0 | 0 | 0 | 0 | 0 | 0 | 0 | 0 | 0
North East Tasmania Large scale Solar PV | North East Tasmania | Slow | 0 | 0 | 0 | 0 | 0 | 0 | 0 | 0 | 0 | 0 | 0 | 0 | 0 | 0 | 0 | 0 | 0 | 0 | 0 | 0 | 0 | 0 | 0 | 0 | 0 | 0 | 0 | 0 | 0 | 0 | 0
North West Tasmania Large scale Solar PV | North West Tasmania | Slow | 0 | 0 | 0 | 0 | 0 | 0 | 0 | 0 | 0 | 0 | 0 | 0 | 0 | 0 | 0 | 0 | 0 | 0 | 0 | 0 | 0 | 0 | 0 | 0 | 0 | 0 | 0 | 0 | 0 | 0 | 0
Tasmania Midlands Large scale Solar PV | Tasmania Midlands | Slow | 0 | 0 | 0 | 0 | 0 | 0 | 0 | 0 | 0 | 0 | 0 | 0 | 0 | 0 | 0 | 0 | 0 | 0 | 0 | 0 | 0 | 0 | 0 | 0 | 0 | 0 | 0 | 0 | 0 | 0 | 0
Far North QLD Solar Thermal (8hrs Storage) | Far North QLD | Slow | 0 | 0 | 0 | 0 | 0 | 0 | 0 | 0 | 0 | 0 | 0 | 0 | 0 | 0 | 0 | 0 | 0 | 0 | 0 | 0 | 0 | 0 | 0 | 0 | 0 | 0 | 0 | 0 | 0 | 0 | 0
North Qld Clean Energy Hub Solar Thermal (8hrs Storage) | North Qld Clean Energy Hub | Slow | 0 | 0 | 0 | 0 | 0 | 0 | 0 | 0 | 0 | 0 | 0 | 0 | 0 | 0 | 0 | 0 | 0 | 0 | 0 | 0 | 0 | 0 | 0 | 0 | 0 | 0 | 0 | 0 | 0 | 0 | 0
Northern Qld Solar Thermal (8hrs Storage) | Northern Qld | Slow | 0 | 0 | 0 | 0 | 0 | 0 | 0 | 0 | 0 | 0 | 0 | 0 | 0 | 0 | 0 | 0 | 0 | 0 | 0 | 0 | 0 | 0 | 0 | 0 | 0 | 0 | 0 | 0 | 0 | 0 | 0
Isaac Solar Thermal (8hrs Storage) | Isaac | Slow | 0 | 0 | 0 | 0 | 0 | 0 | 0 | 0 | 0 | 0 | 0 | 0 | 0 | 0 | 0 | 0 | 0 | 0 | 0 | 0 | 0 | 0 | 0 | 0 | 0 | 0 | 0 | 0 | 0 | 0 | 0
Barcaldine Solar Thermal (8hrs Storage) | Barcaldine | Slow | 0 | 0 | 0 | 0 | 0 | 0 | 0 | 0 | 0 | 0 | 0 | 0 | 0 | 0 | 0 | 0 | 0 | 0 | 0 | 0 | 0 | 0 | 0 | 0 | 0 | 0 | 0 | 0 | 0 | 0 | 0
Fitzroy Solar Thermal (8hrs Storage) | Fitzroy | Slow | 0 | 0 | 0 | 0 | 0 | 0 | 0 | 0 | 0 | 0 | 0 | 0 | 0 | 0 | 0 | 0 | 0 | 0 | 0 | 0 | 0 | 0 | 0 | 0 | 0 | 0 | 0 | 0 | 0 | 0 | 0
Wide Bay Solar Thermal (8hrs Storage) | Wide Bay | Slow | 0 | 0 | 0 | 0 | 0 | 0 | 0 | 0 | 0 | 0 | 0 | 0 | 0 | 0 | 0 | 0 | 0 | 0 | 0 | 0 | 0 | 0 | 0 | 0 | 0 | 0 | 0 | 0 | 0 | 0 | 0
Darling Downs Solar Thermal (8hrs Storage) | Darling Downs | Slow | 0 | 0 | 0 | 0 | 0 | 0 | 0 | 0 | 0 | 0 | 0 | 0 | 0 | 0 | 0 | 0 | 0 | 0 | 0 | 0 | 0 | 0 | 0 | 0 | 0 | 0 | 0 | 0 | 0 | 0 | 0
North West NSW Solar Thermal (8hrs Storage) | North West NSW | Slow | 0 | 0 | 0 | 0 | 0 | 0 | 0 | 0 | 0 | 0 | 0 | 0 | 0 | 0 | 0 | 0 | 0 | 0 | 0 | 0 | 0 | 0 | 0 | 0 | 0 | 0 | 0 | 0 | 0 | 0 | 0
New England Solar Thermal (8hrs Storage) | New England | Slow | 0 | 0 | 0 | 0 | 0 | 0 | 0 | 0 | 0 | 0 | 0 | 0 | 0 | 0 | 0 | 0 | 0 | 0 | 0 | 0 | 0 | 0 | 0 | 0 | 0 | 0 | 0 | 0 | 0 | 0 | 0
Central West NSW Solar Thermal (8hrs Storage) | Central West NSW | Slow | 0 | 0 | 0 | 0 | 0 | 0 | 0 | 0 | 0 | 0 | 0 | 0 | 0 | 0 | 0 | 0 | 0 | 0 | 0 | 0 | 0 | 0 | 0 | 0 | 0 | 0 | 0 | 0 | 0 | 0 | 0
Southern NSW Tablelands Solar Thermal (8hrs Storage) | Southern NSW Tablelands | Slow | 0 | 0 | 0 | 0 | 0 | 0 | 0 | 0 | 0 | 0 | 0 | 0 | 0 | 0 | 0 | 0 | 0 | 0 | 0 | 0 | 0 | 0 | 0 | 0 | 0 | 0 | 0 | 0 | 0 | 0 | 0
Broken Hill Solar Thermal (8hrs Storage) | Broken Hill | Slow | 0 | 0 | 0 | 0 | 0 | 0 | 0 | 0 | 0 | 0 | 0 | 0 | 0 | 0 | 0 | 0 | 0 | 0 | 0 | 0 | 0 | 0 | 0 | 0 | 0 | 0 | 0 | 0 | 0 | 0 | 0
South West NSW Solar Thermal (8hrs Storage) | South West NSW | Slow | 0 | 0 | 0 | 0 | 0 | 0 | 0 | 0 | 0 | 0 | 0 | 0 | 0 | 0 | 0 | 0 | 0 | 0 | 0 | 0 | 0 | 0 | 0 | 0 | 0 | 0 | 0 | 0 | 0 | 0 | 0
Wagga Wagga Solar Thermal (8hrs Storage) | Wagga Wagga | Slow | 0 | 0 | 0 | 0 | 0 | 0 | 0 | 0 | 0 | 0 | 0 | 0 | 0 | 0 | 0 | 0 | 0 | 0 | 0 | 0 | 0 | 0 | 0 | 0 | 0 | 0 | 0 | 0 | 0 | 0 | 0
Tumut Solar Thermal (8hrs Storage) | Tumut | Slow | 0 | 0 | 0 | 0 | 0 | 0 | 0 | 0 | 0 | 0 | 0 | 0 | 0 | 0 | 0 | 0 | 0 | 0 | 0 | 0 | 0 | 0 | 0 | 0 | 0 | 0 | 0 | 0 | 0 | 0 | 0
Cooma-Monaro Solar Thermal (8hrs Storage) | Cooma-Monaro | Slow | 0 | 0 | 0 | 0 | 0 | 0 | 0 | 0 | 0 | 0 | 0 | 0 | 0 | 0 | 0 | 0 | 0 | 0 | 0 | 0 | 0 | 0 | 0 | 0 | 0 | 0 | 0 | 0 | 0 | 0 | 0
Ovens Murray Solar Thermal (8hrs Storage) | Ovens Murray | Slow | 0 | 0 | 0 | 0 | 0 | 0 | 0 | 0 | 0 | 0 | 0 | 0 | 0 | 0 | 0 | 0 | 0 | 0 | 0 | 0 | 0 | 0 | 0 | 0 | 0 | 0 | 0 | 0 | 0 | 0 | 0
Murray River Solar Thermal (8hrs Storage) | Murray River | Slow | 0 | 0 | 0 | 0 | 0 | 0 | 0 | 0 | 0 | 0 | 0 | 0 | 0 | 0 | 0 | 0 | 0 | 0 | 0 | 0 | 0 | 0 | 0 | 0 | 0 | 0 | 0 | 0 | 0 | 0 | 0
Western Victoria Solar Thermal (8hrs Storage) | Western Victoria | Slow | 0 | 0 | 0 | 0 | 0 | 0 | 0 | 0 | 0 | 0 | 0 | 0 | 0 | 0 | 0 | 0 | 0 | 0 | 0 | 0 | 0 | 0 | 0 | 0 | 0 | 0 | 0 | 0 | 0 | 0 | 0
South West Victoria Solar Thermal (8hrs Storage) | South West Victoria | Slow | 0 | 0 | 0 | 0 | 0 | 0 | 0 | 0 | 0 | 0 | 0 | 0 | 0 | 0 | 0 | 0 | 0 | 0 | 0 | 0 | 0 | 0 | 0 | 0 | 0 | 0 | 0 | 0 | 0 | 0 | 0
Gippsland Solar Thermal (8hrs Storage) | Gippsland | Slow | 0 | 0 | 0 | 0 | 0 | 0 | 0 | 0 | 0 | 0 | 0 | 0 | 0 | 0 | 0 | 0 | 0 | 0 | 0 | 0 | 0 | 0 | 0 | 0 | 0 | 0 | 0 | 0 | 0 | 0 | 0
Central North Vic Solar Thermal (8hrs Storage) | Central North Vic | Slow | 0 | 0 | 0 | 0 | 0 | 0 | 0 | 0 | 0 | 0 | 0 | 0 | 0 | 0 | 0 | 0 | 0 | 0 | 0 | 0 | 0 | 0 | 0 | 0 | 0 | 0 | 0 | 0 | 0 | 0 | 0
South East SA Solar Thermal (8hrs Storage) | South East SA | Slow | 0 | 0 | 0 | 0 | 0 | 0 | 0 | 0 | 0 | 0 | 0 | 0 | 0 | 0 | 0 | 0 | 0 | 0 | 0 | 0 | 0 | 0 | 0 | 0 | 0 | 0 | 0 | 0 | 0 | 0 | 0
Riverland Solar Thermal (8hrs Storage) | Riverland | Slow | 0 | 0 | 0 | 0 | 0 | 0 | 0 | 0 | 0 | 0 | 0 | 0 | 0 | 0 | 0 | 0 | 0 | 0 | 0 | 0 | 0 | 0 | 0 | 0 | 0 | 0 | 0 | 0 | 0 | 0 | 0
Mid-North SA Solar Thermal (8hrs Storage) | Mid-North SA | Slow | 0 | 0 | 0 | 0 | 0 | 0 | 0 | 0 | 0 | 0 | 0 | 0 | 0 | 0 | 0 | 0 | 0 | 0 | 0 | 0 | 0 | 0 | 0 | 0 | 0 | 0 | 0 | 0 | 0 | 0 | 0
Yorke Peninsula Solar Thermal (8hrs Storage) | Yorke Peninsula | Slow | 0 | 0 | 0 | 0 | 0 | 0 | 0 | 0 | 0 | 0 | 0 | 0 | 0 | 0 | 0 | 0 | 0 | 0 | 0 | 0 | 0 | 0 | 0 | 0 | 0 | 0 | 0 | 0 | 0 | 0 | 0
Northern SA Solar Thermal (8hrs Storage) | Northern SA | Slow | 0 | 0 | 0 | 0 | 0 | 0 | 0 | 0 | 0 | 0 | 0 | 0 | 0 | 0 | 0 | 0 | 0 | 0 | 0 | 0 | 0 | 0 | 0 | 0 | 0 | 0 | 0 | 0 | 0 | 0 | 0
Leigh Creek Solar Thermal (8hrs Storage) | Leigh Creek | Slow | 0 | 0 | 0 | 0 | 0 | 0 | 0 | 0 | 0 | 0 | 0 | 0 | 0 | 0 | 0 | 0 | 0 | 0 | 0 | 0 | 0 | 0 | 0 | 0 | 0 | 0 | 0 | 0 | 0 | 0 | 0
Roxby Downs Solar Thermal (8hrs Storage) | Roxby Downs | Slow | 0 | 0 | 0 | 0 | 0 | 0 | 0 | 0 | 0 | 0 | 0 | 0 | 0 | 0 | 0 | 0 | 0 | 0 | 0 | 0 | 0 | 0 | 0 | 0 | 0 | 0 | 0 | 0 | 0 | 0 | 0
Eastern Eyre Peninsula Solar Thermal (8hrs Storage) | Eastern Eyre Peninsula | Slow | 0 | 0 | 0 | 0 | 0 | 0 | 0 | 0 | 0 | 0 | 0 | 0 | 0 | 0 | 0 | 0 | 0 | 0 | 0 | 0 | 0 | 0 | 0 | 0 | 0 | 0 | 0 | 0 | 0 | 0 | 0
Western Eyre Peninsula Solar Thermal (8hrs Storage) | Western Eyre Peninsula | Slow | 0 | 0 | 0 | 0 | 0 | 0 | 0 | 0 | 0 | 0 | 0 | 0 | 0 | 0 | 0 | 0 | 0 | 0 | 0 | 0 | 0 | 0 | 0 | 0 | 0 | 0 | 0 | 0 | 0 | 0 | 0
North East Tasmania Solar Thermal (8hrs Storage) | North East Tasmania | Slow | 0 | 0 | 0 | 0 | 0 | 0 | 0 | 0 | 0 | 0 | 0 | 0 | 0 | 0 | 0 | 0 | 0 | 0 | 0 | 0 | 0 | 0 | 0 | 0 | 0 | 0 | 0 | 0 | 0 | 0 | 0
North West Tasmania Solar Thermal (8hrs Storage) | North West Tasmania | Slow | 0 | 0 | 0 | 0 | 0 | 0 | 0 | 0 | 0 | 0 | 0 | 0 | 0 | 0 | 0 | 0 | 0 | 0 | 0 | 0 | 0 | 0 | 0 | 0 | 0 | 0 | 0 | 0 | 0 | 0 | 0
Tasmania Midlands Solar Thermal (8hrs Storage) | Tasmania Midlands | Slow | 0 | 0 | 0 | 0 | 0 | 0 | 0 | 0 | 0 | 0 | 0 | 0 | 0 | 0 | 0 | 0 | 0 | 0 | 0 | 0 | 0 | 0 | 0 | 0 | 0 | 0 | 0 | 0 | 0 | 0 | 0
Vic Battery storage (2hrs storage) | VIC | Slow | 0 | 0 | 0 | 0 | 0 | 0 | 0 | 0 | 0 | 0 | 0 | 0 | 0 | 0 | 0 | 0 | 0 | 0 | 0 | 0 | 0 | 0 | 0 | 0 | 0 | 0 | 0 | 0 | 0 | 0 | 0
Qld Battery Storage (2hrs storage) | QLD | Slow | 0 | 0 | 0 | 0 | 0 | 0 | 0 | 0 | 0 | 0 | 0 | 0 | 0 | 0 | 0 | 0 | 0 | 0 | 0 | 0 | 0 | 0 | 0 | 0 | 0 | 0 | 0 | 0 | 0 | 0 | 0
NSW Battery Storage (2hrs storage) | NSW | Slow | 0 | 0 | 0 | 0 | 0 | 0 | 0 | 0 | 0 | 0 | 0 | 0 | 0 | 0 | 0 | 0 | 0 | 0 | 0 | 0 | 0 | 0 | 0 | 0 | 0 | 0 | 0 | 0 | 0 | 0 | 0
SA Battery Storage (2hrs storage) | SA | Slow | 0 | 0 | 0 | 0 | 0 | 0 | 0 | 0 | 0 | 0 | 0 | 0 | 0 | 0 | 0 | 0 | 0 | 0 | 0 | 0 | 0 | 0 | 0 | 0 | 0 | 0 | 0 | 0 | 0 | 0 | 0
Tas Battery Storage (2hrs storage) | TAS | Slow | 0 | 0 | 0 | 0 | 0 | 0 | 0 | 0 | 0 | 0 | 0 | 0 | 0 | 0 | 0 | 0 | 0 | 0 | 0 | 0 | 0 | 0 | 0 | 0 | 0 | 0 | 0 | 0 | 0 | 0 | 0
Vic Battery Storage (4hrs storage) | VIC | Slow | 0 | 0 | 0 | 0 | 0 | 0 | 0 | 0 | 0 | 0 | 0 | 0 | 0 | 0 | 0 | 0 | 0 | 0 | 0 | 0 | 0 | 0 | 0 | 0 | 0 | 0 | 0 | 0 | 0 | 0 | 0
Qld Battery Storage (4hrs storage) | QLD | Slow | 0 | 0 | 0 | 0 | 0 | 0 | 0 | 0 | 0 | 0 | 0 | 0 | 0 | 0 | 0 | 0 | 0 | 0 | 0 | 0 | 0 | 0 | 0 | 0 | 0 | 0 | 0 | 0 | 0 | 0 | 0
NSW Battery Storage (4hrs storage) | NSW | Slow | 0 | 0 | 0 | 0 | 0 | 0 | 0 | 0 | 0 | 0 | 0 | 0 | 0 | 0 | 0 | 0 | 0 | 0 | 0 | 0 | 0 | 0 | 0 | 0 | 0 | 0 | 0 | 0 | 0 | 0 | 0
SA Battery Storage (4hrs storage) | SA | Slow | 0 | 0 | 0 | 0 | 0 | 0 | 0 | 0 | 0 | 0 | 0 | 0 | 0 | 0 | 0 | 0 | 0 | 0 | 0 | 0 | 0 | 0 | 0 | 0 | 0 | 0 | 0 | 0 | 0 | 0 | 0
Tas Battery Storage (4hrs storage) | TAS | Slow | 0 | 0 | 0 | 0 | 0 | 0 | 0 | 0 | 0 | 0 | 0 | 0 | 0 | 0 | 0 | 0 | 0 | 0 | 0 | 0 | 0 | 0 | 0 | 0 | 0 | 0 | 0 | 0 | 0 | 0 | 0
Far North QLD Wind | Far North QLD | Slow | 0 | 0 | 0 | 0 | 0 | 0 | 0 | 0 | 0 | 0 | 0 | 0 | 0 | 0 | 0 | 0 | 0 | 0 | 0 | 0 | 0 | 0 | 0 | 0 | 0 | 0 | 0 | 0 | 0 | 0 | 0
North Qld Clean Energy Hub Wind | North Qld Clean Energy Hub | Slow | 0 | 0 | 0 | 0 | 0 | 0 | 0 | 0 | 0 | 0 | 0 | 0 | 0 | 0 | 0 | 0 | 0 | 0 | 0 | 0 | 0 | 0 | 0 | 0 | 0 | 0 | 0 | 0 | 0 | 0 | 0
Northern Qld Wind | Northern Qld | Slow | 0 | 0 | 0 | 0 | 0 | 0 | 0 | 0 | 0 | 0 | 0 | 0 | 0 | 0 | 0 | 0 | 0 | 0 | 0 | 0 | 0 | 0 | 0 | 0 | 0 | 0 | 0 | 0 | 0 | 0 | 0
Isaac Wind | Isaac | Slow | 0 | 0 | 0 | 0 | 0 | 0 | 0 | 0 | 0 | 0 | 0 | 0 | 0 | 0 | 0 | 0 | 0 | 0 | 0 | 0 | 0 | 0 | 0 | 0 | 0 | 0 | 0 | 0 | 0 | 0 | 0
Barcaldine Wind | Barcaldine | Slow | 0 | 0 | 0 | 0 | 0 | 0 | 0 | 0 | 0 | 0 | 0 | 0 | 0 | 0 | 0 | 0 | 0 | 0 | 0 | 0 | 0 | 0 | 0 | 0 | 0 | 0 | 0 | 0 | 0 | 0 | 0
Fitzroy Wind | Fitzroy | Slow | 0 | 0 | 0 | 0 | 0 | 0 | 0 | 0 | 0 | 0 | 0 | 0 | 0 | 0 | 0 | 0 | 0 | 0 | 0 | 0 | 0 | 0 | 0 | 0 | 0 | 0 | 0 | 0 | 0 | 0 | 0
Wide Bay Wind | Wide Bay | Slow | 0 | 0 | 0 | 0 | 0 | 0 | 0 | 0 | 0 | 0 | 0 | 0 | 0 | 0 | 0 | 0 | 0 | 0 | 0 | 0 | 0 | 0 | 0 | 0 | 0 | 0 | 0 | 0 | 0 | 0 | 0
Darling Downs Wind | Darling Downs | Slow | 0 | 0 | 0 | 0 | 0 | 0 | 0 | 0 | 0 | 0 | 0 | 0 | 0 | 0 | 0 | 0 | 0 | 0 | 0 | 0 | 0 | 0 | 0 | 0 | 0 | 0 | 0 | 0 | 0 | 0 | 0
North West NSW Wind | North West NSW | Slow | 0 | 0 | 0 | 0 | 0 | 0 | 0 | 0 | 0 | 0 | 0 | 0 | 0 | 0 | 0 | 0 | 0 | 0 | 0 | 0 | 0 | 0 | 0 | 0 | 0 | 0 | 0 | 0 | 0 | 0 | 0
New England Wind | New England | Slow | 0 | 0 | 0 | 0 | 0 | 0 | 0 | 0 | 0 | 0 | 0 | 0 | 0 | 0 | 0 | 0 | 0 | 0 | 0 | 0 | 0 | 0 | 0 | 0 | 0 | 0 | 0 | 0 | 0 | 0 | 0
Central West NSW Wind | Central West NSW | Slow | 0 | 0 | 0 | 0 | 0 | 0 | 0 | 0 | 0 | 0 | 0 | 0 | 0 | 0 | 0 | 0 | 0 | 0 | 0 | 0 | 0 | 0 | 0 | 0 | 0 | 0 | 0 | 0 | 0 | 0 | 0
Southern NSW Tablelands Wind | Southern NSW Tablelands | Slow | 0 | 0 | 0 | 0 | 0 | 0 | 0 | 0 | 0 | 0 | 0 | 0 | 0 | 0 | 0 | 0 | 0 | 0 | 0 | 0 | 0 | 0 | 0 | 0 | 0 | 0 | 0 | 0 | 0 | 0 | 0
Broken Hill Wind | Broken Hill | Slow | 0 | 0 | 0 | 0 | 0 | 0 | 0 | 0 | 0 | 0 | 0 | 0 | 0 | 0 | 0 | 0 | 0 | 0 | 0 | 0 | 0 | 0 | 0 | 0 | 0 | 0 | 0 | 0 | 0 | 0 | 0
South West NSW Wind | South West NSW | Slow | 0 | 0 | 0 | 0 | 0 | 0 | 0 | 0 | 0 | 0 | 0 | 0 | 0 | 0 | 0 | 0 | 0 | 0 | 0 | 0 | 0 | 0 | 0 | 0 | 0 | 0 | 0 | 0 | 0 | 0 | 0
Wagga Wagga Wind | Wagga Wagga | Slow | 0 | 0 | 0 | 0 | 0 | 0 | 0 | 0 | 0 | 0 | 0 | 0 | 0 | 0 | 0 | 0 | 0 | 0 | 0 | 0 | 0 | 0 | 0 | 0 | 0 | 0 | 0 | 0 | 0 | 0 | 0
Tumut Wind | Tumut | Slow | 0 | 0 | 0 | 0 | 0 | 0 | 0 | 0 | 0 | 0 | 0 | 0 | 0 | 0 | 0 | 0 | 0 | 0 | 0 | 0 | 0 | 0 | 0 | 0 | 0 | 0 | 0 | 0 | 0 | 0 | 0
Cooma-Monaro Wind | Cooma-Monaro | Slow | 0 | 0 | 0 | 0 | 0 | 0 | 0 | 0 | 0 | 0 | 0 | 0 | 0 | 0 | 0 | 0 | 0 | 0 | 0 | 0 | 0 | 0 | 0 | 0 | 0 | 0 | 0 | 0 | 0 | 0 | 0
Ovens Murray Wind | Ovens Murray | Slow | 0 | 0 | 0 | 0 | 0 | 0 | 0 | 0 | 0 | 0 | 0 | 0 | 0 | 0 | 0 | 0 | 0 | 0 | 0 | 0 | 0 | 0 | 0 | 0 | 0 | 0 | 0 | 0 | 0 | 0 | 0
Murray River Wind | Murray River | Slow | 0 | 0 | 0 | 0 | 0 | 0 | 0 | 0 | 0 | 0 | 0 | 0 | 0 | 0 | 0 | 0 | 0 | 0 | 0 | 0 | 0 | 0 | 0 | 0 | 0 | 0 | 0 | 0 | 0 | 0 | 0
Western Victoria Wind | Western Victoria | Slow | 0 | 0 | 0 | 0 | 0 | 0 | 0 | 0 | 0 | 0 | 0 | 0 | 0 | 0 | 0 | 0 | 0 | 0 | 0 | 0 | 0 | 0 | 0 | 0 | 0 | 0 | 0 | 0 | 0 | 0 | 0
South West Victoria Wind | South West Victoria | Slow | 0 | 0 | 0 | 0 | 0 | 0 | 0 | 0 | 0 | 0 | 0 | 0 | 0 | 0 | 0 | 0 | 0 | 0 | 0 | 0 | 0 | 0 | 0 | 0 | 0 | 0 | 0 | 0 | 0 | 0 | 0
Gippsland Wind | Gippsland | Slow | 0 | 0 | 0 | 0 | 0 | 0 | 0 | 0 | 0 | 0 | 0 | 0 | 0 | 0 | 0 | 0 | 0 | 0 | 0 | 0 | 0 | 0 | 0 | 0 | 0 | 0 | 0 | 0 | 0 | 0 | 0
Central North Vic Wind | Central North Vic | Slow | 0 | 0 | 0 | 0 | 0 | 0 | 0 | 0 | 0 | 0 | 0 | 0 | 0 | 0 | 0 | 0 | 0 | 0 | 0 | 0 | 0 | 0 | 0 | 0 | 0 | 0 | 0 | 0 | 0 | 0 | 0
South East SA Wind | South East SA | Slow | 0 | 0 | 0 | 0 | 0 | 0 | 0 | 0 | 0 | 0 | 0 | 0 | 0 | 0 | 0 | 0 | 0 | 0 | 0 | 0 | 0 | 0 | 0 | 0 | 0 | 0 | 0 | 0 | 0 | 0 | 0
Riverland Wind | Riverland | Slow | 0 | 0 | 0 | 0 | 0 | 0 | 0 | 0 | 0 | 0 | 0 | 0 | 0 | 0 | 0 | 0 | 0 | 0 | 0 | 0 | 0 | 0 | 0 | 0 | 0 | 0 | 0 | 0 | 0 | 0 | 0
Mid-North SA Wind | Mid-North SA | Slow | 0 | 0 | 0 | 0 | 0 | 0 | 0 | 0 | 0 | 0 | 0 | 0 | 0 | 0 | 0 | 0 | 0 | 0 | 0 | 0 | 0 | 0 | 0 | 0 | 0 | 0 | 0 | 0 | 0 | 0 | 0
Yorke Peninsula Wind | Yorke Peninsula | Slow | 0 | 0 | 0 | 0 | 0 | 0 | 0 | 0 | 0 | 0 | 0 | 0 | 0 | 0 | 0 | 0 | 0 | 0 | 0 | 0 | 0 | 0 | 0 | 0 | 0 | 0 | 0 | 0 | 0 | 0 | 0
Northern SA Wind | Northern SA | Slow | 0 | 0 | 0 | 0 | 0 | 0 | 0 | 0 | 0 | 0 | 0 | 0 | 0 | 0 | 0 | 0 | 0 | 0 | 0 | 0 | 0 | 0 | 0 | 0 | 0 | 0 | 0 | 0 | 0 | 0 | 0
Leigh Creek Wind | Leigh Creek | Slow | 0 | 0 | 0 | 0 | 0 | 0 | 0 | 0 | 0 | 0 | 0 | 0 | 0 | 0 | 0 | 0 | 0 | 0 | 0 | 0 | 0 | 0 | 0 | 0 | 0 | 0 | 0 | 0 | 0 | 0 | 0
Roxby Downs Wind | Roxby Downs | Slow | 0 | 0 | 0 | 0 | 0 | 0 | 0 | 0 | 0 | 0 | 0 | 0 | 0 | 0 | 0 | 0 | 0 | 0 | 0 | 0 | 0 | 0 | 0 | 0 | 0 | 0 | 0 | 0 | 0 | 0 | 0
Eastern Eyre Peninsula Wind | Eastern Eyre Peninsula | Slow | 0 | 0 | 0 | 0 | 0 | 0 | 0 | 0 | 0 | 0 | 0 | 0 | 0 | 0 | 0 | 0 | 0 | 0 | 0 | 0 | 0 | 0 | 0 | 0 | 0 | 0 | 0 | 0 | 0 | 0 | 0
Western Eyre Peninsula Wind | Western Eyre Peninsula | Slow | 0 | 0 | 0 | 0 | 0 | 0 | 0 | 0 | 0 | 0 | 0 | 0 | 0 | 0 | 0 | 0 | 0 | 0 | 0 | 0 | 0 | 0 | 0 | 0 | 0 | 0 | 0 | 0 | 0 | 0 | 0
North East Tasmania Wind | North East Tasmania | Slow | 0 | 0 | 0 | 0 | 0 | 0 | 0 | 0 | 0 | 0 | 0 | 0 | 0 | 0 | 0 | 0 | 0 | 0 | 0 | 0 | 0 | 0 | 0 | 0 | 0 | 0 | 0 | 0 | 0 | 0 | 0
North West Tasmania Wind | North West Tasmania | Slow | 0 | 0 | 0 | 0 | 0 | 0 | 0 | 0 | 0 | 0 | 0 | 0 | 0 | 0 | 0 | 0 | 0 | 0 | 0 | 0 | 0 | 0 | 0 | 0 | 0 | 0 | 0 | 0 | 0 | 0 | 0
Tasmania Midlands Wind | Tasmania Midlands | Slow | 0 | 0 | 0 | 0 | 0 | 0 | 0 | 0 | 0 | 0 | 0 | 0 | 0 | 0 | 0 | 0 | 0 | 0 | 0 | 0 | 0 | 0 | 0 | 0 | 0 | 0 | 0 | 0 | 0 | 0 | 0
Gippsland Wind - offshore | Gippsland | Slow | 0 | 0 | 0 | 0 | 0 | 0 | 0 | 0 | 0 | 0 | 0 | 0 | 0 | 0 | 0 | 0 | 0 | 0 | 0 | 0 | 0 | 0 | 0 | 0 | 0 | 0 | 0 | 0 | 0 | 0 | 0
VIC Pumped Hydro (6hrs storage) | VIC | Slow | 0 | 0 | 0 | 0 | 0 | 0 | 0 | 0 | 0 | 0 | 0 | 0 | 0 | 0 | 0 | 0 | 0 | 0 | 0 | 0 | 0 | 0 | 0 | 0 | 0 | 0 | 0 | 0 | 0 | 0 | 0
QLD Pumped Hydro (6hrs storage) | QLD | Slow | 0 | 0 | 0 | 0 | 0 | 0 | 0 | 0 | 0 | 0 | 0 | 0 | 0 | 0 | 0 | 0 | 0 | 0 | 0 | 0 | 0 | 0 | 0 | 0 | 0 | 0 | 0 | 0 | 0 | 0 | 0
NSW Pumped Hydro (6hrs storage) | NSW | Slow | 0 | 0 | 0 | 0 | 0 | 0 | 0 | 0 | 0 | 0 | 0 | 0 | 0 | 0 | 0 | 0 | 0 | 0 | 0 | 0 | 0 | 0 | 0 | 0 | 0 | 0 | 0 | 0 | 0 | 0 | 0
SA Pumped Hydro (6hrs storage) | SA | Slow | 0 | 0 | 0 | 0 | 0 | 0 | 0 | 0 | 0 | 0 | 0 | 0 | 0 | 0 | 0 | 0 | 0 | 0 | 0 | 0 | 0 | 0 | 0 | 0 | 0 | 0 | 0 | 0 | 0 | 0 | 0
TAS Pumped Hydro (6hrs storage) | TAS | Slow | 0 | 0 | 0 | 0 | 0 | 0 | 0 | 0 | 0 | 0 | 0 | 0 | 0 | 0 | 0 | 0 | 0 | 0 | 0 | 0 | 0 | 0 | 0 | 0 | 0 | 0 | 0 | 0 | 0 | 0 | 0
VIC Pumped Hydro (12hrs storage) | VIC | Slow | 0 | 0 | 0 | 0 | 0 | 0 | 0 | 0 | 0 | 0 | 0 | 0 | 0 | 0 | 0 | 0 | 0 | 0 | 0 | 0 | 0 | 0 | 0 | 0 | 0 | 0 | 0 | 0 | 0 | 0 | 0
QLD Pumped Hydro (12hrs storage) | QLD | Slow | 0 | 0 | 0 | 0 | 0 | 0 | 0 | 0 | 0 | 0 | 0 | 0 | 0 | 0 | 0 | 0 | 0 | 0 | 0 | 0 | 0 | 0 | 0 | 0 | 0 | 0 | 0 | 0 | 0 | 0 | 0
NSW Pumped Hydro (12hrs storage) | NSW | Slow | 0 | 0 | 0 | 0 | 0 | 0 | 0 | 0 | 0 | 0 | 0 | 0 | 0 | 0 | 0 | 0 | 0 | 0 | 0 | 0 | 0 | 0 | 0 | 0 | 0 | 0 | 0 | 0 | 0 | 0 | 0
SA Pumped Hydro (12hrs storage) | SA | Slow | 0 | 0 | 0 | 0 | 0 | 0 | 0 | 0 | 0 | 0 | 0 | 0 | 0 | 0 | 0 | 0 | 0 | 0 | 0 | 0 | 0 | 0 | 0 | 0 | 0 | 0 | 0 | 0 | 0 | 0 | 0
TAS Pumped Hydro (12hrs storage) | TAS | Slow | 0 | 0 | 0 | 0 | 0 | 0 | 0 | 0 | 0 | 0 | 0 | 0 | 0 | 0 | 0 | 0 | 0 | 0 | 0 | 0 | 0 | 0 | 0 | 0 | 0 | 0 | 0 | 0 | 0 | 0 | 0
VIC Pumped Hydro (24hrs storage) | VIC | Slow | 0 | 0 | 0 | 0 | 0 | 0 | 0 | 0 | 0 | 0 | 0 | 0 | 0 | 0 | 0 | 0 | 0 | 0 | 0 | 0 | 0 | 0 | 0 | 0 | 0 | 0 | 0 | 0 | 0 | 0 | 0
QLD Pumped Hydro (24hrs storage) | QLD | Slow | 0 | 0 | 0 | 0 | 0 | 0 | 0 | 0 | 0 | 0 | 0 | 0 | 0 | 0 | 0 | 0 | 0 | 0 | 0 | 0 | 0 | 0 | 0 | 0 | 0 | 0 | 0 | 0 | 0 | 0 | 0
NSW Pumped Hydro (24hrs storage) | NSW | Slow | 0 | 0 | 0 | 0 | 0 | 0 | 0 | 0 | 0 | 0 | 0 | 0 | 0 | 0 | 0 | 0 | 0 | 0 | 0 | 0 | 0 | 0 | 0 | 0 | 0 | 0 | 0 | 0 | 0 | 0 | 0
SA Pumped Hydro (24hrs storage) | SA | Slow | 0 | 0 | 0 | 0 | 0 | 0 | 0 | 0 | 0 | 0 | 0 | 0 | 0 | 0 | 0 | 0 | 0 | 0 | 0 | 0 | 0 | 0 | 0 | 0 | 0 | 0 | 0 | 0 | 0 | 0 | 0
TAS Pumped Hydro (24hrs storage) | TAS | Slow | 0 | 0 | 0 | 0 | 0 | 0 | 0 | 0 | 0 | 0 | 0 | 0 | 0 | 0 | 0 | 0 | 0 | 0 | 0 | 0 | 0 | 0 | 0 | 0 | 0 | 0 | 0 | 0 | 0 | 0 | 0
VIC Pumped Hydro (48hrs storage) | VIC | Slow | 0 | 0 | 0 | 0 | 0 | 0 | 0 | 0 | 0 | 0 | 0 | 0 | 0 | 0 | 0 | 0 | 0 | 0 | 0 | 0 | 0 | 0 | 0 | 0 | 0 | 0 | 0 | 0 | 0 | 0 | 0
QLD Pumped Hydro (48hrs storage) | QLD | Slow | 0 | 0 | 0 | 0 | 0 | 0 | 0 | 0 | 0 | 0 | 0 | 0 | 0 | 0 | 0 | 0 | 0 | 0 | 0 | 0 | 0 | 0 | 0 | 0 | 0 | 0 | 0 | 0 | 0 | 0 | 0
NSW Pumped Hydro (48hrs storage) | NSW | Slow | 0 | 0 | 0 | 0 | 0 | 0 | 0 | 0 | 0 | 0 | 0 | 0 | 0 | 0 | 0 | 0 | 0 | 0 | 0 | 0 | 0 | 0 | 0 | 0 | 0 | 0 | 0 | 0 | 0 | 0 | 0
SA Pumped Hydro (48hrs storage) | SA | Slow | 0 | 0 | 0 | 0 | 0 | 0 | 0 | 0 | 0 | 0 | 0 | 0 | 0 | 0 | 0 | 0 | 0 | 0 | 0 | 0 | 0 | 0 | 0 | 0 | 0 | 0 | 0 | 0 | 0 | 0 | 0
TAS Pumped Hydro (48hrs storage) | TAS | Slow | 0 | 0 | 0 | 0 | 0 | 0 | 0 | 0 | 0 | 0 | 0 | 0 | 0 | 0 | 0 | 0 | 0 | 0 | 0 | 0 | 0 | 0 | 0 | 0 | 0 | 0 | 0 | 0 | 0 | 0 | 0
Battery of the Nation | TAS | Slow | 0 | 0 | 0 | 0 | 0 | 0 | 0 | 0 | 0 | 0 | 0 | 0 | 0 | 0 | 0 | 0 | 0 | 0 | 0 | 0 | 0 | 0 | 0 | 0 | 0 | 0 | 0 | 0 | 0 | 0 | 0
Note on B7: Toggle input through the drop down menu.

## Regional Build Costs Summary
Go to Assumptions Summary
Generator build costs, after application of regional cost factors ($/kW, real 2019 dollars)
Build cost for the selected scenario.
Cost trajectories calculated by applying Regional Cost Factors to baseline provided for a region-specific cost estimate, as developed by CSIRO and GHD, and by Entura (pumped hydro).
Technology and Scenario choices are available through the drop down menus.
Large Scale Renewables
Technology Choice: | Scenario Choice:
Large scale Solar PV | Central
Technology Choices
Technology Type | Cost Scenario | Candidate REZ Zone | Region | Regional Cost Zone | Regional Cost Factor | 2019-20 | 2020-21 | 2021-22 | 2022-23 | 2023-24 | 2024-25 | 2025-26 | 2026-27 | 2027-28 | 2028-29 | 2029-30 | 2030-31 | 2031-32 | 2032-33 | 2033-34 | 2034-35 | 2035-36 | 2036-37 | 2037-38 | 2038-39 | 2039-40 | 2040-41 | 2041-42 | 2042-43 | 2043-44 | 2044-45 | 2045-46 | 2046-47 | 2047-48 | 2048-49 | 2049-50
Large scale Solar PV | Central | Far North QLD | QLD | QLD Low | 100.7% | 1379.5063 | 1182.7315 | 1125.3564 | 1075.0274 | 1035.7708 | 996.5142 | 963.2971 | 932.0931 | 896.8628 | 865.6588 | 837.4746 | 811.3035 | 797.2114 | 779.0929 | 759.9679 | 753.9284 | 725.7442 | 716.685 | 707.6257 | 701.5863 | 692.527 | 671.3889 | 651.2573 | 633.1388 | 615.0204 | 597.9085 | 581.8032 | 573.7506 | 563.6848 | 549.5927 | 546.5729 | Large scale Solar PV
Large scale Solar PV | Central | North Qld Clean Energy Hub | QLD | QLD Low | 100.7% | 1379.5063 | 1182.7315 | 1125.3564 | 1075.0274 | 1035.7708 | 996.5142 | 963.2971 | 932.0931 | 896.8628 | 865.6588 | 837.4746 | 811.3035 | 797.2114 | 779.0929 | 759.9679 | 753.9284 | 725.7442 | 716.685 | 707.6257 | 701.5863 | 692.527 | 671.3889 | 651.2573 | 633.1388 | 615.0204 | 597.9085 | 581.8032 | 573.7506 | 563.6848 | 549.5927 | 546.5729 | Solar Thermal (8hrs Storage)
Large scale Solar PV | Central | Northern Qld | QLD | QLD Low | 100.7% | 1379.5063 | 1182.7315 | 1125.3564 | 1075.0274 | 1035.7708 | 996.5142 | 963.2971 | 932.0931 | 896.8628 | 865.6588 | 837.4746 | 811.3035 | 797.2114 | 779.0929 | 759.9679 | 753.9284 | 725.7442 | 716.685 | 707.6257 | 701.5863 | 692.527 | 671.3889 | 651.2573 | 633.1388 | 615.0204 | 597.9085 | 581.8032 | 573.7506 | 563.6848 | 549.5927 | 546.5729 | Wind
Large scale Solar PV | Central | Isaac | QLD | QLD Low | 100.7% | 1379.5063 | 1182.7315 | 1125.3564 | 1075.0274 | 1035.7708 | 996.5142 | 963.2971 | 932.0931 | 896.8628 | 865.6588 | 837.4746 | 811.3035 | 797.2114 | 779.0929 | 759.9679 | 753.9284 | 725.7442 | 716.685 | 707.6257 | 701.5863 | 692.527 | 671.3889 | 651.2573 | 633.1388 | 615.0204 | 597.9085 | 581.8032 | 573.7506 | 563.6848 | 549.5927 | 546.5729 | Wind - offshore
Large scale Solar PV | Central | Barcaldine | QLD | QLD Medium | 106.1% | 1454.7405 | 1247.2342 | 1186.7301 | 1133.6563 | 1092.2587 | 1050.8612 | 1015.8325 | 982.9267 | 945.775 | 912.8693 | 883.148 | 855.5496 | 840.6889 | 821.5824 | 801.4143 | 795.0455 | 765.3241 | 755.7709 | 746.2176 | 739.8487 | 730.2954 | 708.0044 | 686.7749 | 667.6684 | 648.5618 | 630.5167 | 613.5331 | 605.0413 | 594.4265 | 579.5659 | 576.3814
Large scale Solar PV | Central | Fitzroy | QLD | QLD Low | 100.7% | 1379.5063 | 1182.7315 | 1125.3564 | 1075.0274 | 1035.7708 | 996.5142 | 963.2971 | 932.0931 | 896.8628 | 865.6588 | 837.4746 | 811.3035 | 797.2114 | 779.0929 | 759.9679 | 753.9284 | 725.7442 | 716.685 | 707.6257 | 701.5863 | 692.527 | 671.3889 | 651.2573 | 633.1388 | 615.0204 | 597.9085 | 581.8032 | 573.7506 | 563.6848 | 549.5927 | 546.5729
Large scale Solar PV | Central | Wide Bay | QLD | QLD Low | 100.7% | 1379.5063 | 1182.7315 | 1125.3564 | 1075.0274 | 1035.7708 | 996.5142 | 963.2971 | 932.0931 | 896.8628 | 865.6588 | 837.4746 | 811.3035 | 797.2114 | 779.0929 | 759.9679 | 753.9284 | 725.7442 | 716.685 | 707.6257 | 701.5863 | 692.527 | 671.3889 | 651.2573 | 633.1388 | 615.0204 | 597.9085 | 581.8032 | 573.7506 | 563.6848 | 549.5927 | 546.5729
Large scale Solar PV | Central | Darling Downs | QLD | QLD Low | 100.7% | 1379.5063 | 1182.7315 | 1125.3564 | 1075.0274 | 1035.7708 | 996.5142 | 963.2971 | 932.0931 | 896.8628 | 865.6588 | 837.4746 | 811.3035 | 797.2114 | 779.0929 | 759.9679 | 753.9284 | 725.7442 | 716.685 | 707.6257 | 701.5863 | 692.527 | 671.3889 | 651.2573 | 633.1388 | 615.0204 | 597.9085 | 581.8032 | 573.7506 | 563.6848 | 549.5927 | 546.5729
Large scale Solar PV | Central | North West NSW | NSW | NSW Medium | 106.3% | 1457.4459 | 1249.5537 | 1188.937 | 1135.7645 | 1094.29 | 1052.8154 | 1017.7216 | 984.7546 | 947.5339 | 914.5669 | 884.7903 | 857.1406 | 842.2523 | 823.1102 | 802.9047 | 796.524 | 766.7474 | 757.1763 | 747.6053 | 741.2246 | 731.6535 | 709.3211 | 688.0521 | 668.91 | 649.7679 | 631.6893 | 614.6741 | 606.1665 | 595.532 | 580.6437 | 577.4533
Large scale Solar PV | Central | New England | NSW | NSW Low | 101.2% | 1386.7205 | 1188.9167 | 1131.2416 | 1080.6494 | 1041.1875 | 1001.7255 | 968.3347 | 936.9675 | 901.553 | 870.1858 | 841.8542 | 815.5463 | 801.3804 | 783.1672 | 763.9422 | 757.8711 | 729.5395 | 720.4329 | 711.3263 | 705.2553 | 696.1487 | 674.8999 | 654.6631 | 636.4499 | 618.2367 | 601.0353 | 584.8458 | 576.7511 | 566.6326 | 552.4668 | 549.4313
Large scale Solar PV | Central | Central West NSW | NSW | NSW Medium | 106.3% | 1457.4459 | 1249.5537 | 1188.937 | 1135.7645 | 1094.29 | 1052.8154 | 1017.7216 | 984.7546 | 947.5339 | 914.5669 | 884.7903 | 857.1406 | 842.2523 | 823.1102 | 802.9047 | 796.524 | 766.7474 | 757.1763 | 747.6053 | 741.2246 | 731.6535 | 709.3211 | 688.0521 | 668.91 | 649.7679 | 631.6893 | 614.6741 | 606.1665 | 595.532 | 580.6437 | 577.4533
Large scale Solar PV | Central | Southern NSW Tablelands | NSW | NSW Low | 101.2% | 1386.7205 | 1188.9167 | 1131.2416 | 1080.6494 | 1041.1875 | 1001.7255 | 968.3347 | 936.9675 | 901.553 | 870.1858 | 841.8542 | 815.5463 | 801.3804 | 783.1672 | 763.9422 | 757.8711 | 729.5395 | 720.4329 | 711.3263 | 705.2553 | 696.1487 | 674.8999 | 654.6631 | 636.4499 | 618.2367 | 601.0353 | 584.8458 | 576.7511 | 566.6326 | 552.4668 | 549.4313
Large scale Solar PV | Central | Broken Hill | NSW | NSW High | 111.5% | 1528.1712 | 1310.1906 | 1246.6325 | 1190.8797 | 1147.3925 | 1103.9053 | 1067.1085 | 1032.5417 | 993.5148 | 958.948 | 927.7265 | 898.735 | 883.1242 | 863.0532 | 841.8672 | 835.1768 | 803.9553 | 793.9198 | 783.8843 | 777.1939 | 767.1584 | 743.7423 | 721.4411 | 701.3701 | 681.2991 | 662.3432 | 644.5023 | 635.5818 | 624.4313 | 608.8205 | 605.4753
Large scale Solar PV | Central | South West NSW | NSW | NSW High | 111.5% | 1528.1712 | 1310.1906 | 1246.6325 | 1190.8797 | 1147.3925 | 1103.9053 | 1067.1085 | 1032.5417 | 993.5148 | 958.948 | 927.7265 | 898.735 | 883.1242 | 863.0532 | 841.8672 | 835.1768 | 803.9553 | 793.9198 | 783.8843 | 777.1939 | 767.1584 | 743.7423 | 721.4411 | 701.3701 | 681.2991 | 662.3432 | 644.5023 | 635.5818 | 624.4313 | 608.8205 | 605.4753
Large scale Solar PV | Central | Wagga Wagga | NSW | NSW Medium | 106.3% | 1457.4459 | 1249.5537 | 1188.937 | 1135.7645 | 1094.29 | 1052.8154 | 1017.7216 | 984.7546 | 947.5339 | 914.5669 | 884.7903 | 857.1406 | 842.2523 | 823.1102 | 802.9047 | 796.524 | 766.7474 | 757.1763 | 747.6053 | 741.2246 | 731.6535 | 709.3211 | 688.0521 | 668.91 | 649.7679 | 631.6893 | 614.6741 | 606.1665 | 595.532 | 580.6437 | 577.4533
Large scale Solar PV | Central | Tumut | NSW | NSW Medium | 106.3% | 1457.4459 | 1249.5537 | 1188.937 | 1135.7645 | 1094.29 | 1052.8154 | 1017.7216 | 984.7546 | 947.5339 | 914.5669 | 884.7903 | 857.1406 | 842.2523 | 823.1102 | 802.9047 | 796.524 | 766.7474 | 757.1763 | 747.6053 | 741.2246 | 731.6535 | 709.3211 | 688.0521 | 668.91 | 649.7679 | 631.6893 | 614.6741 | 606.1665 | 595.532 | 580.6437 | 577.4533
Large scale Solar PV | Central | Cooma-Monaro | NSW | NSW Medium | 106.3% | 1457.4459 | 1249.5537 | 1188.937 | 1135.7645 | 1094.29 | 1052.8154 | 1017.7216 | 984.7546 | 947.5339 | 914.5669 | 884.7903 | 857.1406 | 842.2523 | 823.1102 | 802.9047 | 796.524 | 766.7474 | 757.1763 | 747.6053 | 741.2246 | 731.6535 | 709.3211 | 688.0521 | 668.91 | 649.7679 | 631.6893 | 614.6741 | 606.1665 | 595.532 | 580.6437 | 577.4533
Large scale Solar PV | Central | Ovens Murray | VIC | VIC Medium | 102.8% | 1409.1362 | 1208.135 | 1149.5276 | 1098.1176 | 1058.0178 | 1017.918 | 983.9874 | 952.1132 | 916.1262 | 884.252 | 855.4624 | 828.7292 | 814.3344 | 795.8268 | 776.291 | 770.1218 | 741.3322 | 732.0784 | 722.8246 | 716.6554 | 707.4016 | 685.8094 | 665.2454 | 646.7378 | 628.2302 | 610.7508 | 594.2996 | 586.074 | 575.792 | 561.3972 | 558.3126
Large scale Solar PV | Central | Murray River | VIC | VIC Medium | 102.8% | 1409.1362 | 1208.135 | 1149.5276 | 1098.1176 | 1058.0178 | 1017.918 | 983.9874 | 952.1132 | 916.1262 | 884.252 | 855.4624 | 828.7292 | 814.3344 | 795.8268 | 776.291 | 770.1218 | 741.3322 | 732.0784 | 722.8246 | 716.6554 | 707.4016 | 685.8094 | 665.2454 | 646.7378 | 628.2302 | 610.7508 | 594.2996 | 586.074 | 575.792 | 561.3972 | 558.3126
Large scale Solar PV | Central | Western Victoria | VIC | VIC Medium | 102.8% | 1409.1362 | 1208.135 | 1149.5276 | 1098.1176 | 1058.0178 | 1017.918 | 983.9874 | 952.1132 | 916.1262 | 884.252 | 855.4624 | 828.7292 | 814.3344 | 795.8268 | 776.291 | 770.1218 | 741.3322 | 732.0784 | 722.8246 | 716.6554 | 707.4016 | 685.8094 | 665.2454 | 646.7378 | 628.2302 | 610.7508 | 594.2996 | 586.074 | 575.792 | 561.3972 | 558.3126
Large scale Solar PV | Central | South West Victoria | VIC | VIC Medium | 102.8% | 1409.1362 | 1208.135 | 1149.5276 | 1098.1176 | 1058.0178 | 1017.918 | 983.9874 | 952.1132 | 916.1262 | 884.252 | 855.4624 | 828.7292 | 814.3344 | 795.8268 | 776.291 | 770.1218 | 741.3322 | 732.0784 | 722.8246 | 716.6554 | 707.4016 | 685.8094 | 665.2454 | 646.7378 | 628.2302 | 610.7508 | 594.2996 | 586.074 | 575.792 | 561.3972 | 558.3126
Large scale Solar PV | Central | Gippsland | VIC | VIC Low | 100% | 1370.4885 | 1175 | 1118 | 1068 | 1029 | 990 | 957 | 926 | 891 | 860 | 832 | 806 | 792 | 774 | 755 | 749 | 721 | 712 | 703 | 697 | 688 | 667 | 647 | 629 | 611 | 594 | 578 | 570 | 560 | 546 | 543
Large scale Solar PV | Central | Central North Vic | VIC | VIC Medium | 102.8% | 1409.1362 | 1208.135 | 1149.5276 | 1098.1176 | 1058.0178 | 1017.918 | 983.9874 | 952.1132 | 916.1262 | 884.252 | 855.4624 | 828.7292 | 814.3344 | 795.8268 | 776.291 | 770.1218 | 741.3322 | 732.0784 | 722.8246 | 716.6554 | 707.4016 | 685.8094 | 665.2454 | 646.7378 | 628.2302 | 610.7508 | 594.2996 | 586.074 | 575.792 | 561.3972 | 558.3126
Large scale Solar PV | Central | South East SA | SA | SA Low | 100.1% | 1372.2921 | 1176.5463 | 1119.4713 | 1069.4055 | 1030.3542 | 991.3028 | 958.2594 | 927.2186 | 892.1726 | 861.1318 | 833.0949 | 807.0607 | 793.0423 | 775.0186 | 755.9936 | 749.9857 | 721.9488 | 712.937 | 703.9251 | 697.9173 | 688.9054 | 667.8778 | 647.8515 | 629.8278 | 611.8041 | 594.7817 | 578.7606 | 570.7501 | 560.737 | 546.7185 | 543.7146
Large scale Solar PV | Central | Riverland | SA | SA Low | 100.1% | 1372.2921 | 1176.5463 | 1119.4713 | 1069.4055 | 1030.3542 | 991.3028 | 958.2594 | 927.2186 | 892.1726 | 861.1318 | 833.0949 | 807.0607 | 793.0423 | 775.0186 | 755.9936 | 749.9857 | 721.9488 | 712.937 | 703.9251 | 697.9173 | 688.9054 | 667.8778 | 647.8515 | 629.8278 | 611.8041 | 594.7817 | 578.7606 | 570.7501 | 560.737 | 546.7185 | 543.7146
Large scale Solar PV | Central | Mid-North SA | SA | SA Low | 100.1% | 1372.2921 | 1176.5463 | 1119.4713 | 1069.4055 | 1030.3542 | 991.3028 | 958.2594 | 927.2186 | 892.1726 | 861.1318 | 833.0949 | 807.0607 | 793.0423 | 775.0186 | 755.9936 | 749.9857 | 721.9488 | 712.937 | 703.9251 | 697.9173 | 688.9054 | 667.8778 | 647.8515 | 629.8278 | 611.8041 | 594.7817 | 578.7606 | 570.7501 | 560.737 | 546.7185 | 543.7146
Large scale Solar PV | Central | Yorke Peninsula | SA | SA Low | 100.1% | 1372.2921 | 1176.5463 | 1119.4713 | 1069.4055 | 1030.3542 | 991.3028 | 958.2594 | 927.2186 | 892.1726 | 861.1318 | 833.0949 | 807.0607 | 793.0423 | 775.0186 | 755.9936 | 749.9857 | 721.9488 | 712.937 | 703.9251 | 697.9173 | 688.9054 | 667.8778 | 647.8515 | 629.8278 | 611.8041 | 594.7817 | 578.7606 | 570.7501 | 560.737 | 546.7185 | 543.7146
Large scale Solar PV | Central | Northern SA | SA | SA Medium | 105.5% | 1445.7227 | 1239.5027 | 1179.3737 | 1126.6289 | 1085.4879 | 1044.347 | 1009.5354 | 976.8336 | 939.9123 | 907.2105 | 877.6734 | 850.2461 | 835.4776 | 816.4895 | 796.4464 | 790.1171 | 760.58 | 751.0859 | 741.5918 | 735.2625 | 725.7684 | 703.6156 | 682.5177 | 663.5295 | 644.5414 | 626.6082 | 609.7298 | 601.2907 | 590.7417 | 575.9732 | 572.8085
Large scale Solar PV | Central | Leigh Creek | SA | SA Medium | 105.5% | 1445.7227 | 1239.5027 | 1179.3737 | 1126.6289 | 1085.4879 | 1044.347 | 1009.5354 | 976.8336 | 939.9123 | 907.2105 | 877.6734 | 850.2461 | 835.4776 | 816.4895 | 796.4464 | 790.1171 | 760.58 | 751.0859 | 741.5918 | 735.2625 | 725.7684 | 703.6156 | 682.5177 | 663.5295 | 644.5414 | 626.6082 | 609.7298 | 601.2907 | 590.7417 | 575.9732 | 572.8085
Large scale Solar PV | Central | Roxby Downs | SA | SA Medium | 105.5% | 1445.7227 | 1239.5027 | 1179.3737 | 1126.6289 | 1085.4879 | 1044.347 | 1009.5354 | 976.8336 | 939.9123 | 907.2105 | 877.6734 | 850.2461 | 835.4776 | 816.4895 | 796.4464 | 790.1171 | 760.58 | 751.0859 | 741.5918 | 735.2625 | 725.7684 | 703.6156 | 682.5177 | 663.5295 | 644.5414 | 626.6082 | 609.7298 | 601.2907 | 590.7417 | 575.9732 | 572.8085
Large scale Solar PV | Central | Eastern Eyre Peninsula | SA | SA Medium | 105.5% | 1445.7227 | 1239.5027 | 1179.3737 | 1126.6289 | 1085.4879 | 1044.347 | 1009.5354 | 976.8336 | 939.9123 | 907.2105 | 877.6734 | 850.2461 | 835.4776 | 816.4895 | 796.4464 | 790.1171 | 760.58 | 751.0859 | 741.5918 | 735.2625 | 725.7684 | 703.6156 | 682.5177 | 663.5295 | 644.5414 | 626.6082 | 609.7298 | 601.2907 | 590.7417 | 575.9732 | 572.8085
Large scale Solar PV | Central | Western Eyre Peninsula | SA | SA Medium | 105.5% | 1445.7227 | 1239.5027 | 1179.3737 | 1126.6289 | 1085.4879 | 1044.347 | 1009.5354 | 976.8336 | 939.9123 | 907.2105 | 877.6734 | 850.2461 | 835.4776 | 816.4895 | 796.4464 | 790.1171 | 760.58 | 751.0859 | 741.5918 | 735.2625 | 725.7684 | 703.6156 | 682.5177 | 663.5295 | 644.5414 | 626.6082 | 609.7298 | 601.2907 | 590.7417 | 575.9732 | 572.8085
Large scale Solar PV | Central | North East Tasmania | TAS | TAS Low | 100.5% | 1376.801 | 1180.412 | 1123.1495 | 1072.9192 | 1033.7396 | 994.5599 | 961.4079 | 930.2652 | 895.1039 | 863.9612 | 835.8322 | 809.7124 | 795.6479 | 777.565 | 758.4775 | 752.4499 | 724.3209 | 715.2795 | 706.238 | 700.2104 | 691.1689 | 670.0722 | 649.9801 | 631.8972 | 613.8143 | 596.736 | 580.6623 | 572.6254 | 562.5794 | 548.5149 | 545.5011
Large scale Solar PV | Central | North West Tasmania | TAS | TAS Medium | 105.6% | 1446.6245 | 1240.2759 | 1180.1093 | 1127.3316 | 1086.165 | 1044.9984 | 1010.1651 | 977.4429 | 940.4986 | 907.7764 | 878.2209 | 850.7765 | 835.9987 | 816.9987 | 796.9432 | 790.6099 | 761.0544 | 751.5544 | 742.0544 | 735.7211 | 726.2211 | 704.0545 | 682.9434 | 663.9434 | 644.9435 | 626.999 | 610.1102 | 601.6657 | 591.1102 | 576.3324 | 573.1658
Large scale Solar PV | Central | Tasmania Midlands | TAS | TAS Low | 100.5% | 1376.801 | 1180.412 | 1123.1495 | 1072.9192 | 1033.7396 | 994.5599 | 961.4079 | 930.2652 | 895.1039 | 863.9612 | 835.8322 | 809.7124 | 795.6479 | 777.565 | 758.4775 | 752.4499 | 724.3209 | 715.2795 | 706.238 | 700.2104 | 691.1689 | 670.0722 | 649.9801 | 631.8972 | 613.8143 | 596.736 | 580.6623 | 572.6254 | 562.5794 | 548.5149 | 545.5011
Thermal generation and Storage
Technology Choice: | Scenario Choice:
Battery storage (2hrs storage) | Central
Technology Type | Cost Scenario | REZ Zone | Region | Regional Cost Zone | Regional Cost Factor | 2019-20 | 2020-21 | 2021-22 | 2022-23 | 2023-24 | 2024-25 | 2025-26 | 2026-27 | 2027-28 | 2028-29 | 2029-30 | 2030-31 | 2031-32 | 2032-33 | 2033-34 | 2034-35 | 2035-36 | 2036-37 | 2037-38 | 2038-39 | 2039-40 | 2040-41 | 2041-42 | 2042-43 | 2043-44 | 2044-45 | 2045-46 | 2046-47 | 2047-48 | 2048-49 | 2049-50
Battery storage (2hrs storage) | Central | - | QLD | QLD Low | 102.3% | 1457.5948 | 1409.7707 | 1349.4708 | 1295.4088 | 1235.1089 | 1166.4917 | 1112.4297 | 1072.9229 | 1047.9712 | 1031.3367 | 995.9885 | 993.9092 | 993.9092 | 993.9092 | 991.8299 | 991.8299 | 991.8299 | 989.7506 | 989.7506 | 979.354 | 962.7196 | 962.7196 | 960.6402 | 960.6402 | 960.6402 | 960.6402 | 960.6402 | 960.6402 | 960.6402 | 960.6402 | 960.6402
Battery storage (2hrs storage) | Central | - | NSW | NSW Low | 104.2% | 1484.2045 | 1435.5073 | 1374.1066 | 1319.0576 | 1257.6569 | 1187.787 | 1132.7381 | 1092.51 | 1067.1028 | 1050.1647 | 1014.1711 | 1012.0538 | 1012.0538 | 1012.0538 | 1009.9366 | 1009.9366 | 1009.9366 | 1007.8193 | 1007.8193 | 997.233 | 980.2948 | 980.2948 | 978.1776 | 978.1776 | 978.1776 | 978.1776 | 978.1776 | 978.1776 | 978.1776 | 978.1776 | 978.1776 | Battery storage (2hrs storage)
Battery storage (2hrs storage) | Central | - | VIC | VIC Low | 100% | 1424.3327 | 1377.6 | 1318.6761 | 1265.8478 | 1206.9239 | 1139.8726 | 1087.0442 | 1048.4389 | 1024.0566 | 1007.8018 | 973.2602 | 971.2283 | 971.2283 | 971.2283 | 969.1965 | 969.1965 | 969.1965 | 967.1646 | 967.1646 | 957.0053 | 940.7504 | 940.7504 | 938.7186 | 938.7186 | 938.7186 | 938.7186 | 938.7186 | 938.7186 | 938.7186 | 938.7186 | 938.7186 | Battery storage (4hrs storage)
Battery storage (2hrs storage) | Central | - | SA | SA Low | 100.5% | 1430.9852 | 1384.0341 | 1324.835 | 1271.76 | 1212.5609 | 1145.1964 | 1092.1213 | 1053.3357 | 1028.8395 | 1012.5088 | 977.8058 | 975.7645 | 975.7645 | 975.7645 | 973.7231 | 973.7231 | 973.7231 | 971.6818 | 971.6818 | 961.4751 | 945.1443 | 945.1443 | 943.1029 | 943.1029 | 943.1029 | 943.1029 | 943.1029 | 943.1029 | 943.1029 | 943.1029 | 943.1029 | Pumped Hydro (6hrs storage)
Battery storage (2hrs storage) | Central | - | TAS | TAS Low | 101.6% | 1447.6162 | 1400.1195 | 1340.2324 | 1286.5405 | 1226.6534 | 1158.506 | 1104.8141 | 1065.5777 | 1040.7968 | 1024.2762 | 989.17 | 987.1049 | 987.1049 | 987.1049 | 985.0398 | 985.0398 | 985.0398 | 982.9748 | 982.9748 | 972.6494 | 956.1288 | 956.1288 | 954.0637 | 954.0637 | 954.0637 | 954.0637 | 954.0637 | 954.0637 | 954.0637 | 954.0637 | 954.0637 | Pumped Hydro (12hrs storage)
Pumped Hydro (24hrs storage)
Pumped Hydro (48hrs storage)
Black Coal (supercritical PC)
Brown Coal (supercritical PC)
OCGT
CCGT
Biomass

## Energy Consumption
Go to Assumptions Summary
Energy Consumption (GWh) | [13 empty] | Note: | Further information is available at http://forecasting.aemo.com.au
Amount of energy consumed by customers in each region in each financial year.
These consumption forecasts include each sub-sector: residential, commercial, industrial, and is net of the effect of energy efficiency
Operational demand - sent-out
Energy consumption which is net of rooftop PV generation
Slow change
| 2019-20 | 2020-21 | 2021-22 | 2022-23 | 2023-24 | 2024-25 | 2025-26 | 2026-27 | 2027-28 | 2028-29 | 2029-30 | 2030-31 | 2031-32 | 2032-33 | 2033-34 | 2034-35 | 2035-36 | 2036-37 | 2037-38 | 2038-39 | 2039-40 | 2040-41 | 2041-42 | 2042-43 | 2043-44 | 2044-45 | 2045-46 | 2046-47 | 2047-48 | 2048-49 | 2049-50
NSW | 65958.8257 | 65308.7629 | 64794.6668 | 63596.0685 | 63039.9057 | 62529.8888 | 62189.2904 | 62126.3332 | 62126.4438 | 62153.7448 | 53819.0597 | 54062.3545 | 54288.5724 | 54536.4503 | 54867.5722 | 55346.6563 | 55846.5877 | 56277.4083 | 56745.4684 | 57052.4641 | 57350.0057 | 57624.1075 | 57955.1817 | 58245.6374 | 58506.1903 | 58736.1258 | 58937.3109 | 59156.5654 | 59369.6047 | 59575.1071 | 59799.3767
QLD | 48919.5567 | 48896.3113 | 49197.8012 | 49582.3059 | 49649.0286 | 49813.6981 | 49752.2179 | 49708.7869 | 49733.8794 | 49369.1207 | 41747.4365 | 41165.9007 | 40589.2811 | 40047.8756 | 39828.2131 | 39893.3933 | 39997.4964 | 40115.0446 | 40215.0382 | 40245.8331 | 40336.3953 | 40432.9705 | 40557.377 | 40674.1066 | 40767.3367 | 40889.2378 | 40990.7505 | 41099.6029 | 41193.2845 | 41301.1287 | 41406.4538
SA | 12666.5946 | 12749.7881 | 12735.3124 | 12850.3179 | 12853.1317 | 12899.2938 | 12828.8836 | 12787.7406 | 12765.6555 | 12761.6843 | 12765.0215 | 12783.6744 | 12805.878 | 12841.5501 | 12783.1595 | 12847.9965 | 12895.6216 | 12927.3332 | 12984.6282 | 13012.9882 | 13036.7138 | 13060.7911 | 13100.7424 | 13129.8471 | 13148.3047 | 13150.6025 | 13149.9012 | 13148.4717 | 13126.8714 | 13101.0068 | 13083.8862
TAS | 9791.5533 | 9406.9306 | 9371.8201 | 9366.924 | 9358.1167 | 8379.6551 | 8326.1052 | 8305.9278 | 8159.014 | 8234.5291 | 8280.6123 | 8249.0022 | 8222.0779 | 8205.8624 | 8198.5994 | 8201.754 | 8163.6642 | 8165.3226 | 8168.7573 | 8165.3206 | 8162.0833 | 8159.2974 | 8168.8096 | 8172.5095 | 8175.3246 | 8180.8845 | 8186.5457 | 8193.5802 | 8200.4952 | 8208.6278 | 8218.5059
VIC | 41973.0265 | 41043.0797 | 36276.0613 | 36055.8445 | 35962.4383 | 35969.7138 | 35549.8973 | 35413.8944 | 35303.9542 | 35326.5028 | 35260.8714 | 35300.4267 | 35258.7084 | 35246.2303 | 35316.5575 | 35500.7903 | 35781.3213 | 36075.1602 | 36406.9152 | 36710.1093 | 37012.7461 | 37276.3176 | 37541.4814 | 37786.1135 | 38018.1652 | 38261.4652 | 38505.2876 | 38764.8329 | 39021.4163 | 39261.1505 | 39532.0751
Central
| 2019-20 | 2020-21 | 2021-22 | 2022-23 | 2023-24 | 2024-25 | 2025-26 | 2026-27 | 2027-28 | 2028-29 | 2029-30 | 2030-31 | 2031-32 | 2032-33 | 2033-34 | 2034-35 | 2035-36 | 2036-37 | 2037-38 | 2038-39 | 2039-40 | 2040-41 | 2041-42 | 2042-43 | 2043-44 | 2044-45 | 2045-46 | 2046-47 | 2047-48 | 2048-49 | 2049-50
NSW | 66469.1372 | 65870.3306 | 65230.6649 | 64478.3033 | 63869.2259 | 63452.4657 | 63275.0141 | 63418.0587 | 63649.4016 | 63906.1594 | 64228.139 | 64784.9386 | 65418.2939 | 66020.6371 | 66582.3376 | 67044.5319 | 67495.4947 | 68030.3744 | 68804.3837 | 69477.5388 | 70119.8134 | 70678.9103 | 71159.9964 | 71600.0067 | 71981.1902 | 72318.622 | 72603.8609 | 72963.2873 | 73339.1386 | 73643.1382 | 74021.8475
QLD | 50623.086 | 50550.691 | 50581.8091 | 50861.8302 | 50952.1073 | 51203.0784 | 51339.5461 | 51496.5205 | 51739.1241 | 51886.4713 | 52044.1631 | 52266.6688 | 52514.5991 | 52735.5714 | 52921.8079 | 53029.1123 | 53182.1098 | 53290.1433 | 53514.3994 | 53770.8392 | 54070.412 | 54330.2019 | 54505.5856 | 54661.9727 | 54764.1044 | 54883.3665 | 54950.8287 | 55058.4242 | 55161.069 | 55226.8297 | 55323.3953
SA | 12662.4218 | 12683.577 | 12650.3407 | 12763.1012 | 12791.0363 | 12868.609 | 12875.1183 | 12902.9954 | 12947.0383 | 13002.4041 | 13075.5038 | 13164.0307 | 13259.5778 | 13326.345 | 13295.0603 | 13358.472 | 13366.0804 | 13411.6011 | 13524.1041 | 13614.1038 | 13698.8326 | 13760.9715 | 13788.9661 | 13809.6215 | 13819.2998 | 13812.888 | 13801.3726 | 13806.8153 | 13819.2256 | 13815.0222 | 13836.0868
TAS | 10090.4334 | 10146.0676 | 10089.4013 | 10094.9454 | 10094.1453 | 10047.6312 | 9984.5178 | 9979.4545 | 9722.1378 | 9890.346 | 10031.7509 | 9998.7107 | 9978.7913 | 9962.3885 | 9956.5358 | 9953.7205 | 9855.1472 | 9850.9582 | 9864.2418 | 9871.1208 | 9876.0485 | 9879.626 | 9888.2114 | 9892.2387 | 9894.6965 | 9899.9506 | 9904.8036 | 9913.4526 | 9923.2244 | 9931.6432 | 9944.1902
VIC | 42327.0709 | 41492.7638 | 40990.8644 | 40729.1082 | 40632.4974 | 40662.8611 | 40385.7687 | 40408.0632 | 40567.1409 | 40787.8742 | 41093.5911 | 41577.5993 | 42039.9062 | 42268.7324 | 42568.6541 | 42755.4788 | 42941.6913 | 43356.1014 | 44033.2345 | 44648.1901 | 45258.7745 | 45770.6002 | 46172.0456 | 46543.1717 | 46877.7236 | 47205.3798 | 47515.0121 | 47879.4157 | 48258.6389 | 48556.5919 | 48940.89
High DER
| 2019-20 | 2020-21 | 2021-22 | 2022-23 | 2023-24 | 2024-25 | 2025-26 | 2026-27 | 2027-28 | 2028-29 | 2029-30 | 2030-31 | 2031-32 | 2032-33 | 2033-34 | 2034-35 | 2035-36 | 2036-37 | 2037-38 | 2038-39 | 2039-40 | 2040-41 | 2041-42 | 2042-43 | 2043-44 | 2044-45 | 2045-46 | 2046-47 | 2047-48 | 2048-49 | 2049-50
NSW | 65995.2575 | 64755.7322 | 63462.6252 | 62408.708 | 61635.8665 | 60975.4573 | 60656.5666 | 60615.1546 | 60489.9707 | 60326.8714 | 60184.0327 | 60202.1521 | 60292.8576 | 60471.0372 | 60871.4238 | 61166.0522 | 60877.3795 | 60790.9898 | 61188.717 | 61634.1887 | 62059.154 | 62601.5249 | 63381.4692 | 64185.7209 | 64854.7744 | 65499.8839 | 66132.7597 | 66786.974 | 67372.7577 | 68009.3175 | 68687.5995
QLD | 50312.0106 | 50199.3253 | 49943.9635 | 49863.6291 | 49762.8709 | 49913.6169 | 49872.231 | 49921.8781 | 50246.2701 | 50556.7821 | 50926.7213 | 51277.7708 | 51507.3011 | 51779.2597 | 52176.6187 | 52577.468 | 52979.9642 | 53334.6545 | 53625.4364 | 54015.619 | 54629.9597 | 55309.1374 | 55829.6981 | 56210.3063 | 56589.7973 | 57147.5507 | 57723.7428 | 58261.5914 | 58732.4365 | 59235.9261 | 59684.8399
SA | 12332.6022 | 12043.6935 | 11856.4198 | 11856.5834 | 11745.1225 | 11703.4558 | 11664.0165 | 11632.2456 | 11578.016 | 11592.6123 | 11638.9981 | 11657.603 | 11694.8931 | 11741.9661 | 11585.1704 | 11446.4437 | 11408.4406 | 11490.5865 | 11562.5144 | 11559.2436 | 11556.1825 | 11639.0923 | 11743.3358 | 11753.1427 | 11709.3904 | 11756.2829 | 11881.695 | 11983.0556 | 12053.7373 | 12120.6847 | 12212.3541
TAS | 10072.2255 | 10123.2978 | 10060.4243 | 10050.9412 | 10035.0578 | 9982.9806 | 9922.6615 | 9923.9139 | 9669.5644 | 9833.7766 | 9948.3772 | 9867.3389 | 9822.9123 | 9808.4062 | 9812.7335 | 9826.7995 | 9751.9412 | 9769.0462 | 9793.9255 | 9820.28 | 9834.2537 | 9807.0142 | 9765.3627 | 9752.2234 | 9767.9706 | 9785.2509 | 9762.2528 | 9697.5701 | 9666.5632 | 9684.8672 | 9711.994
VIC | 42149.7943 | 41271.7397 | 40715.5813 | 40231.7236 | 39864.9047 | 39597.1306 | 38984.4514 | 38764.6171 | 38710.9207 | 38715.1254 | 38883.3138 | 39230.4585 | 39486.3173 | 39511.5059 | 39696.5968 | 39917.6801 | 40147.6175 | 40740.6883 | 41514.344 | 42184.9991 | 42923.0449 | 43686.5367 | 44400.7033 | 45124.0589 | 45786.6048 | 46257.7289 | 46638.7732 | 47097.0408 | 47499.8521 | 47778.0884 | 48178.4889
Fast change
| 2019-20 | 2020-21 | 2021-22 | 2022-23 | 2023-24 | 2024-25 | 2025-26 | 2026-27 | 2027-28 | 2028-29 | 2029-30 | 2030-31 | 2031-32 | 2032-33 | 2033-34 | 2034-35 | 2035-36 | 2036-37 | 2037-38 | 2038-39 | 2039-40 | 2040-41 | 2041-42 | 2042-43 | 2043-44 | 2044-45 | 2045-46 | 2046-47 | 2047-48 | 2048-49 | 2049-50
NSW | 66357.2017 | 65559.6505 | 64685.2037 | 63570.606 | 62562.7526 | 61633.6698 | 61212.5271 | 61463.7967 | 61807.3228 | 62187.9758 | 62635.2273 | 63312.6958 | 64062.3528 | 64792.6171 | 65483.8237 | 66080.4783 | 66395.6172 | 66859.0636 | 67615.7865 | 68319.8547 | 69049.285 | 69742.6609 | 70363.835 | 70954.9933 | 71496.7731 | 71994.455 | 72416.4209 | 72885.1268 | 73363.4348 | 73766.9957 | 74254.52
QLD | 50557.2416 | 50295.7793 | 49925.1341 | 49809.736 | 49727.6608 | 49796.6332 | 49833.3587 | 50082.3926 | 50429.8384 | 50700.887 | 50987.4651 | 51345.7269 | 51734.0059 | 52116.5008 | 52480.951 | 52786.5415 | 53012.1887 | 53233.8329 | 53595.8837 | 54011.7589 | 54505.2326 | 54999.9803 | 55439.1915 | 55887.4601 | 56280.4845 | 56681.993 | 56987.7165 | 57283.5935 | 57549.5393 | 57773.3683 | 58021.9969
SA | 12610.9097 | 12502.1121 | 12347.586 | 12363.4077 | 12300.1014 | 12295.2558 | 12276.3295 | 12322.521 | 12388.3648 | 12468.7813 | 12568.0295 | 12682.7501 | 12805.5592 | 12903.5417 | 12907.4514 | 13009.8398 | 13014.3246 | 13060.8971 | 13181.0236 | 13283.2517 | 13388.2662 | 13477.9271 | 13532.9415 | 13579.1069 | 13615.3113 | 13634.4462 | 13642.182 | 13660.2886 | 13684.3545 | 13690.8446 | 13723.151
TAS | 10086.1342 | 10131.3887 | 10062.1461 | 10055.6236 | 10044.9905 | 9985.0346 | 9915.9041 | 9919.0597 | 9671.6768 | 9851.5712 | 10006.4183 | 9987.7549 | 9983.1451 | 9983.6047 | 9996.9867 | 10015.3472 | 9933.2809 | 9946.556 | 9978.0691 | 10003.2903 | 10027.3493 | 10050.0747 | 10076.1564 | 10095.9984 | 10113.7286 | 10132.7613 | 10149.2544 | 10167.9067 | 10186.8389 | 10203.2651 | 10223.4554
VIC | 42295.3578 | 41288.6907 | 40512.8945 | 39956.7223 | 39636.3135 | 39402.7148 | 39001.2146 | 39110.6732 | 39366.4763 | 39689.2423 | 40094.857 | 40670.4536 | 41219.3 | 41537.2359 | 41925.4194 | 42198.6356 | 42250.8706 | 42601.1967 | 43257.3056 | 43871.0845 | 44526.429 | 45123.8449 | 45646.2034 | 46165.7241 | 46659.2432 | 47143.5887 | 47586.7462 | 48036.5029 | 48471.2192 | 48823.2852 | 49280.2827
Step Change
| 2019-20 | 2020-21 | 2021-22 | 2022-23 | 2023-24 | 2024-25 | 2025-26 | 2026-27 | 2027-28 | 2028-29 | 2029-30 | 2030-31 | 2031-32 | 2032-33 | 2033-34 | 2034-35 | 2035-36 | 2036-37 | 2037-38 | 2038-39 | 2039-40 | 2040-41 | 2041-42 | 2042-43 | 2043-44 | 2044-45 | 2045-46 | 2046-47 | 2047-48 | 2048-49 | 2049-50
NSW | 67046.0505 | 66331.3253 | 65388.5226 | 64214.3992 | 63127.9112 | 62077.2364 | 61292.7092 | 61226.7173 | 61331.8117 | 61484.5692 | 61818.9692 | 62395.4556 | 62863.2159 | 63512.3895 | 64338.7661 | 65072.8186 | 65550.7339 | 65847.285 | 66351.9165 | 66821.0787 | 67194.4398 | 67454.7184 | 67498.0494 | 67543.9395 | 67552.5446 | 67593.5772 | 67591.7354 | 67713.8906 | 67900.413 | 67978.4855 | 68115.3681
QLD | 51543.4955 | 51190.8581 | 50569.5119 | 50297.4013 | 50285.7586 | 50433.0199 | 50499.4268 | 50841.125 | 51319.1518 | 51740.9165 | 52198.2018 | 52775.011 | 53376.6665 | 54033.7592 | 54699.332 | 55316.3451 | 55826.6978 | 56346.0914 | 56992.472 | 57660.032 | 58338.49 | 58940.4387 | 59318.0105 | 59674.5828 | 59952.1923 | 60252.9368 | 60478.1414 | 60770.7802 | 61077.7874 | 61313.0062 | 61565.9549
SA | 12659.822 | 12468.7342 | 12219.2615 | 12214.3645 | 12171.4675 | 12144.0667 | 12059.0969 | 12031.331 | 12031.2974 | 12002.719 | 11996.9589 | 12012.6683 | 11995.9598 | 12042.2931 | 12001.3714 | 12058.4822 | 12017.478 | 11930.6801 | 11936.7111 | 11964.5718 | 11981.4214 | 11972.1082 | 11919.2835 | 11862.0351 | 11797.8025 | 11739.1061 | 11680.9051 | 11648.4603 | 11633.9159 | 11593.039 | 11572.2271
TAS | 9996.5654 | 9955.8149 | 9915.4015 | 9875.4391 | 9845.5625 | 9818.3737 | 9794.2456 | 9790.24 | 9798.9483 | 9797.533 | 9796.9363 | 9806.7344 | 9812.3698 | 9840.4858 | 9881.0598 | 9915.838 | 9939.3547 | 9962.1737 | 10000.5523 | 10040.3048 | 10072.2468 | 10103.1118 | 10128.4835 | 10148.2459 | 10165.0821 | 10184.4169 | 10201.7315 | 10221.7033 | 10244.1063 | 10263.3932 | 10282.8267
VIC | 42838.1773 | 41902.6538 | 41127.1882 | 40514.1776 | 40097.1789 | 39872.914 | 39352.1053 | 39357.9691 | 39534.7529 | 39565.7335 | 39711.1594 | 40141.9691 | 40457.6847 | 41024.5733 | 41805.6248 | 42442.0683 | 42899.6002 | 43260.6502 | 43876.4963 | 44512.1506 | 45100.9294 | 45559.134 | 45806.5249 | 46007.6335 | 46172.2617 | 46340.9621 | 46501.9794 | 46760.7372 | 47075.0226 | 47266.7133 | 47545.2549
Underlying demand
Energy consumption that is equivalent to the 'power point' - gross of rooftop PV generation and other small non-scheduled systems (excluding distribution and transmission losses)
Slow change
| 2019-20 | 2020-21 | 2021-22 | 2022-23 | 2023-24 | 2024-25 | 2025-26 | 2026-27 | 2027-28 | 2028-29 | 2029-30 | 2030-31 | 2031-32 | 2032-33 | 2033-34 | 2034-35 | 2035-36 | 2036-37 | 2037-38 | 2038-39 | 2039-40 | 2040-41 | 2041-42 | 2042-43 | 2043-44 | 2044-45 | 2045-46 | 2046-47 | 2047-48 | 2048-49 | 2049-50
NSW | 66911.4008 | 66388.1889 | 65944.9012 | 64849.3317 | 64376.0046 | 63994.3967 | 63760.0953 | 63786.5898 | 63883.4289 | 63985.487 | 55917.9784 | 56232.6927 | 56636.5682 | 57135.632 | 57728.2276 | 58431.526 | 59162.7112 | 59788.7764 | 60396.5673 | 60865.9884 | 61340.2951 | 61820.7055 | 62409.4472 | 62979.781 | 63548.5669 | 64112.7604 | 64666.4326 | 65203.3725 | 65726.4327 | 66241.124 | 66738.5446
QLD | 52195.0622 | 52448.4849 | 52795.8017 | 53089.3677 | 53296.7573 | 53639.1873 | 53799.8765 | 53976.784 | 54235.119 | 54086.0937 | 46876.6796 | 46528.2017 | 46213.9608 | 45919.8491 | 45959.0088 | 46272.0191 | 46645.2434 | 47000.1698 | 47333.8507 | 47610.8793 | 47965.3848 | 48320.3884 | 48741.0281 | 49158.6355 | 49575.4455 | 49984.9423 | 50390.5466 | 50787.4562 | 51178.5332 | 51561.1571 | 51935.3614
SA | 13353.4239 | 13462.0865 | 13474.7351 | 13614.9049 | 13657.0999 | 13738.2384 | 13711.6184 | 13710.4901 | 13724.0582 | 13744.8763 | 13763.9524 | 13798.3902 | 13840.1155 | 13892.9828 | 13855.3637 | 13939.4773 | 14010.3365 | 14059.0578 | 14126.0481 | 14170.4384 | 14214.9206 | 14260.656 | 14326.7755 | 14392.2619 | 14457.9614 | 14522.3414 | 14585.2578 | 14646.3334 | 14705.6288 | 14763.6649 | 14818.6504
TAS | 9960.5203 | 9588.6083 | 9553.6429 | 9546.7096 | 9538.0116 | 8582.3804 | 8530.0945 | 8508.621 | 8371.2495 | 8437.0522 | 8476.2787 | 8444.4759 | 8421.8034 | 8410.0739 | 8407.222 | 8413.1909 | 8382.2248 | 8385.6349 | 8389.7095 | 8388.3524 | 8388.2432 | 8389.0951 | 8403.972 | 8413.5761 | 8423.4482 | 8433.5356 | 8443.6683 | 8453.7114 | 8463.6641 | 8473.9017 | 8483.7336
VIC | 42748.4096 | 42053.7437 | 37469.3801 | 37308.5139 | 37270.0332 | 37316.3768 | 36978.2874 | 36912.9933 | 36903.6885 | 37012.9174 | 37038.3875 | 37199.765 | 37391.1194 | 37639.8847 | 37954.5908 | 38340.9956 | 38824.5542 | 39297.8946 | 39753.1314 | 40198.9154 | 40653.8221 | 41111.318 | 41603.3608 | 42078.8135 | 42551.9565 | 43020.63 | 43480.647 | 43929.377 | 44368.6644 | 44803.431 | 45221.1822
Central
| 2019-20 | 2020-21 | 2021-22 | 2022-23 | 2023-24 | 2024-25 | 2025-26 | 2026-27 | 2027-28 | 2028-29 | 2029-30 | 2030-31 | 2031-32 | 2032-33 | 2033-34 | 2034-35 | 2035-36 | 2036-37 | 2037-38 | 2038-39 | 2039-40 | 2040-41 | 2041-42 | 2042-43 | 2043-44 | 2044-45 | 2045-46 | 2046-47 | 2047-48 | 2048-49 | 2049-50
NSW | 67487.9415 | 67272.9917 | 67057.8215 | 66726.0464 | 66435.4822 | 66222.8177 | 66175.131 | 66415.7616 | 66749.3331 | 67119.3699 | 67566.7394 | 68201.3688 | 68929.3844 | 69704.6683 | 70577.5318 | 71492.0895 | 72657.5152 | 73781.5488 | 74862.9703 | 75818.35 | 76716.3281 | 77621.0518 | 78593.0809 | 79545.5319 | 80480.9734 | 81393.4485 | 82282.9959 | 83141.2113 | 83968.0286 | 84777.8449 | 85548.8355
QLD | 53953.0182 | 54639.508 | 55225.5772 | 55685.5674 | 56129.5106 | 56601.7168 | 56971.6728 | 57359.1421 | 57846.6007 | 58217.1167 | 58613.1721 | 59064.8992 | 59564.6973 | 60033.0563 | 60549.4914 | 61048.3898 | 61730.404 | 62357.6461 | 62984.6855 | 63603.1066 | 64267.8791 | 64931.0469 | 65623.6908 | 66303.9467 | 66968.868 | 67608.8264 | 68230.7031 | 68827.2524 | 69401.6307 | 69956.2173 | 70485.6331
SA | 13488.9357 | 13662.0779 | 13701.1496 | 13857.056 | 13905.3134 | 13984.0423 | 13995.6836 | 14029.6107 | 14082.173 | 14145.2611 | 14220.9942 | 14312.3842 | 14415.4132 | 14496.1421 | 14489.2771 | 14593.2859 | 14711.3202 | 14848.2331 | 15006.7229 | 15142.0381 | 15267.956 | 15397.6864 | 15540.4111 | 15682.4188 | 15822.5829 | 15959.0336 | 16091.2748 | 16218.4771 | 16341.0707 | 16461.3338 | 16574.8581
TAS | 10264.7672 | 10337.1518 | 10295.6513 | 10310.6313 | 10317.9481 | 10275.3258 | 10216.1198 | 10211.6249 | 9969.0276 | 10129.1563 | 10264.476 | 10233.6505 | 10216.8242 | 10204.1742 | 10206.5198 | 10221.1917 | 10161.6461 | 10183.4443 | 10207.4186 | 10224.0163 | 10237.4035 | 10252.2161 | 10278.1015 | 10299.814 | 10321.6547 | 10343.3344 | 10364.6128 | 10385.1827 | 10404.9124 | 10424.7128 | 10443.2994
VIC | 43173.9676 | 42794.5899 | 42616.9179 | 42599.7111 | 42704.2966 | 42857.7264 | 42702.1745 | 42823.3291 | 43080.5168 | 43407.689 | 43813.8162 | 44371.6243 | 44923.2675 | 45332.8838 | 45893.0735 | 46516.1094 | 47398.0607 | 48378.6624 | 49347.3111 | 50205.7359 | 51029.7049 | 51852.998 | 52676.0244 | 53476.9272 | 54263.757 | 55032.3738 | 55778.1672 | 56498.0436 | 57192.1426 | 57874.4219 | 58521.3595
High DER
| 2019-20 | 2020-21 | 2021-22 | 2022-23 | 2023-24 | 2024-25 | 2025-26 | 2026-27 | 2027-28 | 2028-29 | 2029-30 | 2030-31 | 2031-32 | 2032-33 | 2033-34 | 2034-35 | 2035-36 | 2036-37 | 2037-38 | 2038-39 | 2039-40 | 2040-41 | 2041-42 | 2042-43 | 2043-44 | 2044-45 | 2045-46 | 2046-47 | 2047-48 | 2048-49 | 2049-50
NSW | 67528.142 | 67390.0234 | 67299.2324 | 67045.1945 | 66823.3475 | 66726.7159 | 66791.5028 | 67155.3238 | 67653.0735 | 68213.7901 | 68873.0677 | 69734.0508 | 70678.6997 | 71632.6487 | 72638.2443 | 73703.7755 | 74795.6527 | 75906.5356 | 77039.8591 | 78082.6713 | 79137.3119 | 80212.7108 | 81295.2583 | 82358.9227 | 83442.2024 | 84502.9669 | 85507.6093 | 86452.5108 | 87374.4927 | 88254.522 | 89109.5106
QLD | 53938.6404 | 54543.6576 | 55166.4669 | 55728.6524 | 56250.8072 | 56808.8778 | 57284.6468 | 57789.4244 | 58392.9556 | 58871.0285 | 59375.8829 | 59975.8412 | 60668.7491 | 61330.1811 | 62024.3627 | 62706.3426 | 63447.4634 | 64176.8506 | 64972.6987 | 65776.0438 | 66630.8124 | 67513.1848 | 68476.6602 | 69474.7482 | 70453.122 | 71359.2316 | 72183.4189 | 72930.8241 | 73637.1941 | 74310.8343 | 74974.6769
SA | 13541.3512 | 13764.8161 | 13826.0999 | 13992.203 | 14056.5441 | 14152.4115 | 14176.6002 | 14235.1901 | 14328.121 | 14422.3355 | 14521.9889 | 14639.6939 | 14767.5108 | 14881.5479 | 14943.1962 | 15136.5057 | 15269.6313 | 15406.4571 | 15585.7771 | 15757.309 | 15924.0854 | 16080.4891 | 16243.9471 | 16424.8645 | 16614.7285 | 16779.2324 | 16914.9129 | 17044.8418 | 17175.522 | 17301.0839 | 17419.1423
TAS | 10267.7593 | 10340.2112 | 10299.9319 | 10317.7757 | 10327.9009 | 10289.4459 | 10236.3674 | 10239.3929 | 10005.7611 | 10176.2906 | 10325.1225 | 10310.4777 | 10309.5454 | 10313.8753 | 10335.3152 | 10369.6358 | 10323.1824 | 10360.9069 | 10403.9695 | 10437.9016 | 10470.7615 | 10513.6931 | 10570.6605 | 10614.4337 | 10651.2018 | 10686.3815 | 10725.6883 | 10770.5961 | 10808.0367 | 10835.0088 | 10859.0906
VIC | 43200.2561 | 42825.2444 | 42656.2556 | 42672.5376 | 42842.4027 | 43097.9577 | 43058.4579 | 43292.6411 | 43697.7547 | 44191.8683 | 44737.6561 | 45426.7367 | 46118.259 | 46660.3557 | 47325.8605 | 48025.3014 | 48752.7413 | 49648.0918 | 50590.5338 | 51453.0365 | 52318.3561 | 53205.7636 | 54126.2969 | 55051.0093 | 55982.4204 | 56929.8152 | 57842.9788 | 58672.8141 | 59455.8764 | 60234.4652 | 60976.5864
Fast change
| 2019-20 | 2020-21 | 2021-22 | 2022-23 | 2023-24 | 2024-25 | 2025-26 | 2026-27 | 2027-28 | 2028-29 | 2029-30 | 2030-31 | 2031-32 | 2032-33 | 2033-34 | 2034-35 | 2035-36 | 2036-37 | 2037-38 | 2038-39 | 2039-40 | 2040-41 | 2041-42 | 2042-43 | 2043-44 | 2044-45 | 2045-46 | 2046-47 | 2047-48 | 2048-49 | 2049-50
NSW | 67513.8793 | 67351.2977 | 67196.4175 | 66952.3663 | 66767.4463 | 66704.7147 | 66795.4064 | 67131.0744 | 67568.0311 | 68045.1545 | 68602.0164 | 69349.0909 | 70190.1186 | 71082.097 | 72073.5127 | 73113.3671 | 74156.8579 | 75211.8218 | 76275.0072 | 77259.1893 | 78243.0237 | 79270.3705 | 80370.8044 | 81464.1026 | 82553.836 | 83613.1313 | 84627.9598 | 85588.007 | 86514.9309 | 87415.0227 | 88284.3565
QLD | 53965.1607 | 54693.27 | 55370.9563 | 55917.0662 | 56405.6584 | 56953.6368 | 57414.4212 | 57883.8018 | 58469.372 | 58947.6658 | 59459.4264 | 60037.0566 | 60671.3417 | 61286.0631 | 61966.8899 | 62649.683 | 63403.3986 | 64132.5686 | 64886.5183 | 65652.8032 | 66501.7242 | 67379.3639 | 68315.7954 | 69266.7485 | 70205.7745 | 71104.0532 | 71946.015 | 72717.1805 | 73447.3323 | 74145.0737 | 74813.4685
SA | 13499.7165 | 13696.62 | 13753.317 | 13918.9845 | 13975.0845 | 14066.5385 | 14094.0468 | 14143.4128 | 14215.4633 | 14300.0138 | 14397.6794 | 14512.8993 | 14641.6043 | 14750.6362 | 14775.0153 | 14914.4839 | 15030.5495 | 15168.3227 | 15332.9728 | 15479.4123 | 15624.6592 | 15779.3335 | 15945.8641 | 16111.0797 | 16276.2502 | 16435.8458 | 16584.826 | 16723.5498 | 16857.6208 | 16987.5162 | 17110.2307
TAS | 10266.2128 | 10341.8576 | 10304.2701 | 10323.4392 | 10335.3123 | 10299.7828 | 10248.2735 | 10251.0451 | 10017.4535 | 10188.104 | 10335.3398 | 10317.7969 | 10315.2681 | 10318.2512 | 10338.16 | 10372.3964 | 10328.254 | 10366.2416 | 10406.8504 | 10440.3942 | 10471.6103 | 10504.167 | 10546.0099 | 10582.334 | 10618.4383 | 10652.9009 | 10684.7264 | 10714.5387 | 10742.8854 | 10770.137 | 10795.5567
VIC | 43184.1639 | 42849.3276 | 42741.6905 | 42800.2098 | 42978.1947 | 43232.8013 | 43174.0498 | 43370.8003 | 43715.3056 | 44132.1184 | 44622.9308 | 45265.3651 | 45899.8294 | 46392.12 | 47030.6561 | 47733.5145 | 48494.5394 | 49416.2704 | 50362.2873 | 51219.6269 | 52087.8162 | 52990.5319 | 53922.0732 | 54860.0892 | 55796.6623 | 56710.3947 | 57576.3522 | 58375.0915 | 59123.3337 | 59855.9478 | 60566.3389
Step Change
| 2019-20 | 2020-21 | 2021-22 | 2022-23 | 2023-24 | 2024-25 | 2025-26 | 2026-27 | 2027-28 | 2028-29 | 2029-30 | 2030-31 | 2031-32 | 2032-33 | 2033-34 | 2034-35 | 2035-36 | 2036-37 | 2037-38 | 2038-39 | 2039-40 | 2040-41 | 2041-42 | 2042-43 | 2043-44 | 2044-45 | 2045-46 | 2046-47 | 2047-48 | 2048-49 | 2049-50
NSW | 68237.9112 | 68293.3818 | 68267.5519 | 68193.3955 | 68182.4684 | 68249.2259 | 68448.3859 | 68961.4488 | 69518.8648 | 70156.5356 | 70942.5981 | 71834.7386 | 72855.8817 | 74018.6172 | 75181.1012 | 76288.8037 | 77456.1026 | 78491.9318 | 79431.1187 | 80262.1858 | 80950.8517 | 81654.883 | 82381.3012 | 83130.184 | 83878.1132 | 84603.4049 | 85308.4702 | 85961.1666 | 86583.8973 | 87202.2582 | 87789.3105
QLD | 55005.9108 | 55817.0654 | 56610.4523 | 57314.0911 | 57953.3785 | 58679.0993 | 59375.7153 | 60126.5351 | 61020.473 | 61857.9757 | 62713.4373 | 63618.6484 | 64612.9504 | 65659.0361 | 66733.7757 | 67786.891 | 68941.5543 | 70062.8442 | 71136.4552 | 72194.6166 | 73256.4488 | 74325.3967 | 75378.8109 | 76425.7525 | 77454.577 | 78448.7424 | 79418.9831 | 80340.6828 | 81233.5715 | 82103.5024 | 82940.4913
SA | 13573.9319 | 13817.1586 | 13901.9917 | 14073.1448 | 14149.2819 | 14233.7698 | 14260.0174 | 14304.4648 | 14375.4374 | 14437.437 | 14511.5332 | 14600.6794 | 14711.8186 | 14861.7098 | 14885.1691 | 15022.2598 | 15158.9918 | 15272.6265 | 15391.8045 | 15503.1672 | 15590.5091 | 15680.8105 | 15774.1343 | 15871.9389 | 15968.2453 | 16060.7714 | 16148.7364 | 16226.6584 | 16299.4172 | 16371.0267 | 16436.3476
TAS | 10189.2692 | 10194.1644 | 10199.0062 | 10201.8314 | 10210.1874 | 10219.4211 | 10226.6133 | 10236.4976 | 10255.428 | 10273.0941 | 10294.2649 | 10321.2881 | 10355.601 | 10401.0957 | 10447.139 | 10491.8123 | 10543.9302 | 10595.9143 | 10645.4405 | 10692.0135 | 10730.1039 | 10769.0555 | 10812.2355 | 10853.2501 | 10893.4265 | 10932.1779 | 10968.7902 | 11001.7664 | 11032.5771 | 11062.5342 | 11090.6096
VIC | 43747.3574 | 43580.4888 | 43623.9764 | 43830.8175 | 44140.3184 | 44593.8943 | 44670.8464 | 44990.0004 | 45434.0978 | 45941.9179 | 46568.4801 | 47372.9421 | 48206.1688 | 49135.9402 | 50089.9259 | 50971.9239 | 51997.9576 | 52975.9289 | 53896.1848 | 54762.9128 | 55540.9761 | 56320.1891 | 57073.5965 | 57820.5279 | 58560.9924 | 59288.5768 | 59999.646 | 60670.4442 | 61322.9041 | 61979.465 | 62604.2369

## Maximum Demand
Go to Assumptions Summary
Maximum Demand (Power, MW) | [13 empty] | Note: | Further information is available at http://forecasting.aemo.com.au
Amount of power that must be generated at times of peak operational demand. Peak operational demand occurs in Summer months in all NEM regions except Tasmania.
10% Probability of exceedance (POE)
Summer
Slow Change
| 2019-20 | 2020-21 | 2021-22 | 2022-23 | 2023-24 | 2024-25 | 2025-26 | 2026-27 | 2027-28 | 2028-29 | 2029-30 | 2030-31 | 2031-32 | 2032-33 | 2033-34 | 2034-35 | 2035-36 | 2036-37 | 2037-38 | 2038-39 | 2039-40 | 2040-41 | 2041-42 | 2042-43 | 2043-44 | 2044-45 | 2045-46 | 2046-47 | 2047-48 | 2048-49 | 2049-50
NSW | 14225 | 14215 | 14131 | 13969 | 13992 | 13914 | 13801 | 13864 | 13752 | 13892 | 12667 | 12726 | 12746 | 12839 | 12949 | 13005 | 13206 | 13256 | 13372 | 13457 | 13719 | 13789 | 13779 | 14011 | 14005 | 14141 | 14362 | 14590 | 14543 | 14660 | 14797
QLD | 9364 | 9338 | 9377 | 9454 | 9462 | 9455 | 9420 | 9430 | 9449 | 9410 | 8340 | 8276 | 8241 | 8219 | 8196 | 8234 | 8270 | 8318 | 8370 | 8395 | 8436 | 8480 | 8528 | 8604 | 8648 | 8728 | 8770 | 8813 | 8875 | 8934 | 9000
SA | 3238 | 3241 | 3224 | 3254 | 3244 | 3261 | 3240 | 3213 | 3224 | 3194 | 3196 | 3196 | 3215 | 3226 | 3190 | 3225 | 3233 | 3263 | 3280 | 3271 | 3295 | 3317 | 3336 | 3340 | 3374 | 3383 | 3398 | 3421 | 3446 | 3470 | 3495
TAS | 1390 | 1338 | 1333 | 1335 | 1334 | 1201 | 1196 | 1195 | 1177 | 1188 | 1195 | 1194 | 1190 | 1190 | 1190 | 1191 | 1184 | 1185 | 1186 | 1185 | 1185 | 1183 | 1185 | 1185 | 1186 | 1186 | 1186 | 1187 | 1188 | 1189 | 1187
VIC | 9857 | 9663 | 8975 | 8928 | 8906 | 8939 | 8854 | 8715 | 8674 | 8631 | 8632 | 8614 | 8599 | 8467 | 8435 | 8502 | 8578 | 8645 | 8649 | 8713 | 8768 | 8793 | 8887 | 8909 | 9070 | 9131 | 9163 | 9381 | 9371 | 9536 | 9658
Central
| 2019-20 | 2020-21 | 2021-22 | 2022-23 | 2023-24 | 2024-25 | 2025-26 | 2026-27 | 2027-28 | 2028-29 | 2029-30 | 2030-31 | 2031-32 | 2032-33 | 2033-34 | 2034-35 | 2035-36 | 2036-37 | 2037-38 | 2038-39 | 2039-40 | 2040-41 | 2041-42 | 2042-43 | 2043-44 | 2044-45 | 2045-46 | 2046-47 | 2047-48 | 2048-49 | 2049-50
NSW | 14373 | 14330 | 14236 | 14276 | 14311 | 14217 | 14210 | 14261 | 14185 | 14386 | 14480 | 14495 | 14581 | 14813 | 14911 | 15018 | 15247 | 15229 | 15418 | 15568 | 15868 | 16010 | 16018 | 16247 | 16256 | 16474 | 16614 | 16895 | 16883 | 16986 | 17130
QLD | 9631 | 9611 | 9680 | 9752 | 9785 | 9791 | 9813 | 9850 | 9913 | 9964 | 9996 | 10025 | 10104 | 10174 | 10234 | 10294 | 10360 | 10429 | 10517 | 10589 | 10653 | 10718 | 10798 | 10875 | 10970 | 11023 | 11095 | 11158 | 11223 | 11282 | 11315
SA | 3261 | 3274 | 3261 | 3284 | 3281 | 3318 | 3296 | 3290 | 3286 | 3280 | 3289 | 3308 | 3342 | 3331 | 3305 | 3339 | 3356 | 3384 | 3422 | 3412 | 3429 | 3470 | 3476 | 3483 | 3540 | 3547 | 3546 | 3564 | 3600 | 3653 | 3663
TAS | 1431 | 1439 | 1433 | 1435 | 1436 | 1431 | 1426 | 1423 | 1390 | 1412 | 1432 | 1431 | 1428 | 1425 | 1423 | 1424 | 1409 | 1410 | 1410 | 1411 | 1411 | 1410 | 1412 | 1413 | 1413 | 1414 | 1415 | 1417 | 1417 | 1418 | 1421
VIC | 9885 | 9722 | 9667 | 9586 | 9625 | 9637 | 9590 | 9493 | 9480 | 9456 | 9497 | 9535 | 9610 | 9583 | 9547 | 9611 | 9718 | 9800 | 9924 | 9961 | 10114 | 10199 | 10349 | 10425 | 10632 | 10581 | 10709 | 10882 | 10965 | 11133 | 11266
High DER
| 2019-20 | 2020-21 | 2021-22 | 2022-23 | 2023-24 | 2024-25 | 2025-26 | 2026-27 | 2027-28 | 2028-29 | 2029-30 | 2030-31 | 2031-32 | 2032-33 | 2033-34 | 2034-35 | 2035-36 | 2036-37 | 2037-38 | 2038-39 | 2039-40 | 2040-41 | 2041-42 | 2042-43 | 2043-44 | 2044-45 | 2045-46 | 2046-47 | 2047-48 | 2048-49 | 2049-50
NSW | 14327 | 14197 | 14204 | 14112 | 13994 | 14019 | 13896 | 13995 | 13985 | 14044 | 13942 | 13861 | 13862 | 13965 | 14080 | 14281 | 14208 | 14302 | 14306 | 14616 | 14849 | 14865 | 14953 | 15280 | 15515 | 15772 | 16078 | 16277 | 16578 | 16897 | 17220
QLD | 9579 | 9483 | 9528 | 9526 | 9546 | 9537 | 9654 | 9558 | 9568 | 9637 | 9823 | 9812 | 9921 | 9984 | 10045 | 10208 | 10315 | 10458 | 10708 | 10925 | 11227 | 11541 | 11912 | 12243 | 12636 | 13034 | 13398 | 13815 | 14104 | 14572 | 14773
SA | 3202 | 3163 | 3104 | 3104 | 3097 | 3085 | 3058 | 3048 | 3036 | 2995 | 3020 | 3012 | 3032 | 3030 | 3032 | 3033 | 3031 | 3064 | 3092 | 3083 | 3103 | 3151 | 3184 | 3206 | 3254 | 3314 | 3367 | 3426 | 3505 | 3554 | 3602
TAS | 1431 | 1443 | 1439 | 1438 | 1435 | 1430 | 1421 | 1422 | 1387 | 1410 | 1425 | 1422 | 1424 | 1430 | 1435 | 1443 | 1442 | 1453 | 1467 | 1488 | 1504 | 1524 | 1547 | 1558 | 1583 | 1606 | 1621 | 1641 | 1667 | 1696 | 1698
VIC | 9995 | 9726 | 9552 | 9477 | 9401 | 9347 | 9210 | 9096 | 9050 | 9009 | 8999 | 8975 | 9071 | 9012 | 8951 | 9049 | 9048 | 9083 | 9205 | 9315 | 9438 | 9671 | 9935 | 10319 | 10692 | 11106 | 11400 | 11757 | 12043 | 12459 | 12756
Fast Change
| 2019-20 | 2020-21 | 2021-22 | 2022-23 | 2023-24 | 2024-25 | 2025-26 | 2026-27 | 2027-28 | 2028-29 | 2029-30 | 2030-31 | 2031-32 | 2032-33 | 2033-34 | 2034-35 | 2035-36 | 2036-37 | 2037-38 | 2038-39 | 2039-40 | 2040-41 | 2041-42 | 2042-43 | 2043-44 | 2044-45 | 2045-46 | 2046-47 | 2047-48 | 2048-49 | 2049-50
NSW | 14443 | 14396 | 14398 | 14404 | 14142 | 14210 | 14184 | 14216 | 14298 | 14367 | 14428 | 14545 | 14516 | 14733 | 14909 | 15193 | 15089 | 15248 | 15424 | 15563 | 15746 | 15796 | 15823 | 15993 | 16085 | 16263 | 16379 | 16686 | 16559 | 16686 | 16936
QLD | 9601 | 9568 | 9646 | 9682 | 9756 | 9765 | 9827 | 9883 | 9943 | 10004 | 10088 | 10148 | 10219 | 10310 | 10375 | 10444 | 10536 | 10610 | 10676 | 10759 | 10803 | 10880 | 10945 | 11017 | 11118 | 11183 | 11245 | 11335 | 11387 | 11536 | 11479
SA | 3258 | 3310 | 3277 | 3282 | 3284 | 3300 | 3310 | 3310 | 3280 | 3279 | 3319 | 3327 | 3356 | 3345 | 3363 | 3350 | 3376 | 3394 | 3427 | 3427 | 3461 | 3457 | 3468 | 3499 | 3537 | 3516 | 3517 | 3573 | 3578 | 3620 | 3620
TAS | 1429 | 1436 | 1430 | 1430 | 1431 | 1422 | 1416 | 1416 | 1384 | 1408 | 1428 | 1426 | 1422 | 1423 | 1423 | 1427 | 1416 | 1417 | 1418 | 1421 | 1422 | 1424 | 1428 | 1428 | 1430 | 1431 | 1438 | 1445 | 1455 | 1463 | 1474
VIC | 10025 | 9801 | 9716 | 9688 | 9553 | 9556 | 9478 | 9505 | 9386 | 9397 | 9503 | 9508 | 9647 | 9599 | 9676 | 9707 | 9657 | 9739 | 9932 | 9903 | 10029 | 10073 | 10206 | 10243 | 10400 | 10508 | 10512 | 10746 | 10827 | 10955 | 11034
Step Change
| 2019-20 | 2020-21 | 2021-22 | 2022-23 | 2023-24 | 2024-25 | 2025-26 | 2026-27 | 2027-28 | 2028-29 | 2029-30 | 2030-31 | 2031-32 | 2032-33 | 2033-34 | 2034-35 | 2035-36 | 2036-37 | 2037-38 | 2038-39 | 2039-40 | 2040-41 | 2041-42 | 2042-43 | 2043-44 | 2044-45 | 2045-46 | 2046-47 | 2047-48 | 2048-49 | 2049-50
NSW | 14500 | 14552 | 14444 | 14330 | 14402 | 14269 | 14172 | 14193 | 14148 | 14316 | 14343 | 14384 | 14362 | 14593 | 14695 | 14856 | 15028 | 15012 | 15077 | 15227 | 15541 | 15417 | 15415 | 15514 | 15444 | 15580 | 15721 | 15961 | 15789 | 15982 | 16006
QLD | 9703 | 9742 | 9776 | 9859 | 9941 | 9969 | 10041 | 10135 | 10234 | 10319 | 10407 | 10493 | 10583 | 10688 | 10775 | 10872 | 10942 | 11023 | 11106 | 11182 | 11257 | 11331 | 11398 | 11569 | 11616 | 11751 | 11800 | 11924 | 11966 | 12053 | 12007
SA | 3265 | 3293 | 3281 | 3300 | 3281 | 3305 | 3279 | 3276 | 3250 | 3226 | 3211 | 3195 | 3207 | 3194 | 3165 | 3177 | 3188 | 3190 | 3197 | 3168 | 3167 | 3151 | 3117 | 3122 | 3142 | 3097 | 3093 | 3094 | 3114 | 3110 | 3095
TAS | 1419 | 1414 | 1412 | 1408 | 1406 | 1402 | 1401 | 1399 | 1400 | 1400 | 1398 | 1399 | 1399 | 1399 | 1403 | 1404 | 1405 | 1408 | 1413 | 1419 | 1427 | 1436 | 1445 | 1446 | 1451 | 1457 | 1461 | 1466 | 1470 | 1474 | 1479
VIC | 10034 | 9860 | 9754 | 9682 | 9638 | 9642 | 9528 | 9503 | 9481 | 9431 | 9428 | 9458 | 9479 | 9474 | 9487 | 9667 | 9712 | 9800 | 9855 | 9937 | 9948 | 10055 | 10096 | 10168 | 10308 | 10275 | 10411 | 10489 | 10627 | 10620 | 10735
Winter
Slow Change
| 2019-20 | 2020-21 | 2021-22 | 2022-23 | 2023-24 | 2024-25 | 2025-26 | 2026-27 | 2027-28 | 2028-29 | 2029-30 | 2030-31 | 2031-32 | 2032-33 | 2033-34 | 2034-35 | 2035-36 | 2036-37 | 2037-38 | 2038-39 | 2039-40 | 2040-41 | 2041-42 | 2042-43 | 2043-44 | 2044-45 | 2045-46 | 2046-47 | 2047-48 | 2048-49 | 2049-50
NSW | 12061 | 11982 | 11880 | 11693 | 11625 | 11550 | 11509 | 11459 | 11473 | 11469 | 10181 | 10207 | 10270 | 10325 | 10402 | 10497 | 10563 | 10644 | 10708 | 10767 | 10855 | 10919 | 10947 | 11035 | 11059 | 11155 | 11182 | 11292 | 11339 | 11444 | 11444
QLD | 7916 | 7967 | 8021 | 8039 | 8119 | 8124 | 8131 | 8162 | 8180 | 8170 | 7089 | 7057 | 7018 | 6979 | 7025 | 7044 | 7091 | 7148 | 7172 | 7204 | 7256 | 7318 | 7354 | 7420 | 7441 | 7507 | 7546 | 7604 | 7674 | 7700 | 7700
SA | 2477 | 2479 | 2468 | 2488 | 2492 | 2502 | 2490 | 2480 | 2479 | 2480 | 2486 | 2479 | 2487 | 2495 | 2496 | 2509 | 2512 | 2523 | 2530 | 2536 | 2536 | 2539 | 2552 | 2565 | 2560 | 2580 | 2590 | 2592 | 2594 | 2605 | 2605
TAS | 1724 | 1660 | 1654 | 1652 | 1652 | 1493 | 1482 | 1483 | 1460 | 1468 | 1478 | 1472 | 1472 | 1468 | 1470 | 1470 | 1465 | 1463 | 1468 | 1465 | 1465 | 1468 | 1471 | 1471 | 1474 | 1480 | 1485 | 1485 | 1489 | 1492 | 1492
VIC | 7717 | 7609 | 6898 | 6878 | 6843 | 6833 | 6763 | 6717 | 6692 | 6682 | 6669 | 6702 | 6696 | 6688 | 6767 | 6791 | 6838 | 6859 | 6917 | 6972 | 7009 | 7042 | 7072 | 7186 | 7241 | 7267 | 7256 | 7344 | 7366 | 7441 | 7441
Central
| 2019-20 | 2020-21 | 2021-22 | 2022-23 | 2023-24 | 2024-25 | 2025-26 | 2026-27 | 2027-28 | 2028-29 | 2029-30 | 2030-31 | 2031-32 | 2032-33 | 2033-34 | 2034-35 | 2035-36 | 2036-37 | 2037-38 | 2038-39 | 2039-40 | 2040-41 | 2041-42 | 2042-43 | 2043-44 | 2044-45 | 2045-46 | 2046-47 | 2047-48 | 2048-49 | 2049-50
NSW | 12123 | 12103 | 12033 | 11939 | 11908 | 11857 | 11824 | 11825 | 11860 | 11889 | 11915 | 12013 | 12105 | 12193 | 12298 | 12419 | 12540 | 12679 | 12791 | 12891 | 12961 | 13050 | 13132 | 13223 | 13294 | 13371 | 13451 | 13573 | 13597 | 13689 | 13689
QLD | 8143 | 8237 | 8297 | 8375 | 8424 | 8481 | 8535 | 8593 | 8643 | 8694 | 8746 | 8796 | 8869 | 8927 | 8987 | 9056 | 9143 | 9228 | 9279 | 9346 | 9403 | 9472 | 9560 | 9627 | 9688 | 9763 | 9836 | 9877 | 9944 | 9987 | 9987
SA | 2499 | 2510 | 2502 | 2529 | 2533 | 2541 | 2540 | 2541 | 2549 | 2556 | 2562 | 2577 | 2590 | 2600 | 2604 | 2614 | 2632 | 2647 | 2660 | 2677 | 2695 | 2705 | 2713 | 2727 | 2751 | 2761 | 2774 | 2782 | 2783 | 2793 | 2793
TAS | 1774 | 1785 | 1778 | 1778 | 1780 | 1772 | 1760 | 1760 | 1718 | 1742 | 1771 | 1763 | 1760 | 1759 | 1758 | 1759 | 1747 | 1749 | 1753 | 1757 | 1758 | 1762 | 1765 | 1771 | 1774 | 1780 | 1781 | 1786 | 1789 | 1795 | 1795
VIC | 7782 | 7712 | 7680 | 7670 | 7658 | 7671 | 7624 | 7598 | 7630 | 7703 | 7750 | 7821 | 7922 | 7891 | 7988 | 8086 | 8181 | 8261 | 8366 | 8463 | 8508 | 8657 | 8759 | 8807 | 8885 | 9064 | 9175 | 9342 | 9514 | 9690 | 9690
High DER
| 2019-20 | 2020-21 | 2021-22 | 2022-23 | 2023-24 | 2024-25 | 2025-26 | 2026-27 | 2027-28 | 2028-29 | 2029-30 | 2030-31 | 2031-32 | 2032-33 | 2033-34 | 2034-35 | 2035-36 | 2036-37 | 2037-38 | 2038-39 | 2039-40 | 2040-41 | 2041-42 | 2042-43 | 2043-44 | 2044-45 | 2045-46 | 2046-47 | 2047-48 | 2048-49 | 2049-50
NSW | 12144 | 12008 | 11874 | 11800 | 11767 | 11742 | 11645 | 11648 | 11566 | 11433 | 11356 | 11317 | 11349 | 11432 | 11621 | 11829 | 12086 | 12374 | 12809 | 13038 | 13608 | 14040 | 14544 | 15036 | 15482 | 15858 | 16349 | 16699 | 17177 | 17735 | 17735
QLD | 8074 | 8129 | 8183 | 8275 | 8337 | 8406 | 8459 | 8533 | 8588 | 8620 | 8684 | 8755 | 8851 | 8959 | 9103 | 9365 | 9658 | 9994 | 10405 | 10791 | 11220 | 11624 | 12104 | 12574 | 12993 | 13398 | 13829 | 14223 | 14588 | 14980 | 14980
SA | 2448 | 2437 | 2402 | 2420 | 2432 | 2448 | 2439 | 2487 | 2527 | 2611 | 2709 | 2758 | 2834 | 2868 | 2941 | 3025 | 3104 | 3197 | 3317 | 3373 | 3484 | 3550 | 3658 | 3740 | 3833 | 3978 | 4040 | 4049 | 4144 | 4212 | 4212
TAS | 1778 | 1788 | 1778 | 1778 | 1782 | 1772 | 1762 | 1764 | 1722 | 1748 | 1777 | 1766 | 1769 | 1767 | 1770 | 1773 | 1764 | 1764 | 1772 | 1783 | 1792 | 1799 | 1827 | 1847 | 1873 | 1901 | 1941 | 1974 | 2001 | 2024 | 2024
VIC | 7720 | 7617 | 7510 | 7478 | 7487 | 7477 | 7429 | 7448 | 7450 | 7457 | 7580 | 7717 | 7890 | 8088 | 8393 | 8645 | 8872 | 9173 | 9540 | 9920 | 10298 | 10635 | 11138 | 11617 | 11968 | 12484 | 12913 | 13268 | 13696 | 14113 | 14113
Fast Change
| 2019-20 | 2020-21 | 2021-22 | 2022-23 | 2023-24 | 2024-25 | 2025-26 | 2026-27 | 2027-28 | 2028-29 | 2029-30 | 2030-31 | 2031-32 | 2032-33 | 2033-34 | 2034-35 | 2035-36 | 2036-37 | 2037-38 | 2038-39 | 2039-40 | 2040-41 | 2041-42 | 2042-43 | 2043-44 | 2044-45 | 2045-46 | 2046-47 | 2047-48 | 2048-49 | 2049-50
NSW | 12182 | 12110 | 12079 | 12002 | 11964 | 11946 | 11946 | 11944 | 11957 | 12008 | 12113 | 12174 | 12250 | 12343 | 12469 | 12622 | 12740 | 12804 | 12867 | 12975 | 13018 | 13113 | 13193 | 13220 | 13296 | 13367 | 13489 | 13610 | 13840 | 14119 | 14119
QLD | 8243 | 8282 | 8403 | 8444 | 8477 | 8575 | 8631 | 8679 | 8751 | 8799 | 8864 | 8947 | 9040 | 9095 | 9181 | 9275 | 9381 | 9450 | 9482 | 9546 | 9628 | 9706 | 9778 | 9875 | 9942 | 10014 | 10108 | 10204 | 10312 | 10499 | 10499
SA | 2513 | 2533 | 2534 | 2548 | 2556 | 2564 | 2571 | 2575 | 2583 | 2585 | 2604 | 2617 | 2633 | 2658 | 2650 | 2663 | 2669 | 2687 | 2694 | 2720 | 2714 | 2713 | 2729 | 2744 | 2746 | 2763 | 2780 | 2775 | 2806 | 2816 | 2816
TAS | 1776 | 1785 | 1780 | 1781 | 1782 | 1775 | 1763 | 1763 | 1723 | 1749 | 1778 | 1774 | 1770 | 1774 | 1770 | 1781 | 1764 | 1774 | 1777 | 1782 | 1790 | 1790 | 1797 | 1802 | 1803 | 1806 | 1813 | 1817 | 1817 | 1823 | 1823
VIC | 7778 | 7716 | 7689 | 7690 | 7696 | 7787 | 7720 | 7718 | 7754 | 7821 | 7799 | 7864 | 7962 | 8012 | 8079 | 8092 | 8208 | 8243 | 8331 | 8449 | 8520 | 8602 | 8835 | 9081 | 9379 | 9686 | 9946 | 10216 | 10474 | 10751 | 10751
Step Change
| 2019-20 | 2020-21 | 2021-22 | 2022-23 | 2023-24 | 2024-25 | 2025-26 | 2026-27 | 2027-28 | 2028-29 | 2029-30 | 2030-31 | 2031-32 | 2032-33 | 2033-34 | 2034-35 | 2035-36 | 2036-37 | 2037-38 | 2038-39 | 2039-40 | 2040-41 | 2041-42 | 2042-43 | 2043-44 | 2044-45 | 2045-46 | 2046-47 | 2047-48 | 2048-49 | 2049-50
NSW | 12228 | 12246 | 12195 | 12129 | 12103 | 12062 | 12075 | 12114 | 12121 | 12164 | 12190 | 12234 | 12316 | 12376 | 12436 | 12475 | 12528 | 12543 | 12638 | 12822 | 13099 | 13189 | 13295 | 13456 | 13542 | 13635 | 13699 | 13690 | 13757 | 13811 | 13811
QLD | 8278 | 8382 | 8477 | 8562 | 8630 | 8709 | 8802 | 8875 | 8981 | 9076 | 9162 | 9262 | 9350 | 9450 | 9548 | 9637 | 9739 | 9849 | 9940 | 10069 | 10230 | 10353 | 10455 | 10574 | 10739 | 10837 | 10973 | 11096 | 11241 | 11345 | 11345
SA | 2514 | 2553 | 2553 | 2567 | 2565 | 2562 | 2559 | 2559 | 2566 | 2549 | 2542 | 2547 | 2543 | 2559 | 2537 | 2522 | 2520 | 2527 | 2548 | 2617 | 2663 | 2693 | 2747 | 2782 | 2784 | 2812 | 2846 | 2825 | 2872 | 2884 | 2884
TAS | 1763 | 1759 | 1759 | 1759 | 1755 | 1756 | 1756 | 1757 | 1757 | 1759 | 1759 | 1757 | 1761 | 1763 | 1768 | 1773 | 1773 | 1783 | 1789 | 1792 | 1787 | 1790 | 1791 | 1796 | 1797 | 1801 | 1801 | 1802 | 1808 | 1806 | 1806
VIC | 7858 | 7840 | 7848 | 7841 | 7864 | 7895 | 7931 | 7912 | 8000 | 8018 | 8037 | 8076 | 8178 | 8214 | 8281 | 8426 | 8677 | 9050 | 9436 | 9758 | 9929 | 10076 | 10252 | 10354 | 10466 | 10602 | 10693 | 10762 | 10855 | 10907 | 10907
50% Probability of exceedance
Summer
Slow Change
| 2019-20 | 2020-21 | 2021-22 | 2022-23 | 2023-24 | 2024-25 | 2025-26 | 2026-27 | 2027-28 | 2028-29 | 2029-30 | 2030-31 | 2031-32 | 2032-33 | 2033-34 | 2034-35 | 2035-36 | 2036-37 | 2037-38 | 2038-39 | 2039-40 | 2040-41 | 2041-42 | 2042-43 | 2043-44 | 2044-45 | 2045-46 | 2046-47 | 2047-48 | 2048-49 | 2049-50
NSW | 13351 | 13257 | 13238 | 13084 | 12987 | 12924 | 12890 | 12976 | 12928 | 12897 | 11665 | 11744 | 11800 | 11878 | 11902 | 12007 | 12097 | 12160 | 12296 | 12379 | 12668 | 12538 | 12604 | 12872 | 12916 | 13038 | 12981 | 13229 | 13213 | 13329 | 13425
QLD | 9106 | 9134 | 9171 | 9220 | 9232 | 9232 | 9235 | 9232 | 9258 | 9231 | 8156 | 8109 | 8068 | 8035 | 8033 | 8070 | 8110 | 8158 | 8211 | 8242 | 8278 | 8326 | 8376 | 8438 | 8495 | 8568 | 8601 | 8656 | 8723 | 8784 | 8820
SA | 2996 | 2995 | 2989 | 3019 | 3031 | 3029 | 2999 | 3000 | 2980 | 2980 | 2982 | 2989 | 2989 | 2976 | 2971 | 3005 | 3021 | 3024 | 3029 | 3031 | 3056 | 3070 | 3089 | 3099 | 3121 | 3145 | 3147 | 3168 | 3199 | 3196 | 3214
TAS | 1329 | 1276 | 1272 | 1274 | 1274 | 1139 | 1135 | 1134 | 1116 | 1127 | 1135 | 1132 | 1130 | 1128 | 1128 | 1129 | 1124 | 1125 | 1125 | 1124 | 1124 | 1124 | 1125 | 1126 | 1125 | 1128 | 1128 | 1128 | 1130 | 1130 | 1131
VIC | 8697 | 8501 | 7809 | 7857 | 7836 | 7755 | 7640 | 7616 | 7577 | 7570 | 7515 | 7493 | 7477 | 7444 | 7429 | 7474 | 7527 | 7545 | 7598 | 7632 | 7760 | 7758 | 7853 | 7920 | 8025 | 8060 | 8156 | 8216 | 8321 | 8385 | 8492
Central
| 2019-20 | 2020-21 | 2021-22 | 2022-23 | 2023-24 | 2024-25 | 2025-26 | 2026-27 | 2027-28 | 2028-29 | 2029-30 | 2030-31 | 2031-32 | 2032-33 | 2033-34 | 2034-35 | 2035-36 | 2036-37 | 2037-38 | 2038-39 | 2039-40 | 2040-41 | 2041-42 | 2042-43 | 2043-44 | 2044-45 | 2045-46 | 2046-47 | 2047-48 | 2048-49 | 2049-50
NSW | 13461 | 13391 | 13337 | 13298 | 13185 | 13101 | 13093 | 13265 | 13241 | 13254 | 13273 | 13399 | 13519 | 13688 | 13744 | 13791 | 13949 | 13993 | 14174 | 14345 | 14577 | 14583 | 14660 | 14889 | 14959 | 15124 | 15146 | 15387 | 15380 | 15530 | 15580
QLD | 9347 | 9415 | 9469 | 9538 | 9580 | 9612 | 9642 | 9677 | 9731 | 9783 | 9821 | 9864 | 9933 | 10007 | 10068 | 10131 | 10193 | 10265 | 10347 | 10416 | 10482 | 10533 | 10621 | 10700 | 10797 | 10844 | 10920 | 10990 | 11039 | 11103 | 11146
SA | 3017 | 3009 | 3013 | 3034 | 3057 | 3056 | 3044 | 3040 | 3034 | 3057 | 3065 | 3069 | 3084 | 3067 | 3079 | 3101 | 3115 | 3128 | 3149 | 3160 | 3194 | 3215 | 3233 | 3259 | 3262 | 3285 | 3301 | 3335 | 3354 | 3364 | 3364
TAS | 1372 | 1379 | 1373 | 1375 | 1377 | 1372 | 1365 | 1364 | 1330 | 1353 | 1372 | 1369 | 1367 | 1363 | 1364 | 1365 | 1353 | 1351 | 1353 | 1353 | 1352 | 1353 | 1353 | 1355 | 1356 | 1355 | 1357 | 1359 | 1359 | 1361 | 1361
VIC | 8754 | 8592 | 8530 | 8536 | 8539 | 8443 | 8364 | 8390 | 8385 | 8412 | 8431 | 8460 | 8549 | 8507 | 8566 | 8606 | 8669 | 8701 | 8821 | 8929 | 9068 | 9138 | 9246 | 9309 | 9493 | 9513 | 9644 | 9765 | 9882 | 9947 | 10079
High DER
| 2019-20 | 2020-21 | 2021-22 | 2022-23 | 2023-24 | 2024-25 | 2025-26 | 2026-27 | 2027-28 | 2028-29 | 2029-30 | 2030-31 | 2031-32 | 2032-33 | 2033-34 | 2034-35 | 2035-36 | 2036-37 | 2037-38 | 2038-39 | 2039-40 | 2040-41 | 2041-42 | 2042-43 | 2043-44 | 2044-45 | 2045-46 | 2046-47 | 2047-48 | 2048-49 | 2049-50
NSW | 13463 | 13199 | 13196 | 13082 | 12853 | 12899 | 12840 | 12725 | 12847 | 12725 | 12727 | 12686 | 12715 | 12738 | 12818 | 13008 | 12896 | 13063 | 13073 | 13303 | 13479 | 13543 | 13824 | 14217 | 14488 | 14842 | 15050 | 15405 | 15687 | 15984 | 16228
QLD | 9279 | 9258 | 9229 | 9260 | 9275 | 9284 | 9322 | 9299 | 9330 | 9380 | 9452 | 9462 | 9526 | 9579 | 9639 | 9745 | 9893 | 10081 | 10338 | 10602 | 10913 | 11240 | 11626 | 12004 | 12372 | 12740 | 13103 | 13454 | 13825 | 14189 | 14491
SA | 2971 | 2932 | 2879 | 2888 | 2874 | 2865 | 2828 | 2809 | 2797 | 2806 | 2804 | 2795 | 2805 | 2807 | 2807 | 2821 | 2829 | 2860 | 2870 | 2891 | 2932 | 2983 | 3014 | 3050 | 3112 | 3144 | 3201 | 3258 | 3331 | 3370 | 3421
TAS | 1371 | 1378 | 1375 | 1373 | 1373 | 1366 | 1357 | 1358 | 1323 | 1343 | 1360 | 1351 | 1351 | 1358 | 1362 | 1368 | 1364 | 1377 | 1391 | 1406 | 1421 | 1436 | 1451 | 1465 | 1485 | 1503 | 1520 | 1539 | 1561 | 1579 | 1592
VIC | 8760 | 8523 | 8437 | 8337 | 8271 | 8198 | 8034 | 7963 | 7935 | 7911 | 7899 | 7906 | 7944 | 7940 | 7968 | 7993 | 8013 | 8110 | 8221 | 8376 | 8606 | 8797 | 9083 | 9378 | 9741 | 10052 | 10375 | 10705 | 11032 | 11391 | 11680
Fast Change
| 2019-20 | 2020-21 | 2021-22 | 2022-23 | 2023-24 | 2024-25 | 2025-26 | 2026-27 | 2027-28 | 2028-29 | 2029-30 | 2030-31 | 2031-32 | 2032-33 | 2033-34 | 2034-35 | 2035-36 | 2036-37 | 2037-38 | 2038-39 | 2039-40 | 2040-41 | 2041-42 | 2042-43 | 2043-44 | 2044-45 | 2045-46 | 2046-47 | 2047-48 | 2048-49 | 2049-50
NSW | 13541 | 13364 | 13469 | 13286 | 13106 | 13109 | 13034 | 12989 | 13148 | 13130 | 13196 | 13312 | 13425 | 13519 | 13578 | 13837 | 13782 | 13897 | 14120 | 14288 | 14426 | 14387 | 14517 | 14705 | 14815 | 14891 | 14898 | 15131 | 15150 | 15344 | 15480
QLD | 9339 | 9396 | 9437 | 9503 | 9580 | 9601 | 9658 | 9709 | 9772 | 9832 | 9919 | 9968 | 10055 | 10139 | 10210 | 10274 | 10370 | 10439 | 10508 | 10570 | 10636 | 10713 | 10785 | 10850 | 10948 | 11001 | 11054 | 11121 | 11157 | 11201 | 11237
SA | 3037 | 3025 | 3034 | 3053 | 3042 | 3051 | 3035 | 3042 | 3020 | 3062 | 3074 | 3078 | 3093 | 3087 | 3103 | 3124 | 3145 | 3144 | 3168 | 3162 | 3198 | 3212 | 3219 | 3246 | 3253 | 3286 | 3287 | 3303 | 3328 | 3339 | 3350
TAS | 1370 | 1378 | 1370 | 1372 | 1371 | 1365 | 1359 | 1360 | 1326 | 1350 | 1371 | 1369 | 1367 | 1366 | 1367 | 1370 | 1361 | 1362 | 1364 | 1366 | 1367 | 1369 | 1370 | 1372 | 1374 | 1375 | 1378 | 1379 | 1386 | 1391 | 1400
VIC | 8855 | 8587 | 8543 | 8495 | 8470 | 8368 | 8321 | 8285 | 8329 | 8333 | 8383 | 8439 | 8498 | 8525 | 8576 | 8621 | 8665 | 8666 | 8801 | 8840 | 8998 | 9026 | 9101 | 9190 | 9373 | 9455 | 9531 | 9674 | 9806 | 9919 | 10101
Step Change
| 2019-20 | 2020-21 | 2021-22 | 2022-23 | 2023-24 | 2024-25 | 2025-26 | 2026-27 | 2027-28 | 2028-29 | 2029-30 | 2030-31 | 2031-32 | 2032-33 | 2033-34 | 2034-35 | 2035-36 | 2036-37 | 2037-38 | 2038-39 | 2039-40 | 2040-41 | 2041-42 | 2042-43 | 2043-44 | 2044-45 | 2045-46 | 2046-47 | 2047-48 | 2048-49 | 2049-50
NSW | 13510 | 13446 | 13341 | 13255 | 13141 | 12904 | 12897 | 12953 | 12952 | 12945 | 12977 | 13054 | 13154 | 13270 | 13402 | 13471 | 13613 | 13660 | 13718 | 13870 | 14095 | 14016 | 14081 | 14152 | 14218 | 14181 | 14126 | 14372 | 14307 | 14353 | 14385
QLD | 9475 | 9528 | 9587 | 9676 | 9740 | 9789 | 9866 | 9951 | 10042 | 10135 | 10236 | 10305 | 10399 | 10494 | 10598 | 10686 | 10753 | 10842 | 10899 | 10946 | 10995 | 11098 | 11159 | 11220 | 11315 | 11410 | 11471 | 11562 | 11579 | 11663 | 11702
SA | 3023 | 3029 | 3017 | 3021 | 3053 | 3031 | 3024 | 3004 | 2995 | 2987 | 2977 | 2963 | 2964 | 2944 | 2936 | 2943 | 2955 | 2942 | 2922 | 2908 | 2926 | 2911 | 2896 | 2911 | 2894 | 2885 | 2877 | 2875 | 2869 | 2863 | 2850
TAS | 1359 | 1354 | 1351 | 1348 | 1345 | 1344 | 1342 | 1341 | 1340 | 1340 | 1340 | 1340 | 1339 | 1340 | 1343 | 1345 | 1345 | 1346 | 1347 | 1351 | 1357 | 1364 | 1370 | 1372 | 1378 | 1383 | 1386 | 1391 | 1396 | 1398 | 1398
VIC | 8871 | 8698 | 8610 | 8564 | 8591 | 8477 | 8403 | 8394 | 8409 | 8376 | 8367 | 8391 | 8444 | 8436 | 8505 | 8603 | 8729 | 8744 | 8806 | 8931 | 9065 | 9098 | 9165 | 9224 | 9372 | 9375 | 9456 | 9548 | 9634 | 9662 | 9745
Winter
Slow Change
| 2019-20 | 2020-21 | 2021-22 | 2022-23 | 2023-24 | 2024-25 | 2025-26 | 2026-27 | 2027-28 | 2028-29 | 2029-30 | 2030-31 | 2031-32 | 2032-33 | 2033-34 | 2034-35 | 2035-36 | 2036-37 | 2037-38 | 2038-39 | 2039-40 | 2040-41 | 2041-42 | 2042-43 | 2043-44 | 2044-45 | 2045-46 | 2046-47 | 2047-48 | 2048-49 | 2049-50
NSW | 11579 | 11490 | 11395 | 11205 | 11137 | 11061 | 11003 | 10983 | 10969 | 10992 | 9708 | 9751 | 9779 | 9844 | 9926 | 10015 | 10100 | 10194 | 10253 | 10305 | 10366 | 10418 | 10481 | 10558 | 10599 | 10670 | 10735 | 10802 | 10855 | 10946 | 10946
QLD | 7567 | 7601 | 7639 | 7692 | 7712 | 7759 | 7775 | 7791 | 7826 | 7811 | 6734 | 6697 | 6669 | 6630 | 6640 | 6684 | 6737 | 6783 | 6824 | 6852 | 6901 | 6945 | 6986 | 7043 | 7082 | 7129 | 7178 | 7223 | 7267 | 7304 | 7304
SA | 2371 | 2374 | 2362 | 2379 | 2389 | 2394 | 2386 | 2382 | 2378 | 2379 | 2383 | 2382 | 2389 | 2394 | 2388 | 2403 | 2413 | 2423 | 2432 | 2435 | 2437 | 2446 | 2450 | 2458 | 2463 | 2474 | 2480 | 2490 | 2495 | 2500 | 2500
TAS | 1673 | 1609 | 1602 | 1603 | 1601 | 1441 | 1432 | 1430 | 1409 | 1421 | 1428 | 1423 | 1422 | 1417 | 1417 | 1421 | 1415 | 1415 | 1418 | 1417 | 1418 | 1420 | 1424 | 1427 | 1430 | 1433 | 1436 | 1439 | 1443 | 1445 | 1445
VIC | 7151 | 7036 | 6337 | 6304 | 6287 | 6277 | 6201 | 6172 | 6150 | 6150 | 6134 | 6140 | 6136 | 6158 | 6192 | 6230 | 6287 | 6332 | 6376 | 6420 | 6462 | 6497 | 6547 | 6593 | 6642 | 6693 | 6744 | 6792 | 6855 | 6910 | 6910
Central
| 2019-20 | 2020-21 | 2021-22 | 2022-23 | 2023-24 | 2024-25 | 2025-26 | 2026-27 | 2027-28 | 2028-29 | 2029-30 | 2030-31 | 2031-32 | 2032-33 | 2033-34 | 2034-35 | 2035-36 | 2036-37 | 2037-38 | 2038-39 | 2039-40 | 2040-41 | 2041-42 | 2042-43 | 2043-44 | 2044-45 | 2045-46 | 2046-47 | 2047-48 | 2048-49 | 2049-50
NSW | 11657 | 11611 | 11555 | 11486 | 11412 | 11372 | 11343 | 11360 | 11377 | 11410 | 11463 | 11541 | 11629 | 11718 | 11830 | 11928 | 12078 | 12209 | 12312 | 12406 | 12496 | 12575 | 12660 | 12757 | 12815 | 12907 | 12990 | 13066 | 13143 | 13224 | 13224
QLD | 7790 | 7882 | 7948 | 8019 | 8066 | 8125 | 8174 | 8215 | 8285 | 8332 | 8382 | 8442 | 8512 | 8568 | 8637 | 8698 | 8782 | 8856 | 8924 | 8992 | 9061 | 9136 | 9210 | 9278 | 9350 | 9416 | 9473 | 9527 | 9599 | 9633 | 9633
SA | 2395 | 2406 | 2399 | 2420 | 2427 | 2439 | 2440 | 2441 | 2447 | 2457 | 2465 | 2478 | 2492 | 2506 | 2502 | 2515 | 2531 | 2550 | 2567 | 2582 | 2594 | 2605 | 2622 | 2634 | 2639 | 2658 | 2669 | 2678 | 2686 | 2695 | 2695
TAS | 1723 | 1735 | 1724 | 1727 | 1728 | 1719 | 1710 | 1710 | 1667 | 1693 | 1721 | 1714 | 1712 | 1708 | 1708 | 1709 | 1697 | 1698 | 1703 | 1706 | 1707 | 1710 | 1715 | 1719 | 1721 | 1727 | 1729 | 1734 | 1738 | 1743 | 1743
VIC | 7220 | 7151 | 7107 | 7094 | 7101 | 7105 | 7060 | 7060 | 7080 | 7116 | 7153 | 7227 | 7295 | 7327 | 7403 | 7466 | 7569 | 7682 | 7799 | 7890 | 7971 | 8062 | 8156 | 8248 | 8344 | 8455 | 8570 | 8698 | 8834 | 8949 | 8949
High DER
| 2019-20 | 2020-21 | 2021-22 | 2022-23 | 2023-24 | 2024-25 | 2025-26 | 2026-27 | 2027-28 | 2028-29 | 2029-30 | 2030-31 | 2031-32 | 2032-33 | 2033-34 | 2034-35 | 2035-36 | 2036-37 | 2037-38 | 2038-39 | 2039-40 | 2040-41 | 2041-42 | 2042-43 | 2043-44 | 2044-45 | 2045-46 | 2046-47 | 2047-48 | 2048-49 | 2049-50
NSW | 11604 | 11475 | 11363 | 11283 | 11250 | 11202 | 11175 | 11135 | 11082 | 10958 | 10844 | 10844 | 10892 | 10958 | 11093 | 11214 | 11369 | 11543 | 11793 | 12090 | 12522 | 13006 | 13527 | 14014 | 14414 | 14821 | 15309 | 15649 | 16081 | 16564 | 16564
QLD | 7708 | 7737 | 7771 | 7850 | 7900 | 7964 | 8013 | 8054 | 8130 | 8178 | 8247 | 8299 | 8391 | 8494 | 8625 | 8768 | 8952 | 9211 | 9570 | 9871 | 10281 | 10630 | 11003 | 11437 | 11795 | 12126 | 12511 | 12831 | 13114 | 13494 | 13494
SA | 2340 | 2331 | 2293 | 2313 | 2324 | 2333 | 2329 | 2334 | 2357 | 2392 | 2469 | 2513 | 2569 | 2608 | 2664 | 2744 | 2833 | 2910 | 3005 | 3096 | 3189 | 3248 | 3312 | 3423 | 3518 | 3573 | 3634 | 3719 | 3782 | 3854 | 3854
TAS | 1724 | 1732 | 1725 | 1725 | 1727 | 1720 | 1709 | 1710 | 1667 | 1697 | 1722 | 1718 | 1716 | 1714 | 1716 | 1716 | 1711 | 1716 | 1719 | 1726 | 1733 | 1743 | 1759 | 1773 | 1794 | 1819 | 1851 | 1882 | 1907 | 1929 | 1929
VIC | 7176 | 7077 | 6952 | 6899 | 6911 | 6872 | 6818 | 6789 | 6818 | 6861 | 6959 | 7079 | 7220 | 7336 | 7506 | 7715 | 7919 | 8197 | 8553 | 8898 | 9277 | 9603 | 10052 | 10480 | 10894 | 11397 | 11852 | 12216 | 12586 | 13036 | 13036
Fast Change
| 2019-20 | 2020-21 | 2021-22 | 2022-23 | 2023-24 | 2024-25 | 2025-26 | 2026-27 | 2027-28 | 2028-29 | 2029-30 | 2030-31 | 2031-32 | 2032-33 | 2033-34 | 2034-35 | 2035-36 | 2036-37 | 2037-38 | 2038-39 | 2039-40 | 2040-41 | 2041-42 | 2042-43 | 2043-44 | 2044-45 | 2045-46 | 2046-47 | 2047-48 | 2048-49 | 2049-50
NSW | 11666 | 11633 | 11563 | 11525 | 11509 | 11447 | 11434 | 11454 | 11473 | 11529 | 11612 | 11681 | 11782 | 11883 | 12005 | 12114 | 12244 | 12338 | 12402 | 12479 | 12547 | 12610 | 12695 | 12770 | 12820 | 12899 | 12991 | 13054 | 13154 | 13281 | 13281
QLD | 7798 | 7887 | 7978 | 8045 | 8098 | 8171 | 8222 | 8278 | 8351 | 8414 | 8474 | 8548 | 8629 | 8712 | 8793 | 8871 | 8949 | 9024 | 9093 | 9153 | 9225 | 9306 | 9376 | 9458 | 9524 | 9594 | 9662 | 9730 | 9802 | 9910 | 9910
SA | 2396 | 2420 | 2418 | 2438 | 2448 | 2459 | 2467 | 2469 | 2470 | 2484 | 2495 | 2512 | 2528 | 2548 | 2549 | 2567 | 2575 | 2588 | 2600 | 2607 | 2616 | 2623 | 2631 | 2645 | 2648 | 2656 | 2664 | 2674 | 2684 | 2695 | 2695
TAS | 1724 | 1733 | 1728 | 1729 | 1729 | 1724 | 1711 | 1712 | 1671 | 1698 | 1725 | 1723 | 1721 | 1719 | 1722 | 1726 | 1716 | 1721 | 1727 | 1732 | 1735 | 1739 | 1746 | 1750 | 1753 | 1758 | 1760 | 1765 | 1766 | 1772 | 1772
VIC | 7212 | 7164 | 7134 | 7125 | 7143 | 7146 | 7132 | 7133 | 7166 | 7205 | 7244 | 7314 | 7386 | 7435 | 7497 | 7562 | 7627 | 7720 | 7806 | 7885 | 7961 | 8066 | 8223 | 8400 | 8611 | 8900 | 9178 | 9381 | 9647 | 9864 | 9864
Step Change
| 2019-20 | 2020-21 | 2021-22 | 2022-23 | 2023-24 | 2024-25 | 2025-26 | 2026-27 | 2027-28 | 2028-29 | 2029-30 | 2030-31 | 2031-32 | 2032-33 | 2033-34 | 2034-35 | 2035-36 | 2036-37 | 2037-38 | 2038-39 | 2039-40 | 2040-41 | 2041-42 | 2042-43 | 2043-44 | 2044-45 | 2045-46 | 2046-47 | 2047-48 | 2048-49 | 2049-50
NSW | 11783 | 11758 | 11720 | 11643 | 11613 | 11566 | 11582 | 11625 | 11643 | 11679 | 11717 | 11758 | 11828 | 11889 | 11959 | 11992 | 12035 | 12069 | 12126 | 12188 | 12287 | 12327 | 12385 | 12484 | 12525 | 12582 | 12651 | 12673 | 12763 | 12780 | 12780
QLD | 7930 | 8032 | 8122 | 8198 | 8265 | 8341 | 8429 | 8515 | 8615 | 8706 | 8794 | 8880 | 8975 | 9071 | 9163 | 9247 | 9348 | 9430 | 9503 | 9603 | 9744 | 9860 | 9992 | 10107 | 10219 | 10301 | 10429 | 10510 | 10604 | 10702 | 10702
SA | 2410 | 2443 | 2445 | 2456 | 2454 | 2453 | 2453 | 2454 | 2452 | 2447 | 2442 | 2438 | 2437 | 2443 | 2421 | 2419 | 2419 | 2418 | 2422 | 2439 | 2466 | 2486 | 2505 | 2526 | 2542 | 2564 | 2583 | 2598 | 2603 | 2615 | 2615
TAS | 1710 | 1707 | 1706 | 1703 | 1701 | 1703 | 1701 | 1701 | 1701 | 1700 | 1704 | 1704 | 1707 | 1709 | 1713 | 1715 | 1722 | 1727 | 1732 | 1736 | 1736 | 1738 | 1741 | 1743 | 1745 | 1748 | 1749 | 1752 | 1754 | 1757 | 1757
VIC | 7294 | 7265 | 7247 | 7266 | 7294 | 7326 | 7320 | 7341 | 7375 | 7403 | 7446 | 7505 | 7558 | 7628 | 7713 | 7811 | 7975 | 8238 | 8574 | 8853 | 9116 | 9195 | 9341 | 9427 | 9481 | 9579 | 9678 | 9689 | 9762 | 9747 | 9747

## DSP
Go to Assumptions Summary
Demand Side Participation (MW) | [13 empty] | Note: | Further information is available in AEMO's 2019 DSP forecast and methodology report
Expected voluntary consumer demand management representing the most likely amount of OPSO demand reduction, in MW, as a result of DSP. Values at market price cap (MPC) conditions include reductions in response to price and network reliability programs. Maximum Demands are 'gross' of this demand response.
For example, users assessing forecast DSP demand reductions in QLD, summer, 2030-31 under the slow change scenario would find a reduction of 6.51 MW is forecast when the price is between $300/MWh and $500/MWh, and a reduction of 12.36 MW if the price is between 1000 and 7500 $/MWh.
Slow Change
Queensland
Summer
Price band | 2019-20 | 2020-21 | 2021-22 | 2022-23 | 2023-24 | 2024-25 | 2025-26 | 2026-27 | 2027-28 | 2028-29 | 2029-30 | 2030-31 | 2031-32 | 2032-33 | 2033-34 | 2034-35 | 2035-36 | 2036-37 | 2037-38 | 2038-39 | 2039-40 | 2040-41 | 2041-42 | 2042-43 | 2043-44 | 2044-45 | 2045-46 | 2046-47 | 2047-48 | 2048-49 | 2049-50
$300 - $500 | 6.25 | 6.25 | 6.2704 | 6.3305 | 6.3552 | 6.3679 | 6.3806 | 6.3985 | 6.459 | 6.4793 | 6.4915 | 6.5094 | 6.557 | 6.5759 | 6.61 | 6.6412 | 6.7017 | 6.729 | 6.7824 | 6.8108 | 6.8879 | 6.9313 | 6.9611 | 7.0324 | 7.0709 | 7.1072 | 7.1621 | 7.1931 | 7.2291 | 7.2613 | 7.2912
$500 - $1,000 | 10.67 | 10.67 | 10.7047 | 10.8074 | 10.8497 | 10.8713 | 10.8929 | 10.9235 | 11.0268 | 11.0615 | 11.0823 | 11.1128 | 11.1941 | 11.2264 | 11.2846 | 11.3379 | 11.4411 | 11.4878 | 11.579 | 11.6274 | 11.7591 | 11.8332 | 11.884 | 12.0057 | 12.0714 | 12.1334 | 12.2271 | 12.2801 | 12.3415 | 12.3965 | 12.4475
$1,000 - $7,500 | 11.87 | 11.87 | 11.9087 | 12.0229 | 12.0699 | 12.094 | 12.118 | 12.152 | 12.267 | 12.3055 | 12.3286 | 12.3626 | 12.453 | 12.489 | 12.5538 | 12.6131 | 12.7278 | 12.7798 | 12.8812 | 12.9351 | 13.0815 | 13.164 | 13.2205 | 13.3559 | 13.429 | 13.498 | 13.6022 | 13.6612 | 13.7294 | 13.7907 | 13.8474
$7,500 - MPC | 32.14 | 32.14 | 32.2447 | 32.554 | 32.6812 | 32.7465 | 32.8115 | 32.9034 | 33.2149 | 33.3193 | 33.3818 | 33.4738 | 33.7186 | 33.8159 | 33.9914 | 34.152 | 34.4627 | 34.6034 | 34.8781 | 35.0239 | 35.4205 | 35.6437 | 35.7968 | 36.1633 | 36.3612 | 36.548 | 36.8303 | 36.99 | 37.1747 | 37.3405 | 37.4942
MPC | 202.14 | 202.14 | 202.7983 | 204.7439 | 205.5438 | 205.9543 | 206.3633 | 206.9416 | 208.9003 | 209.5571 | 209.95 | 210.5289 | 212.0683 | 212.6805 | 213.7842 | 214.7939 | 216.7486 | 217.6334 | 219.3607 | 220.2781 | 222.772 | 224.1762 | 225.1388 | 227.444 | 228.6886 | 229.8635 | 231.6392 | 232.6434 | 233.8052 | 234.8477 | 235.8147
Winter
Price band | 2020 | 2021 | 2022 | 2023 | 2024 | 2025 | 2026 | 2027 | 2028 | 2029 | 2030 | 2031 | 2032 | 2033 | 2034 | 2035 | 2036 | 2037 | 2038 | 2039 | 2040 | 2041 | 2042 | 2043 | 2044 | 2045 | 2046 | 2047 | 2048 | 2049 | 2050
$300 - $500 | 6.25 | 6.25 | 6.3027 | 6.3438 | 6.3863 | 6.4274 | 6.4604 | 6.4981 | 6.5558 | 6.5995 | 6.5929 | 6.6358 | 6.6653 | 6.6987 | 6.7356 | 6.8036 | 6.8501 | 6.9031 | 6.9499 | 7.0027 | 7.0561 | 7.1185 | 7.174 | 7.2397 | 7.2852 | 7.3283 | 7.3864 | 7.4332 | 7.4943 | 7.5427 | 7.4272
$500 - $1,000 | 10.67 | 10.67 | 10.76 | 10.8301 | 10.9028 | 10.9728 | 11.0292 | 11.0935 | 11.192 | 11.2667 | 11.2554 | 11.3286 | 11.379 | 11.436 | 11.499 | 11.6151 | 11.6945 | 11.7849 | 11.8649 | 11.955 | 12.0462 | 12.1526 | 12.2474 | 12.3596 | 12.4373 | 12.5109 | 12.6101 | 12.6899 | 12.7943 | 12.8769 | 12.6796
$1,000 - $7,500 | 11.87 | 11.87 | 11.9701 | 12.0481 | 12.1289 | 12.2069 | 12.2696 | 12.3412 | 12.4507 | 12.5339 | 12.5212 | 12.6027 | 12.6588 | 12.7222 | 12.7923 | 12.9214 | 13.0097 | 13.1103 | 13.1993 | 13.2995 | 13.401 | 13.5194 | 13.6248 | 13.7496 | 13.8361 | 13.9179 | 14.0283 | 14.1171 | 14.2332 | 14.3251 | 14.1056
$7,500 - MPC | 32.14 | 32.14 | 32.4112 | 32.6222 | 32.8411 | 33.0521 | 33.2219 | 33.4157 | 33.7124 | 33.9375 | 33.9032 | 34.1239 | 34.2758 | 34.4473 | 34.6372 | 34.9869 | 35.2259 | 35.4983 | 35.7392 | 36.0107 | 36.2853 | 36.6059 | 36.8914 | 37.2293 | 37.4636 | 37.685 | 37.984 | 38.2244 | 38.5388 | 38.7875 | 38.1934
MPC | 182.14 | 182.14 | 183.6766 | 184.8728 | 186.1133 | 187.3092 | 188.271 | 189.3698 | 191.0507 | 192.3266 | 192.1324 | 193.3829 | 194.2436 | 195.2159 | 196.2917 | 198.2734 | 199.6282 | 201.1719 | 202.5368 | 204.0753 | 205.6319 | 207.4487 | 209.0668 | 210.9813 | 212.309 | 213.564 | 215.2585 | 216.621 | 218.4025 | 219.8121 | 216.445
New South Wales
Summer
Price band | 2019-20 | 2020-21 | 2021-22 | 2022-23 | 2023-24 | 2024-25 | 2025-26 | 2026-27 | 2027-28 | 2028-29 | 2029-30 | 2030-31 | 2031-32 | 2032-33 | 2033-34 | 2034-35 | 2035-36 | 2036-37 | 2037-38 | 2038-39 | 2039-40 | 2040-41 | 2041-42 | 2042-43 | 2043-44 | 2044-45 | 2045-46 | 2046-47 | 2047-48 | 2048-49 | 2049-50
$300 - $500 | 41.51 | 41.51 | 41.3126 | 41.51 | 41.3796 | 41.335 | 41.0587 | 41.2962 | 41.1688 | 41.7768 | 42.2532 | 42.4121 | 42.6565 | 42.8575 | 42.9978 | 43.6366 | 43.6308 | 43.9757 | 44.4544 | 45.0036 | 45.3198 | 45.7242 | 46.0082 | 46.0885 | 46.445 | 47.0565 | 47.5187 | 47.7293 | 48.08 | 48.3009 | 48.6104
$500 - $1,000 | 77.82 | 77.82 | 77.45 | 77.82 | 77.5755 | 77.4918 | 76.974 | 77.4191 | 77.1803 | 78.3202 | 79.2134 | 79.5111 | 79.9694 | 80.3462 | 80.6092 | 81.8068 | 81.7959 | 82.4426 | 83.34 | 84.3696 | 84.9623 | 85.7204 | 86.2529 | 86.4034 | 87.0718 | 88.2182 | 89.0846 | 89.4794 | 90.1369 | 90.5511 | 91.1313
$1,000 - $7,500 | 79.77 | 79.77 | 79.3907 | 79.77 | 79.5194 | 79.4336 | 78.9028 | 79.3591 | 79.1143 | 80.2827 | 81.1983 | 81.5035 | 81.9733 | 82.3595 | 82.6291 | 83.8567 | 83.8455 | 84.5084 | 85.4283 | 86.4838 | 87.0913 | 87.8684 | 88.4142 | 88.5685 | 89.2536 | 90.4288 | 91.3169 | 91.7216 | 92.3955 | 92.8201 | 93.4149
$7,500 - MPC | 93.24 | 93.24 | 92.7967 | 93.2401 | 92.9471 | 92.8468 | 92.2263 | 92.7597 | 92.4736 | 93.8393 | 94.9095 | 95.2662 | 95.8153 | 96.2667 | 96.5819 | 98.0168 | 98.0037 | 98.7785 | 99.8537 | 101.0874 | 101.7975 | 102.7059 | 103.3438 | 103.5242 | 104.325 | 105.6986 | 106.7367 | 107.2097 | 107.9975 | 108.4937 | 109.1889
MPC | 93.24 | 93.24 | 92.7967 | 93.2401 | 92.9471 | 92.8468 | 92.2263 | 92.7597 | 92.4736 | 93.8393 | 94.9095 | 95.2662 | 95.8153 | 96.2667 | 96.5819 | 98.0168 | 98.0037 | 98.7785 | 99.8537 | 101.0874 | 101.7975 | 102.7059 | 103.3438 | 103.5242 | 104.325 | 105.6986 | 106.7367 | 107.2097 | 107.9975 | 108.4937 | 109.1889
Winter
Price band | 2020 | 2021 | 2022 | 2023 | 2024 | 2025 | 2026 | 2027 | 2028 | 2029 | 2030 | 2031 | 2032 | 2033 | 2034 | 2035 | 2036 | 2037 | 2038 | 2039 | 2040 | 2041 | 2042 | 2043 | 2044 | 2045 | 2046 | 2047 | 2048 | 2049 | 2050
$300 - $500 | 41.51 | 41.51 | 41.2481 | 41.0762 | 40.7476 | 40.6603 | 40.5194 | 40.5128 | 40.7178 | 40.7776 | 40.8515 | 41.1239 | 41.426 | 41.5934 | 41.9767 | 42.2817 | 42.724 | 43.2103 | 43.5538 | 43.7 | 44.0832 | 44.4354 | 44.6984 | 45.0068 | 45.3477 | 45.5841 | 45.8572 | 46.0739 | 46.3324 | 46.5836 | 45.9965
$500 - $1,000 | 77.82 | 77.82 | 77.329 | 77.0067 | 76.3907 | 76.2271 | 75.963 | 75.9506 | 76.3349 | 76.447 | 76.5856 | 77.0962 | 77.6624 | 77.9763 | 78.695 | 79.2667 | 80.0959 | 81.0075 | 81.6516 | 81.9257 | 82.6441 | 83.3043 | 83.7973 | 84.3755 | 85.0147 | 85.4578 | 85.9698 | 86.3761 | 86.8606 | 87.3317 | 86.231
$1,000 - $7,500 | 79.77 | 79.77 | 79.2667 | 78.9363 | 78.3049 | 78.1372 | 77.8665 | 77.8537 | 78.2476 | 78.3626 | 78.5046 | 79.0281 | 79.6085 | 79.9302 | 80.6669 | 81.253 | 82.1029 | 83.0374 | 83.6976 | 83.9786 | 84.715 | 85.3917 | 85.8971 | 86.4897 | 87.145 | 87.5992 | 88.124 | 88.5405 | 89.0371 | 89.52 | 88.3917
$7,500 - MPC | 93.24 | 93.24 | 92.6517 | 92.2655 | 91.5275 | 91.3315 | 91.015 | 91.0002 | 91.4606 | 91.5949 | 91.7609 | 92.3728 | 93.0512 | 93.4273 | 94.2884 | 94.9734 | 95.9669 | 97.0591 | 97.8308 | 98.1592 | 99.02 | 99.811 | 100.4017 | 101.0944 | 101.8604 | 102.3912 | 103.0047 | 103.4914 | 104.072 | 104.6364 | 103.3176
MPC | 93.24 | 93.24 | 92.6517 | 92.2655 | 91.5275 | 91.3315 | 91.015 | 91.0002 | 91.4606 | 91.5949 | 91.7609 | 92.3728 | 93.0512 | 93.4273 | 94.2884 | 94.9734 | 95.9669 | 97.0591 | 97.8308 | 98.1592 | 99.02 | 99.811 | 100.4017 | 101.0944 | 101.8604 | 102.3912 | 103.0047 | 103.4914 | 104.072 | 104.6364 | 103.3176
Victoria
Summer
Price band | 2019-20 | 2020-21 | 2021-22 | 2022-23 | 2023-24 | 2024-25 | 2025-26 | 2026-27 | 2027-28 | 2028-29 | 2029-30 | 2030-31 | 2031-32 | 2032-33 | 2033-34 | 2034-35 | 2035-36 | 2036-37 | 2037-38 | 2038-39 | 2039-40 | 2040-41 | 2041-42 | 2042-43 | 2043-44 | 2044-45 | 2045-46 | 2046-47 | 2047-48 | 2048-49 | 2049-50
$300 - $500 | 13.8 | 13.8 | 13.7309 | 13.6107 | 13.5263 | 13.6447 | 13.4797 | 13.4659 | 13.4356 | 13.51 | 13.4804 | 13.5613 | 13.6353 | 13.5925 | 13.5908 | 13.6198 | 13.6597 | 13.8255 | 13.9142 | 13.9382 | 14.1496 | 14.2899 | 14.4225 | 14.5936 | 14.6739 | 14.792 | 14.9012 | 15.1116 | 15.2478 | 15.3348 | 15.5253
$500 - $1,000 | 46.09 | 46.09 | 45.8591 | 45.4577 | 45.1759 | 45.5712 | 45.0202 | 44.9743 | 44.8728 | 45.1215 | 45.0226 | 45.2928 | 45.5399 | 45.397 | 45.3914 | 45.488 | 45.6215 | 46.1751 | 46.4715 | 46.5517 | 47.2575 | 47.7263 | 48.1689 | 48.7406 | 49.0086 | 49.4032 | 49.7678 | 50.4707 | 50.9254 | 51.2161 | 51.8523
$1,000 - $7,500 | 49.51 | 49.51 | 49.262 | 48.8308 | 48.528 | 48.9527 | 48.3609 | 48.3115 | 48.2025 | 48.4696 | 48.3634 | 48.6536 | 48.9191 | 48.7656 | 48.7595 | 48.8633 | 49.0067 | 49.6014 | 49.9198 | 50.006 | 50.7641 | 51.2677 | 51.7432 | 52.3573 | 52.6452 | 53.069 | 53.4607 | 54.2157 | 54.7042 | 55.0164 | 55.6998
$7,500 - MPC | 59.63 | 59.63 | 59.3313 | 58.812 | 58.4473 | 58.9588 | 58.246 | 58.1865 | 58.0552 | 58.377 | 58.2491 | 58.5986 | 58.9183 | 58.7334 | 58.7262 | 58.8511 | 59.0239 | 59.7401 | 60.1236 | 60.2274 | 61.1404 | 61.747 | 62.3196 | 63.0593 | 63.406 | 63.9165 | 64.3882 | 65.2976 | 65.8859 | 66.262 | 67.0851
MPC | 184.63 | 84.63 | 84.206 | 83.469 | 82.9515 | 83.6774 | 82.6657 | 82.5813 | 82.395 | 82.8516 | 82.6701 | 83.1661 | 83.6199 | 83.3575 | 83.3472 | 83.5246 | 83.7698 | 84.7863 | 85.3305 | 85.4778 | 86.7737 | 87.6345 | 88.4473 | 89.497 | 89.9891 | 90.7136 | 91.3831 | 92.6738 | 93.5087 | 94.0424 | 95.2106
Winter
Price band | 2020 | 2021 | 2022 | 2023 | 2024 | 2025 | 2026 | 2027 | 2028 | 2029 | 2030 | 2031 | 2032 | 2033 | 2034 | 2035 | 2036 | 2037 | 2038 | 2039 | 2040 | 2041 | 2042 | 2043 | 2044 | 2045 | 2046 | 2047 | 2048 | 2049 | 2050
$300 - $500 | 13.8 | 13.8 | 13.7556 | 13.7043 | 13.6963 | 13.7132 | 13.7156 | 13.6946 | 13.7523 | 13.7991 | 13.6903 | 13.8602 | 13.8788 | 13.8952 | 14.049 | 14.1637 | 14.3899 | 14.5919 | 14.7076 | 14.8442 | 14.9994 | 15.146 | 15.3159 | 15.5093 | 15.7362 | 15.9354 | 16.1855 | 16.4196 | 16.6733 | 16.8944 | 16.5971
$500 - $1,000 | 46.09 | 46.09 | 45.9415 | 45.7705 | 45.7436 | 45.8002 | 45.8082 | 45.738 | 45.9308 | 46.0869 | 45.7236 | 46.2911 | 46.3533 | 46.4078 | 46.9217 | 47.3046 | 48.0601 | 48.7348 | 49.1212 | 49.5775 | 50.0958 | 50.5855 | 51.1528 | 51.7989 | 52.5566 | 53.2219 | 54.0572 | 54.839 | 55.6864 | 56.4249 | 55.4319
$1,000 - $7,500 | 49.51 | 49.51 | 49.3505 | 49.1668 | 49.1379 | 49.1987 | 49.2073 | 49.1319 | 49.339 | 49.5067 | 49.1165 | 49.7261 | 49.7928 | 49.8514 | 50.4034 | 50.8147 | 51.6263 | 52.3511 | 52.7661 | 53.2563 | 53.813 | 54.339 | 54.9485 | 55.6426 | 56.4565 | 57.1711 | 58.0684 | 58.9082 | 59.8185 | 60.6118 | 59.5451
$7,500 - MPC | 59.63 | 59.63 | 59.4379 | 59.2167 | 59.1818 | 59.255 | 59.2655 | 59.1746 | 59.4241 | 59.626 | 59.156 | 59.8902 | 59.9706 | 60.0412 | 60.706 | 61.2014 | 62.1788 | 63.0518 | 63.5517 | 64.1421 | 64.8126 | 65.4461 | 66.1801 | 67.0161 | 67.9964 | 68.857 | 69.9377 | 70.9492 | 72.0455 | 73.001 | 71.7163
MPC | 159.63 | 59.63 | 59.4379 | 59.2167 | 59.1818 | 59.255 | 59.2655 | 59.1746 | 59.4241 | 59.626 | 59.156 | 59.8902 | 59.9706 | 60.0412 | 60.706 | 61.2014 | 62.1788 | 63.0518 | 63.5517 | 64.1421 | 64.8126 | 65.4461 | 66.1801 | 67.0161 | 67.9964 | 68.857 | 69.9377 | 70.9492 | 72.0455 | 73.001 | 71.7163
South Australia
Summer
Price band | 2019-20 | 2020-21 | 2021-22 | 2022-23 | 2023-24 | 2024-25 | 2025-26 | 2026-27 | 2027-28 | 2028-29 | 2029-30 | 2030-31 | 2031-32 | 2032-33 | 2033-34 | 2034-35 | 2035-36 | 2036-37 | 2037-38 | 2038-39 | 2039-40 | 2040-41 | 2041-42 | 2042-43 | 2043-44 | 2044-45 | 2045-46 | 2046-47 | 2047-48 | 2048-49 | 2049-50
$300 - $500 | 3.96 | 3.96 | 3.9527 | 3.9746 | 3.9768 | 3.9824 | 3.9796 | 3.991 | 3.9617 | 3.9765 | 4.0051 | 4.0238 | 4.0594 | 4.0676 | 4.0323 | 4.0594 | 4.0609 | 4.1037 | 4.1449 | 4.1456 | 4.1554 | 4.168 | 4.221 | 4.2314 | 4.2802 | 4.2707 | 4.2842 | 4.3387 | 4.3482 | 4.3815 | 4.4036
$500 - $1,000 | 10.73 | 10.73 | 10.7103 | 10.7697 | 10.7755 | 10.7908 | 10.7831 | 10.8141 | 10.7347 | 10.7747 | 10.8521 | 10.9029 | 10.9993 | 11.0215 | 10.926 | 10.9995 | 11.0034 | 11.1193 | 11.2311 | 11.233 | 11.2596 | 11.2935 | 11.4373 | 11.4653 | 11.5976 | 11.572 | 11.6086 | 11.756 | 11.7819 | 11.872 | 11.9321
$1,000 - $7,500 | 11.94 | 11.94 | 11.9181 | 11.9841 | 11.9907 | 12.0077 | 11.9991 | 12.0336 | 11.9452 | 11.9898 | 12.0759 | 12.1324 | 12.2397 | 12.2644 | 12.1581 | 12.2399 | 12.2442 | 12.3732 | 12.4976 | 12.4997 | 12.5293 | 12.567 | 12.727 | 12.7583 | 12.9055 | 12.8769 | 12.9176 | 13.0817 | 13.1105 | 13.2108 | 13.2777
$7,500 - MPC | 32.99 | 32.99 | 32.9295 | 33.1119 | 33.13 | 33.1769 | 33.1534 | 33.2485 | 33.0045 | 33.1276 | 33.3655 | 33.5217 | 33.8181 | 33.8863 | 33.5927 | 33.8185 | 33.8305 | 34.187 | 34.5307 | 34.5364 | 34.6182 | 34.7224 | 35.1646 | 35.2509 | 35.6575 | 35.5787 | 35.6912 | 36.1445 | 36.2241 | 36.5013 | 36.6859
MPC | 32.99 | 32.99 | 32.9295 | 33.1119 | 33.13 | 33.1769 | 33.1534 | 33.2485 | 33.0045 | 33.1276 | 33.3655 | 33.5217 | 33.8181 | 33.8863 | 33.5927 | 33.8185 | 33.8305 | 34.187 | 34.5307 | 34.5364 | 34.6182 | 34.7224 | 35.1646 | 35.2509 | 35.6575 | 35.5787 | 35.6912 | 36.1445 | 36.2241 | 36.5013 | 36.6859
Winter
Price band | 2020 | 2021 | 2022 | 2023 | 2024 | 2025 | 2026 | 2027 | 2028 | 2029 | 2030 | 2031 | 2032 | 2033 | 2034 | 2035 | 2036 | 2037 | 2038 | 2039 | 2040 | 2041 | 2042 | 2043 | 2044 | 2045 | 2046 | 2047 | 2048 | 2049 | 2050
$300 - $500 | 3.96 | 3.96 | 3.9357 | 3.9642 | 3.9696 | 3.9879 | 3.9906 | 3.9958 | 4.0113 | 4.0232 | 4.0405 | 4.0575 | 4.0757 | 4.0654 | 4.0734 | 4.0936 | 4.1185 | 4.1538 | 4.175 | 4.1953 | 4.2148 | 4.2381 | 4.254 | 4.2806 | 4.2939 | 4.3257 | 4.3351 | 4.3554 | 4.3698 | 4.3785 | 4.3199
$500 - $1,000 | 10.73 | 10.73 | 10.6643 | 10.7413 | 10.756 | 10.8057 | 10.813 | 10.8271 | 10.869 | 10.9013 | 10.9482 | 10.9941 | 11.0435 | 11.0157 | 11.0373 | 11.092 | 11.1596 | 11.2551 | 11.3125 | 11.3674 | 11.4203 | 11.4835 | 11.5265 | 11.5987 | 11.6348 | 11.721 | 11.7463 | 11.8015 | 11.8403 | 11.8638 | 11.7053
$1,000 - $7,500 | 11.94 | 11.94 | 11.8669 | 11.9526 | 11.9689 | 12.0242 | 12.0323 | 12.0481 | 12.0947 | 12.1306 | 12.1828 | 12.2338 | 12.2888 | 12.2579 | 12.2819 | 12.3428 | 12.418 | 12.5243 | 12.5881 | 12.6493 | 12.7081 | 12.7785 | 12.8263 | 12.9067 | 12.9469 | 13.0427 | 13.0709 | 13.1323 | 13.1755 | 13.2017 | 13.0253
$7,500 - MPC | 32.99 | 32.99 | 32.788 | 33.0248 | 33.0699 | 33.2228 | 33.245 | 33.2886 | 33.4173 | 33.5166 | 33.6609 | 33.8019 | 33.9538 | 33.8685 | 33.9347 | 34.1029 | 34.3107 | 34.6045 | 34.7808 | 34.9499 | 35.1123 | 35.3068 | 35.4389 | 35.661 | 35.772 | 36.0368 | 36.1148 | 36.2843 | 36.4038 | 36.4761 | 35.9886
MPC | 32.99 | 32.99 | 32.788 | 33.0248 | 33.0699 | 33.2228 | 33.245 | 33.2886 | 33.4173 | 33.5166 | 33.6609 | 33.8019 | 33.9538 | 33.8685 | 33.9347 | 34.1029 | 34.3107 | 34.6045 | 34.7808 | 34.9499 | 35.1123 | 35.3068 | 35.4389 | 35.661 | 35.772 | 36.0368 | 36.1148 | 36.2843 | 36.4038 | 36.4761 | 35.9886
Tasmania
Summer
Price band | 2019-20 | 2020-21 | 2021-22 | 2022-23 | 2023-24 | 2024-25 | 2025-26 | 2026-27 | 2027-28 | 2028-29 | 2029-30 | 2030-31 | 2031-32 | 2032-33 | 2033-34 | 2034-35 | 2035-36 | 2036-37 | 2037-38 | 2038-39 | 2039-40 | 2040-41 | 2041-42 | 2042-43 | 2043-44 | 2044-45 | 2045-46 | 2046-47 | 2047-48 | 2048-49 | 2049-50
$300 - $500 | 0 | 0 | 0 | 0 | 0 | 0 | 0 | 0 | 0 | 0 | 0 | 0 | 0 | 0 | 0 | 0 | 0 | 0 | 0 | 0 | 0 | 0 | 0 | 0 | 0 | 0 | 0 | 0 | 0 | 0 | 0
$500 - $1,000 | 0.87 | 0.87 | 0.86501 | 0.86694 | 0.86648 | 0.86412 | 0.86116 | 0.86119 | 0.84057 | 0.85449 | 0.86639 | 0.86496 | 0.86388 | 0.86122 | 0.8602 | 0.85934 | 0.85202 | 0.85187 | 0.85315 | 0.8533 | 0.85442 | 0.85289 | 0.85558 | 0.85611 | 0.85675 | 0.85641 | 0.85732 | 0.85706 | 0.85891 | 0.85994 | 0.8602
$1,000 - $7,500 | 29.51 | 29.51 | 29.3409 | 29.4064 | 29.3906 | 29.3105 | 29.21 | 29.2111 | 28.5116 | 28.984 | 29.3875 | 29.3389 | 29.3025 | 29.2123 | 29.1776 | 29.1483 | 28.9 | 28.8951 | 28.9384 | 28.9434 | 28.9814 | 28.9296 | 29.021 | 29.0388 | 29.0606 | 29.0491 | 29.08 | 29.071 | 29.1337 | 29.1689 | 29.1777
$7,500 - MPC | 29.51 | 29.51 | 29.3409 | 29.4064 | 29.3906 | 29.3105 | 29.21 | 29.2111 | 28.5116 | 28.984 | 29.3875 | 29.3389 | 29.3025 | 29.2123 | 29.1776 | 29.1483 | 28.9 | 28.8951 | 28.9384 | 28.9434 | 28.9814 | 28.9296 | 29.021 | 29.0388 | 29.0606 | 29.0491 | 29.08 | 29.071 | 29.1337 | 29.1689 | 29.1777
MPC | 29.51 | 29.51 | 29.3409 | 29.4064 | 29.3906 | 29.3105 | 29.21 | 29.2111 | 28.5116 | 28.984 | 29.3875 | 29.3389 | 29.3025 | 29.2123 | 29.1776 | 29.1483 | 28.9 | 28.8951 | 28.9384 | 28.9434 | 28.9814 | 28.9296 | 29.021 | 29.0388 | 29.0606 | 29.0491 | 29.08 | 29.071 | 29.1337 | 29.1689 | 29.1777
Winter
Price band | 2020 | 2021 | 2022 | 2023 | 2024 | 2025 | 2026 | 2027 | 2028 | 2029 | 2030 | 2031 | 2032 | 2033 | 2034 | 2035 | 2036 | 2037 | 2038 | 2039 | 2040 | 2041 | 2042 | 2043 | 2044 | 2045 | 2046 | 2047 | 2048 | 2049 | 2050
$300 - $500 | 0 | 0 | 0 | 0 | 0 | 0 | 0 | 0 | 0 | 0 | 0 | 0 | 0 | 0 | 0 | 0 | 0 | 0 | 0 | 0 | 0 | 0 | 0 | 0 | 0 | 0 | 0 | 0 | 0 | 0 | 0
$500 - $1,000 | 0.87 | 0.87 | 0.86586 | 0.86617 | 0.8666 | 0.863 | 0.85866 | 0.85606 | 0.83952 | 0.85186 | 0.8562 | 0.85335 | 0.85136 | 0.84911 | 0.84931 | 0.84552 | 0.84454 | 0.8467 | 0.84972 | 0.85048 | 0.85101 | 0.8544 | 0.85654 | 0.85896 | 0.86189 | 0.86283 | 0.86571 | 0.86794 | 0.87056 | 0.87249 | 0.8604
$1,000 - $7,500 | 29.51 | 29.51 | 29.3696 | 29.38 | 29.3948 | 29.2725 | 29.1252 | 29.0372 | 28.4762 | 28.8947 | 29.0419 | 28.9451 | 28.8779 | 28.8013 | 28.8082 | 28.6797 | 28.6464 | 28.7198 | 28.822 | 28.8479 | 28.866 | 28.9809 | 29.0533 | 29.1356 | 29.2349 | 29.2668 | 29.3646 | 29.44 | 29.529 | 29.5945 | 29.1843
$7,500 - MPC | 29.51 | 29.51 | 29.3696 | 29.38 | 29.3948 | 29.2725 | 29.1252 | 29.0372 | 28.4762 | 28.8947 | 29.0419 | 28.9451 | 28.8779 | 28.8013 | 28.8082 | 28.6797 | 28.6464 | 28.7198 | 28.822 | 28.8479 | 28.866 | 28.9809 | 29.0533 | 29.1356 | 29.2349 | 29.2668 | 29.3646 | 29.44 | 29.529 | 29.5945 | 29.1843
MPC | 29.51 | 29.51 | 29.3696 | 29.38 | 29.3948 | 29.2725 | 29.1252 | 29.0372 | 28.4762 | 28.8947 | 29.0419 | 28.9451 | 28.8779 | 28.8013 | 28.8082 | 28.6797 | 28.6464 | 28.7198 | 28.822 | 28.8479 | 28.866 | 28.9809 | 29.0533 | 29.1356 | 29.2349 | 29.2668 | 29.3646 | 29.44 | 29.529 | 29.5945 | 29.1843
Central
Queensland
Summer
Price band | 2019-20 | 2020-21 | 2021-22 | 2022-23 | 2023-24 | 2024-25 | 2025-26 | 2026-27 | 2027-28 | 2028-29 | 2029-30 | 2030-31 | 2031-32 | 2032-33 | 2033-34 | 2034-35 | 2035-36 | 2036-37 | 2037-38 | 2038-39 | 2039-40 | 2040-41 | 2041-42 | 2042-43 | 2043-44 | 2044-45 | 2045-46 | 2046-47 | 2047-48 | 2048-49 | 2049-50
$300 - $500 | 6.25 | 6.25 | 6.4645 | 6.7225 | 6.9455 | 7.1565 | 7.3682 | 7.587 | 7.8587 | 8.084 | 8.3001 | 8.5245 | 8.7899 | 9.0188 | 9.2703 | 9.5196 | 9.8137 | 10.0621 | 10.3519 | 10.6061 | 10.9394 | 11.2229 | 11.4866 | 11.822 | 12.1055 | 12.3878 | 12.7052 | 12.9829 | 13.2716 | 13.5556 | 13.8371
$500 - $1,000 | 10.67 | 10.67 | 11.0361 | 11.4766 | 11.8573 | 12.2176 | 12.579 | 12.9525 | 13.4164 | 13.801 | 14.17 | 14.5531 | 15.0061 | 15.3969 | 15.8262 | 16.2519 | 16.754 | 17.1781 | 17.6728 | 18.1067 | 18.6758 | 19.1598 | 19.61 | 20.1824 | 20.6666 | 21.1484 | 21.6903 | 22.1645 | 22.6572 | 23.142 | 23.6227
$1,000 - $7,500 | 11.87 | 11.87 | 12.2773 | 12.7673 | 13.1909 | 13.5916 | 13.9937 | 14.4092 | 14.9253 | 15.3532 | 15.7636 | 16.1898 | 16.6937 | 17.1285 | 17.6061 | 18.0797 | 18.6383 | 19.11 | 19.6604 | 20.1431 | 20.7761 | 21.3146 | 21.8154 | 22.4523 | 22.9908 | 23.5268 | 24.1297 | 24.6572 | 25.2054 | 25.7447 | 26.2794
$7,500 - MPC | 32.14 | 32.14 | 33.2429 | 34.5696 | 35.7164 | 36.8015 | 37.8904 | 39.0152 | 40.4127 | 41.5713 | 42.6827 | 43.8366 | 45.201 | 46.3784 | 47.6714 | 48.9538 | 50.4662 | 51.7434 | 53.2339 | 54.5408 | 56.2548 | 57.7129 | 59.0689 | 60.7932 | 62.2515 | 63.7028 | 65.3351 | 66.7635 | 68.2478 | 69.7081 | 71.1558
MPC | 202.14 | 202.14 | 209.0765 | 217.4208 | 224.6334 | 231.458 | 238.3062 | 245.3805 | 254.1702 | 261.4568 | 268.4465 | 275.7043 | 284.2854 | 291.6903 | 299.8223 | 307.888 | 317.3999 | 325.4331 | 334.8069 | 343.0265 | 353.8067 | 362.9769 | 371.5053 | 382.3503 | 391.5223 | 400.65 | 410.9159 | 419.8996 | 429.2346 | 438.419 | 447.5245
Winter
Price band | 2020 | 2021 | 2022 | 2023 | 2024 | 2025 | 2026 | 2027 | 2028 | 2029 | 2030 | 2031 | 2032 | 2033 | 2034 | 2035 | 2036 | 2037 | 2038 | 2039 | 2040 | 2041 | 2042 | 2043 | 2044 | 2045 | 2046 | 2047 | 2048 | 2049 | 2050
$300 - $500 | 6.25 | 6.25 | 6.4618 | 6.6639 | 6.8698 | 7.0761 | 7.2755 | 7.4819 | 7.7138 | 7.9318 | 8.0902 | 8.3103 | 8.5155 | 8.7271 | 8.9452 | 9.2072 | 9.443 | 9.6902 | 9.9313 | 10.1835 | 10.4392 | 10.7111 | 10.9756 | 11.2588 | 11.5135 | 11.7665 | 12.0463 | 12.3101 | 12.6004 | 12.8721 | 12.8623
$500 - $1,000 | 10.67 | 10.67 | 11.0315 | 11.3767 | 11.7281 | 12.0804 | 12.4207 | 12.7732 | 13.169 | 13.5412 | 13.8116 | 14.1873 | 14.5376 | 14.899 | 15.2713 | 15.7185 | 16.121 | 16.5431 | 16.9547 | 17.3852 | 17.8218 | 18.2859 | 18.7376 | 19.2211 | 19.6559 | 20.0878 | 20.5654 | 21.0158 | 21.5115 | 21.9752 | 21.9586
$1,000 - $7,500 | 11.87 | 11.87 | 12.2722 | 12.6562 | 13.0471 | 13.439 | 13.8176 | 14.2097 | 14.65 | 15.0641 | 15.3649 | 15.7829 | 16.1726 | 16.5746 | 16.9887 | 17.4863 | 17.9341 | 18.4036 | 18.8615 | 19.3404 | 19.8261 | 20.3424 | 20.8449 | 21.3828 | 21.8665 | 22.3469 | 22.8783 | 23.3793 | 23.9307 | 24.4467 | 24.4282
$7,500 - MPC | 32.14 | 32.14 | 33.229 | 34.2686 | 35.3273 | 36.3884 | 37.4135 | 38.4751 | 39.6674 | 40.7887 | 41.603 | 42.7349 | 43.79 | 44.8785 | 45.9998 | 47.3471 | 48.5595 | 49.8308 | 51.0708 | 52.3674 | 53.6825 | 55.0805 | 56.4411 | 57.8974 | 59.2071 | 60.5081 | 61.9467 | 63.3033 | 64.7965 | 66.1934 | 66.1433
MPC | 182.14 | 182.14 | 188.3116 | 194.2031 | 200.2027 | 206.2158 | 212.0256 | 218.0416 | 224.7981 | 231.1527 | 235.7676 | 242.182 | 248.1616 | 254.33 | 260.6849 | 268.3199 | 275.1909 | 282.3954 | 289.4222 | 296.7705 | 304.2232 | 312.1459 | 319.8563 | 328.1092 | 335.5316 | 342.9042 | 351.0569 | 358.7452 | 367.2068 | 375.1236 | 374.8394
New South Wales
Summer
Price band | 2019-20 | 2020-21 | 2021-22 | 2022-23 | 2023-24 | 2024-25 | 2025-26 | 2026-27 | 2027-28 | 2028-29 | 2029-30 | 2030-31 | 2031-32 | 2032-33 | 2033-34 | 2034-35 | 2035-36 | 2036-37 | 2037-38 | 2038-39 | 2039-40 | 2040-41 | 2041-42 | 2042-43 | 2043-44 | 2044-45 | 2045-46 | 2046-47 | 2047-48 | 2048-49 | 2049-50
$300 - $500 | 41.51 | 41.51 | 48.513 | 55.9796 | 63.0158 | 70.1521 | 76.8394 | 84.4813 | 91.396 | 100.0271 | 108.5322 | 116.3321 | 124.4373 | 132.4932 | 140.4211 | 150.1127 | 157.6971 | 166.6084 | 176.1699 | 186.1902 | 195.3969 | 205.1097 | 214.4025 | 222.8095 | 232.6279 | 243.8924 | 254.5696 | 264.0166 | 274.3365 | 284.0154 | 294.3076
$500 - $1,000 | 77.82 | 77.82 | 90.9488 | 104.9466 | 118.1375 | 131.5161 | 144.053 | 158.3795 | 171.3428 | 187.5237 | 203.4685 | 218.0912 | 233.2862 | 248.3888 | 263.2515 | 281.4206 | 295.6393 | 312.3456 | 330.2708 | 349.0562 | 366.3162 | 384.5251 | 401.9466 | 417.7074 | 436.1143 | 457.2321 | 477.2491 | 494.9596 | 514.3065 | 532.4518 | 551.747
$1,000 - $7,500 | 79.77 | 79.77 | 93.2277 | 107.5763 | 121.0977 | 134.8116 | 147.6627 | 162.3481 | 175.6362 | 192.2226 | 208.567 | 223.5561 | 239.1319 | 254.6129 | 269.848 | 288.4724 | 303.0474 | 320.1723 | 338.5467 | 357.8027 | 375.4953 | 394.1605 | 412.0185 | 428.1743 | 447.0424 | 468.6893 | 489.2079 | 507.3622 | 527.1939 | 545.7939 | 565.5726
$7,500 - MPC | 93.24 | 93.24 | 108.9702 | 125.7417 | 141.5464 | 157.576 | 172.5971 | 189.7623 | 205.2943 | 224.6814 | 243.7857 | 261.3059 | 279.5118 | 297.6069 | 315.4147 | 337.184 | 354.2201 | 374.2368 | 395.7139 | 418.2215 | 438.9016 | 460.7186 | 481.5922 | 500.476 | 522.5302 | 547.8324 | 571.8158 | 593.0356 | 616.2161 | 637.957 | 661.0755
MPC | 93.24 | 93.24 | 108.9702 | 125.7417 | 141.5464 | 157.576 | 172.5971 | 189.7623 | 205.2943 | 224.6814 | 243.7857 | 261.3059 | 279.5118 | 297.6069 | 315.4147 | 337.184 | 354.2201 | 374.2368 | 395.7139 | 418.2215 | 438.9016 | 460.7186 | 481.5922 | 500.476 | 522.5302 | 547.8324 | 571.8158 | 593.0356 | 616.2161 | 637.957 | 661.0755
Winter
Price band | 2020 | 2021 | 2022 | 2023 | 2024 | 2025 | 2026 | 2027 | 2028 | 2029 | 2030 | 2031 | 2032 | 2033 | 2034 | 2035 | 2036 | 2037 | 2038 | 2039 | 2040 | 2041 | 2042 | 2043 | 2044 | 2045 | 2046 | 2047 | 2048 | 2049 | 2050
$300 - $500 | 41.51 | 41.51 | 46.8549 | 52.243 | 57.3639 | 62.768 | 68.0583 | 73.554 | 79.4609 | 85.1205 | 90.8277 | 97.0232 | 103.3668 | 109.4383 | 116.1529 | 122.744 | 129.8354 | 137.1867 | 144.1976 | 150.6218 | 157.9348 | 165.2365 | 172.2903 | 179.5967 | 187.1214 | 194.2928 | 201.6902 | 208.9061 | 216.3759 | 223.8814 | 227.3119
$500 - $1,000 | 77.82 | 77.82 | 87.8403 | 97.9415 | 107.5418 | 117.673 | 127.5908 | 137.8939 | 148.9677 | 159.5779 | 170.2773 | 181.8922 | 193.7848 | 205.1672 | 217.7551 | 230.1118 | 243.4062 | 257.1879 | 270.3314 | 282.375 | 296.085 | 309.7736 | 322.9975 | 336.6951 | 350.8019 | 364.2463 | 378.1145 | 391.6423 | 405.6461 | 419.7169 | 426.1482
$1,000 - $7,500 | 79.77 | 79.77 | 90.0414 | 100.3957 | 110.2366 | 120.6217 | 130.788 | 141.3492 | 152.7005 | 163.5766 | 174.5441 | 186.4501 | 198.6406 | 210.3082 | 223.2116 | 235.8779 | 249.5055 | 263.6324 | 277.1054 | 289.4507 | 303.5043 | 317.5358 | 331.0911 | 345.1319 | 359.5922 | 373.3735 | 387.5892 | 401.456 | 415.8108 | 430.2341 | 436.8266
$7,500 - MPC | 93.24 | 93.24 | 105.2458 | 117.3486 | 128.8512 | 140.9899 | 152.8729 | 165.2175 | 178.4856 | 191.1982 | 204.0177 | 217.9341 | 232.1831 | 245.821 | 260.9032 | 275.7083 | 291.6371 | 308.1495 | 323.8975 | 338.3275 | 354.7541 | 371.1551 | 386.9994 | 403.4111 | 420.3132 | 436.4215 | 453.0377 | 469.2461 | 486.0248 | 502.8836 | 510.5893
MPC | 93.24 | 93.24 | 105.2458 | 117.3486 | 128.8512 | 140.9899 | 152.8729 | 165.2175 | 178.4856 | 191.1982 | 204.0177 | 217.9341 | 232.1831 | 245.821 | 260.9032 | 275.7083 | 291.6371 | 308.1495 | 323.8975 | 338.3275 | 354.7541 | 371.1551 | 386.9994 | 403.4111 | 420.3132 | 436.4215 | 453.0377 | 469.2461 | 486.0248 | 502.8836 | 510.5893
Victoria
Summer
Price band | 2019-20 | 2020-21 | 2021-22 | 2022-23 | 2023-24 | 2024-25 | 2025-26 | 2026-27 | 2027-28 | 2028-29 | 2029-30 | 2030-31 | 2031-32 | 2032-33 | 2033-34 | 2034-35 | 2035-36 | 2036-37 | 2037-38 | 2038-39 | 2039-40 | 2040-41 | 2041-42 | 2042-43 | 2043-44 | 2044-45 | 2045-46 | 2046-47 | 2047-48 | 2048-49 | 2049-50
$300 - $500 | 13.8 | 13.8 | 15.8787 | 17.8688 | 19.8739 | 22.1822 | 24.0226 | 26.1044 | 28.1472 | 30.4165 | 32.4586 | 34.7747 | 37.0973 | 39.1071 | 41.2282 | 43.4465 | 45.7107 | 48.428 | 50.9155 | 53.1837 | 56.2033 | 58.9962 | 61.7994 | 64.8156 | 67.4674 | 70.3244 | 73.1744 | 76.5717 | 79.6467 | 82.5001 | 85.9534
$500 - $1,000 | 46.09 | 46.09 | 53.0326 | 59.6792 | 66.3759 | 74.0852 | 80.2318 | 87.185 | 94.0076 | 101.5868 | 108.4069 | 116.1423 | 123.8996 | 130.6121 | 137.6963 | 145.1049 | 152.6672 | 161.7427 | 170.0502 | 177.6257 | 187.7108 | 197.0386 | 206.4009 | 216.4749 | 225.3312 | 234.8733 | 244.3918 | 255.7384 | 266.0083 | 275.5383 | 287.0721
$1,000 - $7,500 | 49.51 | 49.51 | 56.9678 | 64.1076 | 71.3011 | 79.5825 | 86.1853 | 93.6544 | 100.9832 | 109.1248 | 116.451 | 124.7604 | 133.0932 | 140.3039 | 147.9137 | 155.8721 | 163.9955 | 173.7444 | 182.6684 | 190.806 | 201.6394 | 211.6594 | 221.7164 | 232.5379 | 242.0514 | 252.3016 | 262.5263 | 274.7149 | 285.7469 | 295.984 | 308.3736
$7,500 - MPC | 59.63 | 59.63 | 68.6122 | 77.2114 | 85.8753 | 95.8495 | 103.8018 | 112.7977 | 121.6245 | 131.4302 | 140.254 | 150.2618 | 160.2979 | 168.9824 | 178.1478 | 187.7328 | 197.5167 | 209.2583 | 220.0064 | 229.8073 | 242.8551 | 254.9233 | 267.0359 | 280.0694 | 291.5275 | 303.8728 | 316.1875 | 330.8675 | 344.1544 | 356.4841 | 371.4061
MPC | 184.63 | 84.63 | 97.378 | 109.5824 | 121.8787 | 136.0346 | 147.3209 | 160.0883 | 172.6159 | 186.5326 | 199.0557 | 213.2594 | 227.5032 | 239.8286 | 252.8366 | 266.4402 | 280.3259 | 296.9903 | 312.2446 | 326.1545 | 344.6726 | 361.8003 | 378.9913 | 397.489 | 413.751 | 431.2721 | 448.7497 | 469.5844 | 488.4419 | 505.9408 | 527.1189
Winter
Price band | 2020 | 2021 | 2022 | 2023 | 2024 | 2025 | 2026 | 2027 | 2028 | 2029 | 2030 | 2031 | 2032 | 2033 | 2034 | 2035 | 2036 | 2037 | 2038 | 2039 | 2040 | 2041 | 2042 | 2043 | 2044 | 2045 | 2046 | 2047 | 2048 | 2049 | 2050
$300 - $500 | 13.8 | 13.8 | 16.2024 | 18.5799 | 21.0053 | 23.4707 | 25.9146 | 28.3109 | 30.8766 | 33.4362 | 35.6079 | 38.5153 | 41.0358 | 43.5559 | 46.5372 | 49.4365 | 52.7858 | 56.1225 | 59.1837 | 62.3741 | 65.6942 | 69.0306 | 72.5292 | 76.2043 | 80.1182 | 83.9669 | 88.1639 | 92.3598 | 96.7528 | 101.0412 | 102.2154
$500 - $1,000 | 46.09 | 46.09 | 54.1138 | 62.0542 | 70.1547 | 78.3886 | 86.551 | 94.5543 | 103.1233 | 111.6719 | 118.9251 | 128.6356 | 137.0538 | 145.4703 | 155.4275 | 165.1108 | 176.2968 | 187.441 | 197.6649 | 208.3203 | 219.4092 | 230.5521 | 242.2371 | 254.5113 | 267.5831 | 280.4372 | 294.4547 | 308.4682 | 323.1404 | 337.4631 | 341.3846
$1,000 - $7,500 | 49.51 | 49.51 | 58.1292 | 66.6588 | 75.3604 | 84.2053 | 92.9733 | 101.5705 | 110.7753 | 119.9583 | 127.7497 | 138.1807 | 147.2235 | 156.2646 | 166.9606 | 177.3624 | 189.3785 | 201.3496 | 212.3322 | 223.7782 | 235.6899 | 247.6597 | 260.2117 | 273.3967 | 287.4385 | 301.2464 | 316.304 | 331.3574 | 347.1183 | 362.5037 | 366.7162
$7,500 - MPC | 59.63 | 59.63 | 70.011 | 80.284 | 90.7643 | 101.4171 | 111.9773 | 122.3318 | 133.4181 | 144.4781 | 153.8621 | 166.4252 | 177.3165 | 188.2056 | 201.0879 | 213.6159 | 228.088 | 242.5061 | 255.7335 | 269.5192 | 283.8657 | 298.2822 | 313.3998 | 329.2798 | 346.1918 | 362.8221 | 380.9575 | 399.0879 | 418.0704 | 436.6006 | 441.6741
MPC | 159.63 | 59.63 | 70.011 | 80.284 | 90.7643 | 101.4171 | 111.9773 | 122.3318 | 133.4181 | 144.4781 | 153.8621 | 166.4252 | 177.3165 | 188.2056 | 201.0879 | 213.6159 | 228.088 | 242.5061 | 255.7335 | 269.5192 | 283.8657 | 298.2822 | 313.3998 | 329.2798 | 346.1918 | 362.8221 | 380.9575 | 399.0879 | 418.0704 | 436.6006 | 441.6741
South Australia
Summer
Price band | 2019-20 | 2020-21 | 2021-22 | 2022-23 | 2023-24 | 2024-25 | 2025-26 | 2026-27 | 2027-28 | 2028-29 | 2029-30 | 2030-31 | 2031-32 | 2032-33 | 2033-34 | 2034-35 | 2035-36 | 2036-37 | 2037-38 | 2038-39 | 2039-40 | 2040-41 | 2041-42 | 2042-43 | 2043-44 | 2044-45 | 2045-46 | 2046-47 | 2047-48 | 2048-49 | 2049-50
$300 - $500 | 3.96 | 3.96 | 4.4457 | 4.9659 | 5.4646 | 5.9689 | 6.461 | 6.9772 | 7.42 | 7.9436 | 8.5001 | 9.0417 | 9.6278 | 10.1545 | 10.5693 | 11.1466 | 11.657 | 12.2916 | 12.932 | 13.4511 | 14.0012 | 14.5631 | 15.2749 | 15.8401 | 16.5566 | 17.0526 | 17.6407 | 18.4058 | 18.9886 | 19.6803 | 20.329
$500 - $1,000 | 10.73 | 10.73 | 12.0459 | 13.4557 | 14.8068 | 16.1734 | 17.5066 | 18.9054 | 20.1053 | 21.5239 | 23.0318 | 24.4993 | 26.0875 | 27.5145 | 28.6386 | 30.2028 | 31.5857 | 33.3052 | 35.0406 | 36.4471 | 37.9376 | 39.4601 | 41.3889 | 42.9202 | 44.8616 | 46.2056 | 47.7992 | 49.8723 | 51.4513 | 53.3255 | 55.0833
$1,000 - $7,500 | 11.94 | 11.94 | 13.4043 | 14.973 | 16.4765 | 17.9972 | 19.4808 | 21.0373 | 22.3725 | 23.9511 | 25.6291 | 27.262 | 29.0293 | 30.6173 | 31.8682 | 33.6088 | 35.1476 | 37.061 | 38.992 | 40.5572 | 42.2157 | 43.9099 | 46.0562 | 47.7602 | 49.9206 | 51.4161 | 53.1894 | 55.4963 | 57.2534 | 59.3389 | 61.2949
$7,500 - MPC | 32.99 | 32.99 | 37.0359 | 41.3702 | 45.5242 | 49.726 | 53.825 | 58.1257 | 61.8148 | 66.1765 | 70.8127 | 75.3244 | 80.2075 | 84.595 | 88.0512 | 92.8604 | 97.1121 | 102.3988 | 107.7343 | 112.0587 | 116.6412 | 121.3224 | 127.2525 | 131.9606 | 137.9296 | 142.0616 | 146.9614 | 153.3354 | 158.19 | 163.9524 | 169.3568
MPC | 32.99 | 32.99 | 37.0359 | 41.3702 | 45.5242 | 49.726 | 53.825 | 58.1257 | 61.8148 | 66.1765 | 70.8127 | 75.3244 | 80.2075 | 84.595 | 88.0512 | 92.8604 | 97.1121 | 102.3988 | 107.7343 | 112.0587 | 116.6412 | 121.3224 | 127.2525 | 131.9606 | 137.9296 | 142.0616 | 146.9614 | 153.3354 | 158.19 | 163.9524 | 169.3568
Winter
Price band | 2020 | 2021 | 2022 | 2023 | 2024 | 2025 | 2026 | 2027 | 2028 | 2029 | 2030 | 2031 | 2032 | 2033 | 2034 | 2035 | 2036 | 2037 | 2038 | 2039 | 2040 | 2041 | 2042 | 2043 | 2044 | 2045 | 2046 | 2047 | 2048 | 2049 | 2050
$300 - $500 | 3.96 | 3.96 | 4.2757 | 4.649 | 4.9983 | 5.3659 | 5.7142 | 6.0668 | 6.4368 | 6.8034 | 7.1817 | 7.5623 | 7.9483 | 8.2795 | 8.6476 | 9.0441 | 9.4549 | 9.8947 | 10.3057 | 10.7182 | 11.1321 | 11.5598 | 11.9706 | 12.4154 | 12.8249 | 13.2935 | 13.6967 | 14.1372 | 14.5613 | 14.9684 | 15.1415
$500 - $1,000 | 10.73 | 10.73 | 11.5855 | 12.597 | 13.5433 | 14.5393 | 15.4831 | 16.4386 | 17.441 | 18.4345 | 19.4596 | 20.4907 | 21.5368 | 22.4342 | 23.4315 | 24.5058 | 25.619 | 26.8106 | 27.9244 | 29.042 | 30.1635 | 31.3225 | 32.4354 | 33.6406 | 34.7503 | 36.02 | 37.1126 | 38.3062 | 39.4551 | 40.5583 | 41.0274
$1,000 - $7,500 | 11.94 | 11.94 | 12.8919 | 14.0175 | 15.0705 | 16.1789 | 17.2291 | 18.2924 | 19.4078 | 20.5134 | 21.654 | 22.8014 | 23.9654 | 24.9641 | 26.0738 | 27.2692 | 28.5081 | 29.834 | 31.0734 | 32.3171 | 33.565 | 34.8547 | 36.0931 | 37.4342 | 38.669 | 40.082 | 41.2977 | 42.6259 | 43.9044 | 45.1319 | 45.6539
$7,500 - MPC | 32.99 | 32.99 | 35.6202 | 38.7301 | 41.6396 | 44.7019 | 47.6036 | 50.5415 | 53.6234 | 56.678 | 59.8295 | 63 | 66.216 | 68.9752 | 72.0415 | 75.3444 | 78.7672 | 82.4307 | 85.8551 | 89.2914 | 92.7395 | 96.3029 | 99.7245 | 103.4299 | 106.8418 | 110.7457 | 114.1048 | 117.7746 | 121.3071 | 124.6987 | 126.141
MPC | 32.99 | 32.99 | 35.6202 | 38.7301 | 41.6396 | 44.7019 | 47.6036 | 50.5415 | 53.6234 | 56.678 | 59.8295 | 63 | 66.216 | 68.9752 | 72.0415 | 75.3444 | 78.7672 | 82.4307 | 85.8551 | 89.2914 | 92.7395 | 96.3029 | 99.7245 | 103.4299 | 106.8418 | 110.7457 | 114.1048 | 117.7746 | 121.3071 | 124.6987 | 126.141
Tasmania
Summer
Price band | 2019-20 | 2020-21 | 2021-22 | 2022-23 | 2023-24 | 2024-25 | 2025-26 | 2026-27 | 2027-28 | 2028-29 | 2029-30 | 2030-31 | 2031-32 | 2032-33 | 2033-34 | 2034-35 | 2035-36 | 2036-37 | 2037-38 | 2038-39 | 2039-40 | 2040-41 | 2041-42 | 2042-43 | 2043-44 | 2044-45 | 2045-46 | 2046-47 | 2047-48 | 2048-49 | 2049-50
$300 - $500 | 0 | 0 | 0 | 0 | 0 | 0 | 0 | 0 | 0 | 0 | 0 | 0 | 0 | 0 | 0 | 0 | 0 | 0 | 0 | 0 | 0 | 0 | 0 | 0 | 0 | 0 | 0 | 0 | 0 | 0 | 0
$500 - $1,000 | 0.87 | 0.87 | 0.87071 | 0.87836 | 0.88359 | 0.88687 | 0.8895 | 0.8952 | 0.8793 | 0.89949 | 0.91772 | 0.92189 | 0.92644 | 0.92925 | 0.93381 | 0.93853 | 0.93615 | 0.9416 | 0.94862 | 0.9544 | 0.96128 | 0.96518 | 0.97386 | 0.98009 | 0.98647 | 0.99171 | 0.99841 | 1.0037 | 1.0116 | 1.0184 | 1.0244
$1,000 - $7,500 | 29.51 | 29.51 | 29.534 | 29.7935 | 29.971 | 30.0823 | 30.1714 | 30.3648 | 29.8254 | 30.5104 | 31.1286 | 31.2702 | 31.4243 | 31.5199 | 31.6745 | 31.8346 | 31.7536 | 31.9385 | 32.1768 | 32.373 | 32.6063 | 32.7384 | 33.0328 | 33.2442 | 33.4605 | 33.6385 | 33.8657 | 34.0466 | 34.3119 | 34.5453 | 34.7477
$7,500 - MPC | 29.51 | 29.51 | 29.534 | 29.7935 | 29.971 | 30.0823 | 30.1714 | 30.3648 | 29.8254 | 30.5104 | 31.1286 | 31.2702 | 31.4243 | 31.5199 | 31.6745 | 31.8346 | 31.7536 | 31.9385 | 32.1768 | 32.373 | 32.6063 | 32.7384 | 33.0328 | 33.2442 | 33.4605 | 33.6385 | 33.8657 | 34.0466 | 34.3119 | 34.5453 | 34.7477
MPC | 29.51 | 29.51 | 29.534 | 29.7935 | 29.971 | 30.0823 | 30.1714 | 30.3648 | 29.8254 | 30.5104 | 31.1286 | 31.2702 | 31.4243 | 31.5199 | 31.6745 | 31.8346 | 31.7536 | 31.9385 | 32.1768 | 32.373 | 32.6063 | 32.7384 | 33.0328 | 33.2442 | 33.4605 | 33.6385 | 33.8657 | 34.0466 | 34.3119 | 34.5453 | 34.7477
Winter
Price band | 2020 | 2021 | 2022 | 2023 | 2024 | 2025 | 2026 | 2027 | 2028 | 2029 | 2030 | 2031 | 2032 | 2033 | 2034 | 2035 | 2036 | 2037 | 2038 | 2039 | 2040 | 2041 | 2042 | 2043 | 2044 | 2045 | 2046 | 2047 | 2048 | 2049 | 2050
$300 - $500 | 0 | 0 | 0 | 0 | 0 | 0 | 0 | 0 | 0 | 0 | 0 | 0 | 0 | 0 | 0 | 0 | 0 | 0 | 0 | 0 | 0 | 0 | 0 | 0 | 0 | 0 | 0 | 0 | 0 | 0 | 0
$500 - $1,000 | 0.87 | 0.87 | 0.88001 | 0.89448 | 0.90909 | 0.91941 | 0.92882 | 0.94 | 0.93556 | 0.96323 | 0.98213 | 0.9928 | 1.0044 | 1.0156 | 1.0297 | 1.039 | 1.0516 | 1.0681 | 1.0858 | 1.1007 | 1.1152 | 1.1337 | 1.1505 | 1.1678 | 1.1858 | 1.2012 | 1.2194 | 1.2367 | 1.2547 | 1.2717 | 1.2682
$1,000 - $7,500 | 29.51 | 29.51 | 29.8495 | 30.3403 | 30.8359 | 31.186 | 31.505 | 31.8843 | 31.7337 | 32.6722 | 33.3133 | 33.6752 | 34.069 | 34.4493 | 34.9284 | 35.2412 | 35.6684 | 36.2292 | 36.8291 | 37.3336 | 37.8287 | 38.4529 | 39.0237 | 39.6104 | 40.2231 | 40.7454 | 41.3613 | 41.9486 | 42.5581 | 43.1361 | 43.0151
$7,500 - MPC | 29.51 | 29.51 | 29.8495 | 30.3403 | 30.8359 | 31.186 | 31.505 | 31.8843 | 31.7337 | 32.6722 | 33.3133 | 33.6752 | 34.069 | 34.4493 | 34.9284 | 35.2412 | 35.6684 | 36.2292 | 36.8291 | 37.3336 | 37.8287 | 38.4529 | 39.0237 | 39.6104 | 40.2231 | 40.7454 | 41.3613 | 41.9486 | 42.5581 | 43.1361 | 43.0151
MPC | 29.51 | 29.51 | 29.8495 | 30.3403 | 30.8359 | 31.186 | 31.505 | 31.8843 | 31.7337 | 32.6722 | 33.3133 | 33.6752 | 34.069 | 34.4493 | 34.9284 | 35.2412 | 35.6684 | 36.2292 | 36.8291 | 37.3336 | 37.8287 | 38.4529 | 39.0237 | 39.6104 | 40.2231 | 40.7454 | 41.3613 | 41.9486 | 42.5581 | 43.1361 | 43.0151
High DER
Queensland
Summer
Price band | 2019-20 | 2020-21 | 2021-22 | 2022-23 | 2023-24 | 2024-25 | 2025-26 | 2026-27 | 2027-28 | 2028-29 | 2029-30 | 2030-31 | 2031-32 | 2032-33 | 2033-34 | 2034-35 | 2035-36 | 2036-37 | 2037-38 | 2038-39 | 2039-40 | 2040-41 | 2041-42 | 2042-43 | 2043-44 | 2044-45 | 2045-46 | 2046-47 | 2047-48 | 2048-49 | 2049-50
$300 - $500 | 6.25 | 6.25 | 6.4645 | 6.7225 | 6.9455 | 7.1565 | 7.3682 | 7.587 | 7.8587 | 8.084 | 8.3001 | 8.5245 | 8.7899 | 9.0188 | 9.2703 | 9.5196 | 9.8137 | 10.0621 | 10.3519 | 10.6061 | 10.9394 | 11.2229 | 11.4866 | 11.822 | 12.1055 | 12.3878 | 12.7052 | 12.9829 | 13.2716 | 13.5556 | 13.8371
$500 - $1,000 | 10.67 | 10.67 | 11.0361 | 11.4766 | 11.8573 | 12.2176 | 12.579 | 12.9525 | 13.4164 | 13.801 | 14.17 | 14.5531 | 15.0061 | 15.3969 | 15.8262 | 16.2519 | 16.754 | 17.1781 | 17.6728 | 18.1067 | 18.6758 | 19.1598 | 19.61 | 20.1824 | 20.6666 | 21.1484 | 21.6903 | 22.1645 | 22.6572 | 23.142 | 23.6227
$1,000 - $7,500 | 11.87 | 11.87 | 12.2773 | 12.7673 | 13.1909 | 13.5916 | 13.9937 | 14.4092 | 14.9253 | 15.3532 | 15.7636 | 16.1898 | 16.6937 | 17.1285 | 17.6061 | 18.0797 | 18.6383 | 19.11 | 19.6604 | 20.1431 | 20.7761 | 21.3146 | 21.8154 | 22.4523 | 22.9908 | 23.5268 | 24.1297 | 24.6572 | 25.2054 | 25.7447 | 26.2794
$7,500 - MPC | 32.14 | 32.14 | 33.2429 | 34.5696 | 35.7164 | 36.8015 | 37.8904 | 39.0152 | 40.4127 | 41.5713 | 42.6827 | 43.8366 | 45.201 | 46.3784 | 47.6714 | 48.9538 | 50.4662 | 51.7434 | 53.2339 | 54.5408 | 56.2548 | 57.7129 | 59.0689 | 60.7932 | 62.2515 | 63.7028 | 65.3351 | 66.7635 | 68.2478 | 69.7081 | 71.1558
MPC | 202.14 | 202.14 | 209.0765 | 217.4208 | 224.6334 | 231.458 | 238.3062 | 245.3805 | 254.1702 | 261.4568 | 268.4465 | 275.7043 | 284.2854 | 291.6903 | 299.8223 | 307.888 | 317.3999 | 325.4331 | 334.8069 | 343.0265 | 353.8067 | 362.9769 | 371.5053 | 382.3503 | 391.5223 | 400.65 | 410.9159 | 419.8996 | 429.2346 | 438.419 | 447.5245
Winter
Price band | 2020 | 2021 | 2022 | 2023 | 2024 | 2025 | 2026 | 2027 | 2028 | 2029 | 2030 | 2031 | 2032 | 2033 | 2034 | 2035 | 2036 | 2037 | 2038 | 2039 | 2040 | 2041 | 2042 | 2043 | 2044 | 2045 | 2046 | 2047 | 2048 | 2049 | 2050
$300 - $500 | 6.25 | 6.25 | 6.4618 | 6.6639 | 6.8698 | 7.0761 | 7.2755 | 7.4819 | 7.7138 | 7.9318 | 8.0902 | 8.3103 | 8.5155 | 8.7271 | 8.9452 | 9.2072 | 9.443 | 9.6902 | 9.9313 | 10.1835 | 10.4392 | 10.7111 | 10.9756 | 11.2588 | 11.5135 | 11.7665 | 12.0463 | 12.3101 | 12.6004 | 12.8721 | 12.8623
$500 - $1,000 | 10.67 | 10.67 | 11.0315 | 11.3767 | 11.7281 | 12.0804 | 12.4207 | 12.7732 | 13.169 | 13.5412 | 13.8116 | 14.1873 | 14.5376 | 14.899 | 15.2713 | 15.7185 | 16.121 | 16.5431 | 16.9547 | 17.3852 | 17.8218 | 18.2859 | 18.7376 | 19.2211 | 19.6559 | 20.0878 | 20.5654 | 21.0158 | 21.5115 | 21.9752 | 21.9586
$1,000 - $7,500 | 11.87 | 11.87 | 12.2722 | 12.6562 | 13.0471 | 13.439 | 13.8176 | 14.2097 | 14.65 | 15.0641 | 15.3649 | 15.7829 | 16.1726 | 16.5746 | 16.9887 | 17.4863 | 17.9341 | 18.4036 | 18.8615 | 19.3404 | 19.8261 | 20.3424 | 20.8449 | 21.3828 | 21.8665 | 22.3469 | 22.8783 | 23.3793 | 23.9307 | 24.4467 | 24.4282
$7,500 - MPC | 32.14 | 32.14 | 33.229 | 34.2686 | 35.3273 | 36.3884 | 37.4135 | 38.4751 | 39.6674 | 40.7887 | 41.603 | 42.7349 | 43.79 | 44.8785 | 45.9998 | 47.3471 | 48.5595 | 49.8308 | 51.0708 | 52.3674 | 53.6825 | 55.0805 | 56.4411 | 57.8974 | 59.2071 | 60.5081 | 61.9467 | 63.3033 | 64.7965 | 66.1934 | 66.1433
MPC | 182.14 | 182.14 | 188.3116 | 194.2031 | 200.2027 | 206.2158 | 212.0256 | 218.0416 | 224.7981 | 231.1527 | 235.7676 | 242.182 | 248.1616 | 254.33 | 260.6849 | 268.3199 | 275.1909 | 282.3954 | 289.4222 | 296.7705 | 304.2232 | 312.1459 | 319.8563 | 328.1092 | 335.5316 | 342.9042 | 351.0569 | 358.7452 | 367.2068 | 375.1236 | 374.8394
New South Wales
Summer
Price band | 2019-20 | 2020-21 | 2021-22 | 2022-23 | 2023-24 | 2024-25 | 2025-26 | 2026-27 | 2027-28 | 2028-29 | 2029-30 | 2030-31 | 2031-32 | 2032-33 | 2033-34 | 2034-35 | 2035-36 | 2036-37 | 2037-38 | 2038-39 | 2039-40 | 2040-41 | 2041-42 | 2042-43 | 2043-44 | 2044-45 | 2045-46 | 2046-47 | 2047-48 | 2048-49 | 2049-50
$300 - $500 | 41.51 | 41.51 | 48.513 | 55.9796 | 63.0158 | 70.1521 | 76.8394 | 84.4813 | 91.396 | 100.0271 | 108.5322 | 116.3321 | 124.4373 | 132.4932 | 140.4211 | 150.1127 | 157.6971 | 166.6084 | 176.1699 | 186.1902 | 195.3969 | 205.1097 | 214.4025 | 222.8095 | 232.6279 | 243.8924 | 254.5696 | 264.0166 | 274.3365 | 284.0154 | 294.3076
$500 - $1,000 | 77.82 | 77.82 | 90.9488 | 104.9466 | 118.1375 | 131.5161 | 144.053 | 158.3795 | 171.3428 | 187.5237 | 203.4685 | 218.0912 | 233.2862 | 248.3888 | 263.2515 | 281.4206 | 295.6393 | 312.3456 | 330.2708 | 349.0562 | 366.3162 | 384.5251 | 401.9466 | 417.7074 | 436.1143 | 457.2321 | 477.2491 | 494.9596 | 514.3065 | 532.4518 | 551.747
$1,000 - $7,500 | 79.77 | 79.77 | 93.2277 | 107.5763 | 121.0977 | 134.8116 | 147.6627 | 162.3481 | 175.6362 | 192.2226 | 208.567 | 223.5561 | 239.1319 | 254.6129 | 269.848 | 288.4724 | 303.0474 | 320.1723 | 338.5467 | 357.8027 | 375.4953 | 394.1605 | 412.0185 | 428.1743 | 447.0424 | 468.6893 | 489.2079 | 507.3622 | 527.1939 | 545.7939 | 565.5726
$7,500 - MPC | 93.24 | 93.24 | 108.9702 | 125.7417 | 141.5464 | 157.576 | 172.5971 | 189.7623 | 205.2943 | 224.6814 | 243.7857 | 261.3059 | 279.5118 | 297.6069 | 315.4147 | 337.184 | 354.2201 | 374.2368 | 395.7139 | 418.2215 | 438.9016 | 460.7186 | 481.5922 | 500.476 | 522.5302 | 547.8324 | 571.8158 | 593.0356 | 616.2161 | 637.957 | 661.0755
MPC | 93.24 | 93.24 | 108.9702 | 125.7417 | 141.5464 | 157.576 | 172.5971 | 189.7623 | 205.2943 | 224.6814 | 243.7857 | 261.3059 | 279.5118 | 297.6069 | 315.4147 | 337.184 | 354.2201 | 374.2368 | 395.7139 | 418.2215 | 438.9016 | 460.7186 | 481.5922 | 500.476 | 522.5302 | 547.8324 | 571.8158 | 593.0356 | 616.2161 | 637.957 | 661.0755
Winter
Price band | 2020 | 2021 | 2022 | 2023 | 2024 | 2025 | 2026 | 2027 | 2028 | 2029 | 2030 | 2031 | 2032 | 2033 | 2034 | 2035 | 2036 | 2037 | 2038 | 2039 | 2040 | 2041 | 2042 | 2043 | 2044 | 2045 | 2046 | 2047 | 2048 | 2049 | 2050
$300 - $500 | 41.51 | 41.51 | 46.8549 | 52.243 | 57.3639 | 62.768 | 68.0583 | 73.554 | 79.4609 | 85.1205 | 90.8277 | 97.0232 | 103.3668 | 109.4383 | 116.1529 | 122.744 | 129.8354 | 137.1867 | 144.1976 | 150.6218 | 157.9348 | 165.2365 | 172.2903 | 179.5967 | 187.1214 | 194.2928 | 201.6902 | 208.9061 | 216.3759 | 223.8814 | 227.3119
$500 - $1,000 | 77.82 | 77.82 | 87.8403 | 97.9415 | 107.5418 | 117.673 | 127.5908 | 137.8939 | 148.9677 | 159.5779 | 170.2773 | 181.8922 | 193.7848 | 205.1672 | 217.7551 | 230.1118 | 243.4062 | 257.1879 | 270.3314 | 282.375 | 296.085 | 309.7736 | 322.9975 | 336.6951 | 350.8019 | 364.2463 | 378.1145 | 391.6423 | 405.6461 | 419.7169 | 426.1482
$1,000 - $7,500 | 79.77 | 79.77 | 90.0414 | 100.3957 | 110.2366 | 120.6217 | 130.788 | 141.3492 | 152.7005 | 163.5766 | 174.5441 | 186.4501 | 198.6406 | 210.3082 | 223.2116 | 235.8779 | 249.5055 | 263.6324 | 277.1054 | 289.4507 | 303.5043 | 317.5358 | 331.0911 | 345.1319 | 359.5922 | 373.3735 | 387.5892 | 401.456 | 415.8108 | 430.2341 | 436.8266
$7,500 - MPC | 93.24 | 93.24 | 105.2458 | 117.3486 | 128.8512 | 140.9899 | 152.8729 | 165.2175 | 178.4856 | 191.1982 | 204.0177 | 217.9341 | 232.1831 | 245.821 | 260.9032 | 275.7083 | 291.6371 | 308.1495 | 323.8975 | 338.3275 | 354.7541 | 371.1551 | 386.9994 | 403.4111 | 420.3132 | 436.4215 | 453.0377 | 469.2461 | 486.0248 | 502.8836 | 510.5893
MPC | 93.24 | 93.24 | 105.2458 | 117.3486 | 128.8512 | 140.9899 | 152.8729 | 165.2175 | 178.4856 | 191.1982 | 204.0177 | 217.9341 | 232.1831 | 245.821 | 260.9032 | 275.7083 | 291.6371 | 308.1495 | 323.8975 | 338.3275 | 354.7541 | 371.1551 | 386.9994 | 403.4111 | 420.3132 | 436.4215 | 453.0377 | 469.2461 | 486.0248 | 502.8836 | 510.5893
Victoria
Summer
Price band | 2019-20 | 2020-21 | 2021-22 | 2022-23 | 2023-24 | 2024-25 | 2025-26 | 2026-27 | 2027-28 | 2028-29 | 2029-30 | 2030-31 | 2031-32 | 2032-33 | 2033-34 | 2034-35 | 2035-36 | 2036-37 | 2037-38 | 2038-39 | 2039-40 | 2040-41 | 2041-42 | 2042-43 | 2043-44 | 2044-45 | 2045-46 | 2046-47 | 2047-48 | 2048-49 | 2049-50
$300 - $500 | 13.8 | 13.8 | 15.8787 | 17.8688 | 19.8739 | 22.1822 | 24.0226 | 26.1044 | 28.1472 | 30.4165 | 32.4586 | 34.7747 | 37.0973 | 39.1071 | 41.2282 | 43.4465 | 45.7107 | 48.428 | 50.9155 | 53.1837 | 56.2033 | 58.9962 | 61.7994 | 64.8156 | 67.4674 | 70.3244 | 73.1744 | 76.5717 | 79.6467 | 82.5001 | 85.9534
$500 - $1,000 | 46.09 | 46.09 | 53.0326 | 59.6792 | 66.3759 | 74.0852 | 80.2318 | 87.185 | 94.0076 | 101.5868 | 108.4069 | 116.1423 | 123.8996 | 130.6121 | 137.6963 | 145.1049 | 152.6672 | 161.7427 | 170.0502 | 177.6257 | 187.7108 | 197.0386 | 206.4009 | 216.4749 | 225.3312 | 234.8733 | 244.3918 | 255.7384 | 266.0083 | 275.5383 | 287.0721
$1,000 - $7,500 | 49.51 | 49.51 | 56.9678 | 64.1076 | 71.3011 | 79.5825 | 86.1853 | 93.6544 | 100.9832 | 109.1248 | 116.451 | 124.7604 | 133.0932 | 140.3039 | 147.9137 | 155.8721 | 163.9955 | 173.7444 | 182.6684 | 190.806 | 201.6394 | 211.6594 | 221.7164 | 232.5379 | 242.0514 | 252.3016 | 262.5263 | 274.7149 | 285.7469 | 295.984 | 308.3736
$7,500 - MPC | 59.63 | 59.63 | 68.6122 | 77.2114 | 85.8753 | 95.8495 | 103.8018 | 112.7977 | 121.6245 | 131.4302 | 140.254 | 150.2618 | 160.2979 | 168.9824 | 178.1478 | 187.7328 | 197.5167 | 209.2583 | 220.0064 | 229.8073 | 242.8551 | 254.9233 | 267.0359 | 280.0694 | 291.5275 | 303.8728 | 316.1875 | 330.8675 | 344.1544 | 356.4841 | 371.4061
MPC | 184.63 | 84.63 | 97.378 | 109.5824 | 121.8787 | 136.0346 | 147.3209 | 160.0883 | 172.6159 | 186.5326 | 199.0557 | 213.2594 | 227.5032 | 239.8286 | 252.8366 | 266.4402 | 280.3259 | 296.9903 | 312.2446 | 326.1545 | 344.6726 | 361.8003 | 378.9913 | 397.489 | 413.751 | 431.2721 | 448.7497 | 469.5844 | 488.4419 | 505.9408 | 527.1189
Winter
Price band | 2020 | 2021 | 2022 | 2023 | 2024 | 2025 | 2026 | 2027 | 2028 | 2029 | 2030 | 2031 | 2032 | 2033 | 2034 | 2035 | 2036 | 2037 | 2038 | 2039 | 2040 | 2041 | 2042 | 2043 | 2044 | 2045 | 2046 | 2047 | 2048 | 2049 | 2050
$300 - $500 | 13.8 | 13.8 | 16.2024 | 18.5799 | 21.0053 | 23.4707 | 25.9146 | 28.3109 | 30.8766 | 33.4362 | 35.6079 | 38.5153 | 41.0358 | 43.5559 | 46.5372 | 49.4365 | 52.7858 | 56.1225 | 59.1837 | 62.3741 | 65.6942 | 69.0306 | 72.5292 | 76.2043 | 80.1182 | 83.9669 | 88.1639 | 92.3598 | 96.7528 | 101.0412 | 102.2154
$500 - $1,000 | 46.09 | 46.09 | 54.1138 | 62.0542 | 70.1547 | 78.3886 | 86.551 | 94.5543 | 103.1233 | 111.6719 | 118.9251 | 128.6356 | 137.0538 | 145.4703 | 155.4275 | 165.1108 | 176.2968 | 187.441 | 197.6649 | 208.3203 | 219.4092 | 230.5521 | 242.2371 | 254.5113 | 267.5831 | 280.4372 | 294.4547 | 308.4682 | 323.1404 | 337.4631 | 341.3846
$1,000 - $7,500 | 49.51 | 49.51 | 58.1292 | 66.6588 | 75.3604 | 84.2053 | 92.9733 | 101.5705 | 110.7753 | 119.9583 | 127.7497 | 138.1807 | 147.2235 | 156.2646 | 166.9606 | 177.3624 | 189.3785 | 201.3496 | 212.3322 | 223.7782 | 235.6899 | 247.6597 | 260.2117 | 273.3967 | 287.4385 | 301.2464 | 316.304 | 331.3574 | 347.1183 | 362.5037 | 366.7162
$7,500 - MPC | 59.63 | 59.63 | 70.011 | 80.284 | 90.7643 | 101.4171 | 111.9773 | 122.3318 | 133.4181 | 144.4781 | 153.8621 | 166.4252 | 177.3165 | 188.2056 | 201.0879 | 213.6159 | 228.088 | 242.5061 | 255.7335 | 269.5192 | 283.8657 | 298.2822 | 313.3998 | 329.2798 | 346.1918 | 362.8221 | 380.9575 | 399.0879 | 418.0704 | 436.6006 | 441.6741
MPC | 159.63 | 59.63 | 70.011 | 80.284 | 90.7643 | 101.4171 | 111.9773 | 122.3318 | 133.4181 | 144.4781 | 153.8621 | 166.4252 | 177.3165 | 188.2056 | 201.0879 | 213.6159 | 228.088 | 242.5061 | 255.7335 | 269.5192 | 283.8657 | 298.2822 | 313.3998 | 329.2798 | 346.1918 | 362.8221 | 380.9575 | 399.0879 | 418.0704 | 436.6006 | 441.6741
South Australia
Summer
Price band | 2019-20 | 2020-21 | 2021-22 | 2022-23 | 2023-24 | 2024-25 | 2025-26 | 2026-27 | 2027-28 | 2028-29 | 2029-30 | 2030-31 | 2031-32 | 2032-33 | 2033-34 | 2034-35 | 2035-36 | 2036-37 | 2037-38 | 2038-39 | 2039-40 | 2040-41 | 2041-42 | 2042-43 | 2043-44 | 2044-45 | 2045-46 | 2046-47 | 2047-48 | 2048-49 | 2049-50
$300 - $500 | 3.96 | 3.96 | 4.4457 | 4.9659 | 5.4646 | 5.9689 | 6.461 | 6.9772 | 7.42 | 7.9436 | 8.5001 | 9.0417 | 9.6278 | 10.1545 | 10.5693 | 11.1466 | 11.657 | 12.2916 | 12.932 | 13.4511 | 14.0012 | 14.5631 | 15.2749 | 15.8401 | 16.5566 | 17.0526 | 17.6407 | 18.4058 | 18.9886 | 19.6803 | 20.329
$500 - $1,000 | 10.73 | 10.73 | 12.0459 | 13.4557 | 14.8068 | 16.1734 | 17.5066 | 18.9054 | 20.1053 | 21.5239 | 23.0318 | 24.4993 | 26.0875 | 27.5145 | 28.6386 | 30.2028 | 31.5857 | 33.3052 | 35.0406 | 36.4471 | 37.9376 | 39.4601 | 41.3889 | 42.9202 | 44.8616 | 46.2056 | 47.7992 | 49.8723 | 51.4513 | 53.3255 | 55.0833
$1,000 - $7,500 | 11.94 | 11.94 | 13.4043 | 14.973 | 16.4765 | 17.9972 | 19.4808 | 21.0373 | 22.3725 | 23.9511 | 25.6291 | 27.262 | 29.0293 | 30.6173 | 31.8682 | 33.6088 | 35.1476 | 37.061 | 38.992 | 40.5572 | 42.2157 | 43.9099 | 46.0562 | 47.7602 | 49.9206 | 51.4161 | 53.1894 | 55.4963 | 57.2534 | 59.3389 | 61.2949
$7,500 - MPC | 32.99 | 32.99 | 37.0359 | 41.3702 | 45.5242 | 49.726 | 53.825 | 58.1257 | 61.8148 | 66.1765 | 70.8127 | 75.3244 | 80.2075 | 84.595 | 88.0512 | 92.8604 | 97.1121 | 102.3988 | 107.7343 | 112.0587 | 116.6412 | 121.3224 | 127.2525 | 131.9606 | 137.9296 | 142.0616 | 146.9614 | 153.3354 | 158.19 | 163.9524 | 169.3568
MPC | 32.99 | 32.99 | 37.0359 | 41.3702 | 45.5242 | 49.726 | 53.825 | 58.1257 | 61.8148 | 66.1765 | 70.8127 | 75.3244 | 80.2075 | 84.595 | 88.0512 | 92.8604 | 97.1121 | 102.3988 | 107.7343 | 112.0587 | 116.6412 | 121.3224 | 127.2525 | 131.9606 | 137.9296 | 142.0616 | 146.9614 | 153.3354 | 158.19 | 163.9524 | 169.3568
Winter
Price band | 2020 | 2021 | 2022 | 2023 | 2024 | 2025 | 2026 | 2027 | 2028 | 2029 | 2030 | 2031 | 2032 | 2033 | 2034 | 2035 | 2036 | 2037 | 2038 | 2039 | 2040 | 2041 | 2042 | 2043 | 2044 | 2045 | 2046 | 2047 | 2048 | 2049 | 2050
$300 - $500 | 3.96 | 3.96 | 4.2757 | 4.649 | 4.9983 | 5.3659 | 5.7142 | 6.0668 | 6.4368 | 6.8034 | 7.1817 | 7.5623 | 7.9483 | 8.2795 | 8.6476 | 9.0441 | 9.4549 | 9.8947 | 10.3057 | 10.7182 | 11.1321 | 11.5598 | 11.9706 | 12.4154 | 12.8249 | 13.2935 | 13.6967 | 14.1372 | 14.5613 | 14.9684 | 15.1415
$500 - $1,000 | 10.73 | 10.73 | 11.5855 | 12.597 | 13.5433 | 14.5393 | 15.4831 | 16.4386 | 17.441 | 18.4345 | 19.4596 | 20.4907 | 21.5368 | 22.4342 | 23.4315 | 24.5058 | 25.619 | 26.8106 | 27.9244 | 29.042 | 30.1635 | 31.3225 | 32.4354 | 33.6406 | 34.7503 | 36.02 | 37.1126 | 38.3062 | 39.4551 | 40.5583 | 41.0274
$1,000 - $7,500 | 11.94 | 11.94 | 12.8919 | 14.0175 | 15.0705 | 16.1789 | 17.2291 | 18.2924 | 19.4078 | 20.5134 | 21.654 | 22.8014 | 23.9654 | 24.9641 | 26.0738 | 27.2692 | 28.5081 | 29.834 | 31.0734 | 32.3171 | 33.565 | 34.8547 | 36.0931 | 37.4342 | 38.669 | 40.082 | 41.2977 | 42.6259 | 43.9044 | 45.1319 | 45.6539
$7,500 - MPC | 32.99 | 32.99 | 35.6202 | 38.7301 | 41.6396 | 44.7019 | 47.6036 | 50.5415 | 53.6234 | 56.678 | 59.8295 | 63 | 66.216 | 68.9752 | 72.0415 | 75.3444 | 78.7672 | 82.4307 | 85.8551 | 89.2914 | 92.7395 | 96.3029 | 99.7245 | 103.4299 | 106.8418 | 110.7457 | 114.1048 | 117.7746 | 121.3071 | 124.6987 | 126.141
MPC | 32.99 | 32.99 | 35.6202 | 38.7301 | 41.6396 | 44.7019 | 47.6036 | 50.5415 | 53.6234 | 56.678 | 59.8295 | 63 | 66.216 | 68.9752 | 72.0415 | 75.3444 | 78.7672 | 82.4307 | 85.8551 | 89.2914 | 92.7395 | 96.3029 | 99.7245 | 103.4299 | 106.8418 | 110.7457 | 114.1048 | 117.7746 | 121.3071 | 124.6987 | 126.141
Tasmania
Summer
Price band | 2019-20 | 2020-21 | 2021-22 | 2022-23 | 2023-24 | 2024-25 | 2025-26 | 2026-27 | 2027-28 | 2028-29 | 2029-30 | 2030-31 | 2031-32 | 2032-33 | 2033-34 | 2034-35 | 2035-36 | 2036-37 | 2037-38 | 2038-39 | 2039-40 | 2040-41 | 2041-42 | 2042-43 | 2043-44 | 2044-45 | 2045-46 | 2046-47 | 2047-48 | 2048-49 | 2049-50
$300 - $500 | 0 | 0 | 0 | 0 | 0 | 0 | 0 | 0 | 0 | 0 | 0 | 0 | 0 | 0 | 0 | 0 | 0 | 0 | 0 | 0 | 0 | 0 | 0 | 0 | 0 | 0 | 0 | 0 | 0 | 0 | 0
$500 - $1,000 | 0.87 | 0.87 | 0.87071 | 0.87836 | 0.88359 | 0.88687 | 0.8895 | 0.8952 | 0.8793 | 0.89949 | 0.91772 | 0.92189 | 0.92644 | 0.92925 | 0.93381 | 0.93853 | 0.93615 | 0.9416 | 0.94862 | 0.9544 | 0.96128 | 0.96518 | 0.97386 | 0.98009 | 0.98647 | 0.99171 | 0.99841 | 1.0037 | 1.0116 | 1.0184 | 1.0244
$1,000 - $7,500 | 29.51 | 29.51 | 29.534 | 29.7935 | 29.971 | 30.0823 | 30.1714 | 30.3648 | 29.8254 | 30.5104 | 31.1286 | 31.2702 | 31.4243 | 31.5199 | 31.6745 | 31.8346 | 31.7536 | 31.9385 | 32.1768 | 32.373 | 32.6063 | 32.7384 | 33.0328 | 33.2442 | 33.4605 | 33.6385 | 33.8657 | 34.0466 | 34.3119 | 34.5453 | 34.7477
$7,500 - MPC | 29.51 | 29.51 | 29.534 | 29.7935 | 29.971 | 30.0823 | 30.1714 | 30.3648 | 29.8254 | 30.5104 | 31.1286 | 31.2702 | 31.4243 | 31.5199 | 31.6745 | 31.8346 | 31.7536 | 31.9385 | 32.1768 | 32.373 | 32.6063 | 32.7384 | 33.0328 | 33.2442 | 33.4605 | 33.6385 | 33.8657 | 34.0466 | 34.3119 | 34.5453 | 34.7477
MPC | 29.51 | 29.51 | 29.534 | 29.7935 | 29.971 | 30.0823 | 30.1714 | 30.3648 | 29.8254 | 30.5104 | 31.1286 | 31.2702 | 31.4243 | 31.5199 | 31.6745 | 31.8346 | 31.7536 | 31.9385 | 32.1768 | 32.373 | 32.6063 | 32.7384 | 33.0328 | 33.2442 | 33.4605 | 33.6385 | 33.8657 | 34.0466 | 34.3119 | 34.5453 | 34.7477
Winter
Price band | 2020 | 2021 | 2022 | 2023 | 2024 | 2025 | 2026 | 2027 | 2028 | 2029 | 2030 | 2031 | 2032 | 2033 | 2034 | 2035 | 2036 | 2037 | 2038 | 2039 | 2040 | 2041 | 2042 | 2043 | 2044 | 2045 | 2046 | 2047 | 2048 | 2049 | 2050
$300 - $500 | 0 | 0 | 0 | 0 | 0 | 0 | 0 | 0 | 0 | 0 | 0 | 0 | 0 | 0 | 0 | 0 | 0 | 0 | 0 | 0 | 0 | 0 | 0 | 0 | 0 | 0 | 0 | 0 | 0 | 0 | 0
$500 - $1,000 | 0.87 | 0.87 | 0.88001 | 0.89448 | 0.90909 | 0.91941 | 0.92882 | 0.94 | 0.93556 | 0.96323 | 0.98213 | 0.9928 | 1.0044 | 1.0156 | 1.0297 | 1.039 | 1.0516 | 1.0681 | 1.0858 | 1.1007 | 1.1152 | 1.1337 | 1.1505 | 1.1678 | 1.1858 | 1.2012 | 1.2194 | 1.2367 | 1.2547 | 1.2717 | 1.2682
$1,000 - $7,500 | 29.51 | 29.51 | 29.8495 | 30.3403 | 30.8359 | 31.186 | 31.505 | 31.8843 | 31.7337 | 32.6722 | 33.3133 | 33.6752 | 34.069 | 34.4493 | 34.9284 | 35.2412 | 35.6684 | 36.2292 | 36.8291 | 37.3336 | 37.8287 | 38.4529 | 39.0237 | 39.6104 | 40.2231 | 40.7454 | 41.3613 | 41.9486 | 42.5581 | 43.1361 | 43.0151
$7,500 - MPC | 29.51 | 29.51 | 29.8495 | 30.3403 | 30.8359 | 31.186 | 31.505 | 31.8843 | 31.7337 | 32.6722 | 33.3133 | 33.6752 | 34.069 | 34.4493 | 34.9284 | 35.2412 | 35.6684 | 36.2292 | 36.8291 | 37.3336 | 37.8287 | 38.4529 | 39.0237 | 39.6104 | 40.2231 | 40.7454 | 41.3613 | 41.9486 | 42.5581 | 43.1361 | 43.0151
MPC | 29.51 | 29.51 | 29.8495 | 30.3403 | 30.8359 | 31.186 | 31.505 | 31.8843 | 31.7337 | 32.6722 | 33.3133 | 33.6752 | 34.069 | 34.4493 | 34.9284 | 35.2412 | 35.6684 | 36.2292 | 36.8291 | 37.3336 | 37.8287 | 38.4529 | 39.0237 | 39.6104 | 40.2231 | 40.7454 | 41.3613 | 41.9486 | 42.5581 | 43.1361 | 43.0151
Fast Change
Queensland
Summer
Price band | 2019-20 | 2020-21 | 2021-22 | 2022-23 | 2023-24 | 2024-25 | 2025-26 | 2026-27 | 2027-28 | 2028-29 | 2029-30 | 2030-31 | 2031-32 | 2032-33 | 2033-34 | 2034-35 | 2035-36 | 2036-37 | 2037-38 | 2038-39 | 2039-40 | 2040-41 | 2041-42 | 2042-43 | 2043-44 | 2044-45 | 2045-46 | 2046-47 | 2047-48 | 2048-49 | 2049-50
$300 - $500 | 6.25 | 6.25 | 6.4645 | 6.7225 | 6.9455 | 7.1565 | 7.3682 | 7.587 | 7.8587 | 8.084 | 8.3001 | 8.5245 | 8.7899 | 9.0188 | 9.2703 | 9.5196 | 9.8137 | 10.0621 | 10.3519 | 10.6061 | 10.9394 | 11.2229 | 11.4866 | 11.822 | 12.1055 | 12.3878 | 12.7052 | 12.9829 | 13.2716 | 13.5556 | 13.8371
$500 - $1,000 | 10.67 | 10.67 | 11.0361 | 11.4766 | 11.8573 | 12.2176 | 12.579 | 12.9525 | 13.4164 | 13.801 | 14.17 | 14.5531 | 15.0061 | 15.3969 | 15.8262 | 16.2519 | 16.754 | 17.1781 | 17.6728 | 18.1067 | 18.6758 | 19.1598 | 19.61 | 20.1824 | 20.6666 | 21.1484 | 21.6903 | 22.1645 | 22.6572 | 23.142 | 23.6227
$1,000 - $7,500 | 11.87 | 11.87 | 12.2773 | 12.7673 | 13.1909 | 13.5916 | 13.9937 | 14.4092 | 14.9253 | 15.3532 | 15.7636 | 16.1898 | 16.6937 | 17.1285 | 17.6061 | 18.0797 | 18.6383 | 19.11 | 19.6604 | 20.1431 | 20.7761 | 21.3146 | 21.8154 | 22.4523 | 22.9908 | 23.5268 | 24.1297 | 24.6572 | 25.2054 | 25.7447 | 26.2794
$7,500 - MPC | 32.14 | 32.14 | 33.2429 | 34.5696 | 35.7164 | 36.8015 | 37.8904 | 39.0152 | 40.4127 | 41.5713 | 42.6827 | 43.8366 | 45.201 | 46.3784 | 47.6714 | 48.9538 | 50.4662 | 51.7434 | 53.2339 | 54.5408 | 56.2548 | 57.7129 | 59.0689 | 60.7932 | 62.2515 | 63.7028 | 65.3351 | 66.7635 | 68.2478 | 69.7081 | 71.1558
MPC | 202.14 | 202.14 | 209.0765 | 217.4208 | 224.6334 | 231.458 | 238.3062 | 245.3805 | 254.1702 | 261.4568 | 268.4465 | 275.7043 | 284.2854 | 291.6903 | 299.8223 | 307.888 | 317.3999 | 325.4331 | 334.8069 | 343.0265 | 353.8067 | 362.9769 | 371.5053 | 382.3503 | 391.5223 | 400.65 | 410.9159 | 419.8996 | 429.2346 | 438.419 | 447.5245
Winter
Price band | 2020 | 2021 | 2022 | 2023 | 2024 | 2025 | 2026 | 2027 | 2028 | 2029 | 2030 | 2031 | 2032 | 2033 | 2034 | 2035 | 2036 | 2037 | 2038 | 2039 | 2040 | 2041 | 2042 | 2043 | 2044 | 2045 | 2046 | 2047 | 2048 | 2049 | 2050
$300 - $500 | 6.25 | 6.25 | 6.4618 | 6.6639 | 6.8698 | 7.0761 | 7.2755 | 7.4819 | 7.7138 | 7.9318 | 8.0902 | 8.3103 | 8.5155 | 8.7271 | 8.9452 | 9.2072 | 9.443 | 9.6902 | 9.9313 | 10.1835 | 10.4392 | 10.7111 | 10.9756 | 11.2588 | 11.5135 | 11.7665 | 12.0463 | 12.3101 | 12.6004 | 12.8721 | 12.8623
$500 - $1,000 | 10.67 | 10.67 | 11.0315 | 11.3767 | 11.7281 | 12.0804 | 12.4207 | 12.7732 | 13.169 | 13.5412 | 13.8116 | 14.1873 | 14.5376 | 14.899 | 15.2713 | 15.7185 | 16.121 | 16.5431 | 16.9547 | 17.3852 | 17.8218 | 18.2859 | 18.7376 | 19.2211 | 19.6559 | 20.0878 | 20.5654 | 21.0158 | 21.5115 | 21.9752 | 21.9586
$1,000 - $7,500 | 11.87 | 11.87 | 12.2722 | 12.6562 | 13.0471 | 13.439 | 13.8176 | 14.2097 | 14.65 | 15.0641 | 15.3649 | 15.7829 | 16.1726 | 16.5746 | 16.9887 | 17.4863 | 17.9341 | 18.4036 | 18.8615 | 19.3404 | 19.8261 | 20.3424 | 20.8449 | 21.3828 | 21.8665 | 22.3469 | 22.8783 | 23.3793 | 23.9307 | 24.4467 | 24.4282
$7,500 - MPC | 32.14 | 32.14 | 33.229 | 34.2686 | 35.3273 | 36.3884 | 37.4135 | 38.4751 | 39.6674 | 40.7887 | 41.603 | 42.7349 | 43.79 | 44.8785 | 45.9998 | 47.3471 | 48.5595 | 49.8308 | 51.0708 | 52.3674 | 53.6825 | 55.0805 | 56.4411 | 57.8974 | 59.2071 | 60.5081 | 61.9467 | 63.3033 | 64.7965 | 66.1934 | 66.1433
MPC | 182.14 | 182.14 | 188.3116 | 194.2031 | 200.2027 | 206.2158 | 212.0256 | 218.0416 | 224.7981 | 231.1527 | 235.7676 | 242.182 | 248.1616 | 254.33 | 260.6849 | 268.3199 | 275.1909 | 282.3954 | 289.4222 | 296.7705 | 304.2232 | 312.1459 | 319.8563 | 328.1092 | 335.5316 | 342.9042 | 351.0569 | 358.7452 | 367.2068 | 375.1236 | 374.8394
New South Wales
Summer
Price band | 2019-20 | 2020-21 | 2021-22 | 2022-23 | 2023-24 | 2024-25 | 2025-26 | 2026-27 | 2027-28 | 2028-29 | 2029-30 | 2030-31 | 2031-32 | 2032-33 | 2033-34 | 2034-35 | 2035-36 | 2036-37 | 2037-38 | 2038-39 | 2039-40 | 2040-41 | 2041-42 | 2042-43 | 2043-44 | 2044-45 | 2045-46 | 2046-47 | 2047-48 | 2048-49 | 2049-50
$300 - $500 | 41.51 | 41.51 | 48.513 | 55.9796 | 63.0158 | 70.1521 | 76.8394 | 84.4813 | 91.396 | 100.0271 | 108.5322 | 116.3321 | 124.4373 | 132.4932 | 140.4211 | 150.1127 | 157.6971 | 166.6084 | 176.1699 | 186.1902 | 195.3969 | 205.1097 | 214.4025 | 222.8095 | 232.6279 | 243.8924 | 254.5696 | 264.0166 | 274.3365 | 284.0154 | 294.3076
$500 - $1,000 | 77.82 | 77.82 | 90.9488 | 104.9466 | 118.1375 | 131.5161 | 144.053 | 158.3795 | 171.3428 | 187.5237 | 203.4685 | 218.0912 | 233.2862 | 248.3888 | 263.2515 | 281.4206 | 295.6393 | 312.3456 | 330.2708 | 349.0562 | 366.3162 | 384.5251 | 401.9466 | 417.7074 | 436.1143 | 457.2321 | 477.2491 | 494.9596 | 514.3065 | 532.4518 | 551.747
$1,000 - $7,500 | 79.77 | 79.77 | 93.2277 | 107.5763 | 121.0977 | 134.8116 | 147.6627 | 162.3481 | 175.6362 | 192.2226 | 208.567 | 223.5561 | 239.1319 | 254.6129 | 269.848 | 288.4724 | 303.0474 | 320.1723 | 338.5467 | 357.8027 | 375.4953 | 394.1605 | 412.0185 | 428.1743 | 447.0424 | 468.6893 | 489.2079 | 507.3622 | 527.1939 | 545.7939 | 565.5726
$7,500 - MPC | 93.24 | 93.24 | 108.9702 | 125.7417 | 141.5464 | 157.576 | 172.5971 | 189.7623 | 205.2943 | 224.6814 | 243.7857 | 261.3059 | 279.5118 | 297.6069 | 315.4147 | 337.184 | 354.2201 | 374.2368 | 395.7139 | 418.2215 | 438.9016 | 460.7186 | 481.5922 | 500.476 | 522.5302 | 547.8324 | 571.8158 | 593.0356 | 616.2161 | 637.957 | 661.0755
MPC | 93.24 | 93.24 | 108.9702 | 125.7417 | 141.5464 | 157.576 | 172.5971 | 189.7623 | 205.2943 | 224.6814 | 243.7857 | 261.3059 | 279.5118 | 297.6069 | 315.4147 | 337.184 | 354.2201 | 374.2368 | 395.7139 | 418.2215 | 438.9016 | 460.7186 | 481.5922 | 500.476 | 522.5302 | 547.8324 | 571.8158 | 593.0356 | 616.2161 | 637.957 | 661.0755
Winter
Price band | 2020 | 2021 | 2022 | 2023 | 2024 | 2025 | 2026 | 2027 | 2028 | 2029 | 2030 | 2031 | 2032 | 2033 | 2034 | 2035 | 2036 | 2037 | 2038 | 2039 | 2040 | 2041 | 2042 | 2043 | 2044 | 2045 | 2046 | 2047 | 2048 | 2049 | 2050
$300 - $500 | 41.51 | 41.51 | 46.8549 | 52.243 | 57.3639 | 62.768 | 68.0583 | 73.554 | 79.4609 | 85.1205 | 90.8277 | 97.0232 | 103.3668 | 109.4383 | 116.1529 | 122.744 | 129.8354 | 137.1867 | 144.1976 | 150.6218 | 157.9348 | 165.2365 | 172.2903 | 179.5967 | 187.1214 | 194.2928 | 201.6902 | 208.9061 | 216.3759 | 223.8814 | 227.3119
$500 - $1,000 | 77.82 | 77.82 | 87.8403 | 97.9415 | 107.5418 | 117.673 | 127.5908 | 137.8939 | 148.9677 | 159.5779 | 170.2773 | 181.8922 | 193.7848 | 205.1672 | 217.7551 | 230.1118 | 243.4062 | 257.1879 | 270.3314 | 282.375 | 296.085 | 309.7736 | 322.9975 | 336.6951 | 350.8019 | 364.2463 | 378.1145 | 391.6423 | 405.6461 | 419.7169 | 426.1482
$1,000 - $7,500 | 79.77 | 79.77 | 90.0414 | 100.3957 | 110.2366 | 120.6217 | 130.788 | 141.3492 | 152.7005 | 163.5766 | 174.5441 | 186.4501 | 198.6406 | 210.3082 | 223.2116 | 235.8779 | 249.5055 | 263.6324 | 277.1054 | 289.4507 | 303.5043 | 317.5358 | 331.0911 | 345.1319 | 359.5922 | 373.3735 | 387.5892 | 401.456 | 415.8108 | 430.2341 | 436.8266
$7,500 - MPC | 93.24 | 93.24 | 105.2458 | 117.3486 | 128.8512 | 140.9899 | 152.8729 | 165.2175 | 178.4856 | 191.1982 | 204.0177 | 217.9341 | 232.1831 | 245.821 | 260.9032 | 275.7083 | 291.6371 | 308.1495 | 323.8975 | 338.3275 | 354.7541 | 371.1551 | 386.9994 | 403.4111 | 420.3132 | 436.4215 | 453.0377 | 469.2461 | 486.0248 | 502.8836 | 510.5893
MPC | 93.24 | 93.24 | 105.2458 | 117.3486 | 128.8512 | 140.9899 | 152.8729 | 165.2175 | 178.4856 | 191.1982 | 204.0177 | 217.9341 | 232.1831 | 245.821 | 260.9032 | 275.7083 | 291.6371 | 308.1495 | 323.8975 | 338.3275 | 354.7541 | 371.1551 | 386.9994 | 403.4111 | 420.3132 | 436.4215 | 453.0377 | 469.2461 | 486.0248 | 502.8836 | 510.5893
Victoria
Summer
Price band | 2019-20 | 2020-21 | 2021-22 | 2022-23 | 2023-24 | 2024-25 | 2025-26 | 2026-27 | 2027-28 | 2028-29 | 2029-30 | 2030-31 | 2031-32 | 2032-33 | 2033-34 | 2034-35 | 2035-36 | 2036-37 | 2037-38 | 2038-39 | 2039-40 | 2040-41 | 2041-42 | 2042-43 | 2043-44 | 2044-45 | 2045-46 | 2046-47 | 2047-48 | 2048-49 | 2049-50
$300 - $500 | 13.8 | 13.8 | 15.8787 | 17.8688 | 19.8739 | 22.1822 | 24.0226 | 26.1044 | 28.1472 | 30.4165 | 32.4586 | 34.7747 | 37.0973 | 39.1071 | 41.2282 | 43.4465 | 45.7107 | 48.428 | 50.9155 | 53.1837 | 56.2033 | 58.9962 | 61.7994 | 64.8156 | 67.4674 | 70.3244 | 73.1744 | 76.5717 | 79.6467 | 82.5001 | 85.9534
$500 - $1,000 | 46.09 | 46.09 | 53.0326 | 59.6792 | 66.3759 | 74.0852 | 80.2318 | 87.185 | 94.0076 | 101.5868 | 108.4069 | 116.1423 | 123.8996 | 130.6121 | 137.6963 | 145.1049 | 152.6672 | 161.7427 | 170.0502 | 177.6257 | 187.7108 | 197.0386 | 206.4009 | 216.4749 | 225.3312 | 234.8733 | 244.3918 | 255.7384 | 266.0083 | 275.5383 | 287.0721
$1,000 - $7,500 | 49.51 | 49.51 | 56.9678 | 64.1076 | 71.3011 | 79.5825 | 86.1853 | 93.6544 | 100.9832 | 109.1248 | 116.451 | 124.7604 | 133.0932 | 140.3039 | 147.9137 | 155.8721 | 163.9955 | 173.7444 | 182.6684 | 190.806 | 201.6394 | 211.6594 | 221.7164 | 232.5379 | 242.0514 | 252.3016 | 262.5263 | 274.7149 | 285.7469 | 295.984 | 308.3736
$7,500 - MPC | 59.63 | 59.63 | 68.6122 | 77.2114 | 85.8753 | 95.8495 | 103.8018 | 112.7977 | 121.6245 | 131.4302 | 140.254 | 150.2618 | 160.2979 | 168.9824 | 178.1478 | 187.7328 | 197.5167 | 209.2583 | 220.0064 | 229.8073 | 242.8551 | 254.9233 | 267.0359 | 280.0694 | 291.5275 | 303.8728 | 316.1875 | 330.8675 | 344.1544 | 356.4841 | 371.4061
MPC | 184.63 | 84.63 | 97.378 | 109.5824 | 121.8787 | 136.0346 | 147.3209 | 160.0883 | 172.6159 | 186.5326 | 199.0557 | 213.2594 | 227.5032 | 239.8286 | 252.8366 | 266.4402 | 280.3259 | 296.9903 | 312.2446 | 326.1545 | 344.6726 | 361.8003 | 378.9913 | 397.489 | 413.751 | 431.2721 | 448.7497 | 469.5844 | 488.4419 | 505.9408 | 527.1189
Winter
Price band | 2020 | 2021 | 2022 | 2023 | 2024 | 2025 | 2026 | 2027 | 2028 | 2029 | 2030 | 2031 | 2032 | 2033 | 2034 | 2035 | 2036 | 2037 | 2038 | 2039 | 2040 | 2041 | 2042 | 2043 | 2044 | 2045 | 2046 | 2047 | 2048 | 2049 | 2050
$300 - $500 | 13.8 | 13.8 | 16.2024 | 18.5799 | 21.0053 | 23.4707 | 25.9146 | 28.3109 | 30.8766 | 33.4362 | 35.6079 | 38.5153 | 41.0358 | 43.5559 | 46.5372 | 49.4365 | 52.7858 | 56.1225 | 59.1837 | 62.3741 | 65.6942 | 69.0306 | 72.5292 | 76.2043 | 80.1182 | 83.9669 | 88.1639 | 92.3598 | 96.7528 | 101.0412 | 102.2154
$500 - $1,000 | 46.09 | 46.09 | 54.1138 | 62.0542 | 70.1547 | 78.3886 | 86.551 | 94.5543 | 103.1233 | 111.6719 | 118.9251 | 128.6356 | 137.0538 | 145.4703 | 155.4275 | 165.1108 | 176.2968 | 187.441 | 197.6649 | 208.3203 | 219.4092 | 230.5521 | 242.2371 | 254.5113 | 267.5831 | 280.4372 | 294.4547 | 308.4682 | 323.1404 | 337.4631 | 341.3846
$1,000 - $7,500 | 49.51 | 49.51 | 58.1292 | 66.6588 | 75.3604 | 84.2053 | 92.9733 | 101.5705 | 110.7753 | 119.9583 | 127.7497 | 138.1807 | 147.2235 | 156.2646 | 166.9606 | 177.3624 | 189.3785 | 201.3496 | 212.3322 | 223.7782 | 235.6899 | 247.6597 | 260.2117 | 273.3967 | 287.4385 | 301.2464 | 316.304 | 331.3574 | 347.1183 | 362.5037 | 366.7162
$7,500 - MPC | 59.63 | 59.63 | 70.011 | 80.284 | 90.7643 | 101.4171 | 111.9773 | 122.3318 | 133.4181 | 144.4781 | 153.8621 | 166.4252 | 177.3165 | 188.2056 | 201.0879 | 213.6159 | 228.088 | 242.5061 | 255.7335 | 269.5192 | 283.8657 | 298.2822 | 313.3998 | 329.2798 | 346.1918 | 362.8221 | 380.9575 | 399.0879 | 418.0704 | 436.6006 | 441.6741
MPC | 159.63 | 59.63 | 70.011 | 80.284 | 90.7643 | 101.4171 | 111.9773 | 122.3318 | 133.4181 | 144.4781 | 153.8621 | 166.4252 | 177.3165 | 188.2056 | 201.0879 | 213.6159 | 228.088 | 242.5061 | 255.7335 | 269.5192 | 283.8657 | 298.2822 | 313.3998 | 329.2798 | 346.1918 | 362.8221 | 380.9575 | 399.0879 | 418.0704 | 436.6006 | 441.6741
South Australia
Summer
Price band | 2019-20 | 2020-21 | 2021-22 | 2022-23 | 2023-24 | 2024-25 | 2025-26 | 2026-27 | 2027-28 | 2028-29 | 2029-30 | 2030-31 | 2031-32 | 2032-33 | 2033-34 | 2034-35 | 2035-36 | 2036-37 | 2037-38 | 2038-39 | 2039-40 | 2040-41 | 2041-42 | 2042-43 | 2043-44 | 2044-45 | 2045-46 | 2046-47 | 2047-48 | 2048-49 | 2049-50
$300 - $500 | 3.96 | 3.96 | 4.4457 | 4.9659 | 5.4646 | 5.9689 | 6.461 | 6.9772 | 7.42 | 7.9436 | 8.5001 | 9.0417 | 9.6278 | 10.1545 | 10.5693 | 11.1466 | 11.657 | 12.2916 | 12.932 | 13.4511 | 14.0012 | 14.5631 | 15.2749 | 15.8401 | 16.5566 | 17.0526 | 17.6407 | 18.4058 | 18.9886 | 19.6803 | 20.329
$500 - $1,000 | 10.73 | 10.73 | 12.0459 | 13.4557 | 14.8068 | 16.1734 | 17.5066 | 18.9054 | 20.1053 | 21.5239 | 23.0318 | 24.4993 | 26.0875 | 27.5145 | 28.6386 | 30.2028 | 31.5857 | 33.3052 | 35.0406 | 36.4471 | 37.9376 | 39.4601 | 41.3889 | 42.9202 | 44.8616 | 46.2056 | 47.7992 | 49.8723 | 51.4513 | 53.3255 | 55.0833
$1,000 - $7,500 | 11.94 | 11.94 | 13.4043 | 14.973 | 16.4765 | 17.9972 | 19.4808 | 21.0373 | 22.3725 | 23.9511 | 25.6291 | 27.262 | 29.0293 | 30.6173 | 31.8682 | 33.6088 | 35.1476 | 37.061 | 38.992 | 40.5572 | 42.2157 | 43.9099 | 46.0562 | 47.7602 | 49.9206 | 51.4161 | 53.1894 | 55.4963 | 57.2534 | 59.3389 | 61.2949
$7,500 - MPC | 32.99 | 32.99 | 37.0359 | 41.3702 | 45.5242 | 49.726 | 53.825 | 58.1257 | 61.8148 | 66.1765 | 70.8127 | 75.3244 | 80.2075 | 84.595 | 88.0512 | 92.8604 | 97.1121 | 102.3988 | 107.7343 | 112.0587 | 116.6412 | 121.3224 | 127.2525 | 131.9606 | 137.9296 | 142.0616 | 146.9614 | 153.3354 | 158.19 | 163.9524 | 169.3568
MPC | 32.99 | 32.99 | 37.0359 | 41.3702 | 45.5242 | 49.726 | 53.825 | 58.1257 | 61.8148 | 66.1765 | 70.8127 | 75.3244 | 80.2075 | 84.595 | 88.0512 | 92.8604 | 97.1121 | 102.3988 | 107.7343 | 112.0587 | 116.6412 | 121.3224 | 127.2525 | 131.9606 | 137.9296 | 142.0616 | 146.9614 | 153.3354 | 158.19 | 163.9524 | 169.3568
Winter
Price band | 2020 | 2021 | 2022 | 2023 | 2024 | 2025 | 2026 | 2027 | 2028 | 2029 | 2030 | 2031 | 2032 | 2033 | 2034 | 2035 | 2036 | 2037 | 2038 | 2039 | 2040 | 2041 | 2042 | 2043 | 2044 | 2045 | 2046 | 2047 | 2048 | 2049 | 2050
$300 - $500 | 3.96 | 3.96 | 4.2757 | 4.649 | 4.9983 | 5.3659 | 5.7142 | 6.0668 | 6.4368 | 6.8034 | 7.1817 | 7.5623 | 7.9483 | 8.2795 | 8.6476 | 9.0441 | 9.4549 | 9.8947 | 10.3057 | 10.7182 | 11.1321 | 11.5598 | 11.9706 | 12.4154 | 12.8249 | 13.2935 | 13.6967 | 14.1372 | 14.5613 | 14.9684 | 15.1415
$500 - $1,000 | 10.73 | 10.73 | 11.5855 | 12.597 | 13.5433 | 14.5393 | 15.4831 | 16.4386 | 17.441 | 18.4345 | 19.4596 | 20.4907 | 21.5368 | 22.4342 | 23.4315 | 24.5058 | 25.619 | 26.8106 | 27.9244 | 29.042 | 30.1635 | 31.3225 | 32.4354 | 33.6406 | 34.7503 | 36.02 | 37.1126 | 38.3062 | 39.4551 | 40.5583 | 41.0274
$1,000 - $7,500 | 11.94 | 11.94 | 12.8919 | 14.0175 | 15.0705 | 16.1789 | 17.2291 | 18.2924 | 19.4078 | 20.5134 | 21.654 | 22.8014 | 23.9654 | 24.9641 | 26.0738 | 27.2692 | 28.5081 | 29.834 | 31.0734 | 32.3171 | 33.565 | 34.8547 | 36.0931 | 37.4342 | 38.669 | 40.082 | 41.2977 | 42.6259 | 43.9044 | 45.1319 | 45.6539
$7,500 - MPC | 32.99 | 32.99 | 35.6202 | 38.7301 | 41.6396 | 44.7019 | 47.6036 | 50.5415 | 53.6234 | 56.678 | 59.8295 | 63 | 66.216 | 68.9752 | 72.0415 | 75.3444 | 78.7672 | 82.4307 | 85.8551 | 89.2914 | 92.7395 | 96.3029 | 99.7245 | 103.4299 | 106.8418 | 110.7457 | 114.1048 | 117.7746 | 121.3071 | 124.6987 | 126.141
MPC | 32.99 | 32.99 | 35.6202 | 38.7301 | 41.6396 | 44.7019 | 47.6036 | 50.5415 | 53.6234 | 56.678 | 59.8295 | 63 | 66.216 | 68.9752 | 72.0415 | 75.3444 | 78.7672 | 82.4307 | 85.8551 | 89.2914 | 92.7395 | 96.3029 | 99.7245 | 103.4299 | 106.8418 | 110.7457 | 114.1048 | 117.7746 | 121.3071 | 124.6987 | 126.141
Tasmania
Summer
Price band | 2019-20 | 2020-21 | 2021-22 | 2022-23 | 2023-24 | 2024-25 | 2025-26 | 2026-27 | 2027-28 | 2028-29 | 2029-30 | 2030-31 | 2031-32 | 2032-33 | 2033-34 | 2034-35 | 2035-36 | 2036-37 | 2037-38 | 2038-39 | 2039-40 | 2040-41 | 2041-42 | 2042-43 | 2043-44 | 2044-45 | 2045-46 | 2046-47 | 2047-48 | 2048-49 | 2049-50
$300 - $500 | 0 | 0 | 0 | 0 | 0 | 0 | 0 | 0 | 0 | 0 | 0 | 0 | 0 | 0 | 0 | 0 | 0 | 0 | 0 | 0 | 0 | 0 | 0 | 0 | 0 | 0 | 0 | 0 | 0 | 0 | 0
$500 - $1,000 | 0.87 | 0.87 | 0.87071 | 0.87836 | 0.88359 | 0.88687 | 0.8895 | 0.8952 | 0.8793 | 0.89949 | 0.91772 | 0.92189 | 0.92644 | 0.92925 | 0.93381 | 0.93853 | 0.93615 | 0.9416 | 0.94862 | 0.9544 | 0.96128 | 0.96518 | 0.97386 | 0.98009 | 0.98647 | 0.99171 | 0.99841 | 1.0037 | 1.0116 | 1.0184 | 1.0244
$1,000 - $7,500 | 29.51 | 29.51 | 29.534 | 29.7935 | 29.971 | 30.0823 | 30.1714 | 30.3648 | 29.8254 | 30.5104 | 31.1286 | 31.2702 | 31.4243 | 31.5199 | 31.6745 | 31.8346 | 31.7536 | 31.9385 | 32.1768 | 32.373 | 32.6063 | 32.7384 | 33.0328 | 33.2442 | 33.4605 | 33.6385 | 33.8657 | 34.0466 | 34.3119 | 34.5453 | 34.7477
$7,500 - MPC | 29.51 | 29.51 | 29.534 | 29.7935 | 29.971 | 30.0823 | 30.1714 | 30.3648 | 29.8254 | 30.5104 | 31.1286 | 31.2702 | 31.4243 | 31.5199 | 31.6745 | 31.8346 | 31.7536 | 31.9385 | 32.1768 | 32.373 | 32.6063 | 32.7384 | 33.0328 | 33.2442 | 33.4605 | 33.6385 | 33.8657 | 34.0466 | 34.3119 | 34.5453 | 34.7477
MPC | 29.51 | 29.51 | 29.534 | 29.7935 | 29.971 | 30.0823 | 30.1714 | 30.3648 | 29.8254 | 30.5104 | 31.1286 | 31.2702 | 31.4243 | 31.5199 | 31.6745 | 31.8346 | 31.7536 | 31.9385 | 32.1768 | 32.373 | 32.6063 | 32.7384 | 33.0328 | 33.2442 | 33.4605 | 33.6385 | 33.8657 | 34.0466 | 34.3119 | 34.5453 | 34.7477
Winter
Price band | 2020 | 2021 | 2022 | 2023 | 2024 | 2025 | 2026 | 2027 | 2028 | 2029 | 2030 | 2031 | 2032 | 2033 | 2034 | 2035 | 2036 | 2037 | 2038 | 2039 | 2040 | 2041 | 2042 | 2043 | 2044 | 2045 | 2046 | 2047 | 2048 | 2049 | 2050
$300 - $500 | 0 | 0 | 0 | 0 | 0 | 0 | 0 | 0 | 0 | 0 | 0 | 0 | 0 | 0 | 0 | 0 | 0 | 0 | 0 | 0 | 0 | 0 | 0 | 0 | 0 | 0 | 0 | 0 | 0 | 0 | 0
$500 - $1,000 | 0.87 | 0.87 | 0.88001 | 0.89448 | 0.90909 | 0.91941 | 0.92882 | 0.94 | 0.93556 | 0.96323 | 0.98213 | 0.9928 | 1.0044 | 1.0156 | 1.0297 | 1.039 | 1.0516 | 1.0681 | 1.0858 | 1.1007 | 1.1152 | 1.1337 | 1.1505 | 1.1678 | 1.1858 | 1.2012 | 1.2194 | 1.2367 | 1.2547 | 1.2717 | 1.2682
$1,000 - $7,500 | 29.51 | 29.51 | 29.8495 | 30.3403 | 30.8359 | 31.186 | 31.505 | 31.8843 | 31.7337 | 32.6722 | 33.3133 | 33.6752 | 34.069 | 34.4493 | 34.9284 | 35.2412 | 35.6684 | 36.2292 | 36.8291 | 37.3336 | 37.8287 | 38.4529 | 39.0237 | 39.6104 | 40.2231 | 40.7454 | 41.3613 | 41.9486 | 42.5581 | 43.1361 | 43.0151
$7,500 - MPC | 29.51 | 29.51 | 29.8495 | 30.3403 | 30.8359 | 31.186 | 31.505 | 31.8843 | 31.7337 | 32.6722 | 33.3133 | 33.6752 | 34.069 | 34.4493 | 34.9284 | 35.2412 | 35.6684 | 36.2292 | 36.8291 | 37.3336 | 37.8287 | 38.4529 | 39.0237 | 39.6104 | 40.2231 | 40.7454 | 41.3613 | 41.9486 | 42.5581 | 43.1361 | 43.0151
MPC | 29.51 | 29.51 | 29.8495 | 30.3403 | 30.8359 | 31.186 | 31.505 | 31.8843 | 31.7337 | 32.6722 | 33.3133 | 33.6752 | 34.069 | 34.4493 | 34.9284 | 35.2412 | 35.6684 | 36.2292 | 36.8291 | 37.3336 | 37.8287 | 38.4529 | 39.0237 | 39.6104 | 40.2231 | 40.7454 | 41.3613 | 41.9486 | 42.5581 | 43.1361 | 43.0151
Step Change
Queensland
Summer
Price band | 2019-20 | 2020-21 | 2021-22 | 2022-23 | 2023-24 | 2024-25 | 2025-26 | 2026-27 | 2027-28 | 2028-29 | 2029-30 | 2030-31 | 2031-32 | 2032-33 | 2033-34 | 2034-35 | 2035-36 | 2036-37 | 2037-38 | 2038-39 | 2039-40 | 2040-41 | 2041-42 | 2042-43 | 2043-44 | 2044-45 | 2045-46 | 2046-47 | 2047-48 | 2048-49 | 2049-50
$300 - $500 | 6.25 | 6.25 | 6.838 | 7.4767 | 8.0812 | 8.6739 | 9.2687 | 9.8739 | 10.5521 | 11.1719 | 11.7805 | 12.4023 | 13.0865 | 13.7196 | 14.3892 | 15.0584 | 15.8022 | 16.4758 | 17.2206 | 17.9092 | 18.7355 | 19.4811 | 20.195 | 21.0384 | 21.7936 | 22.549 | 23.3715 | 24.1241 | 24.899 | 25.6674 | 26.4331
$500 - $1,000 | 10.67 | 10.67 | 11.6738 | 12.7642 | 13.7963 | 14.808 | 15.8236 | 16.8568 | 18.0146 | 19.0726 | 20.1117 | 21.1732 | 22.3414 | 23.4222 | 24.5653 | 25.7077 | 26.9774 | 28.1276 | 29.399 | 30.5746 | 31.9853 | 33.2582 | 34.4768 | 35.9167 | 37.206 | 38.4956 | 39.8999 | 41.1846 | 42.5075 | 43.8193 | 45.1266
$1,000 - $7,500 | 11.87 | 11.87 | 12.9867 | 14.1998 | 15.3479 | 16.4734 | 17.6032 | 18.7526 | 20.0406 | 21.2176 | 22.3735 | 23.5544 | 24.854 | 26.0563 | 27.328 | 28.599 | 30.0115 | 31.2909 | 32.7054 | 34.0132 | 35.5825 | 36.9985 | 38.3542 | 39.9561 | 41.3904 | 42.825 | 44.3872 | 45.8164 | 47.2881 | 48.7475 | 50.2018
$7,500 - MPC | 32.14 | 32.14 | 35.1638 | 38.4482 | 41.557 | 44.6045 | 47.6635 | 50.7758 | 54.2633 | 57.4503 | 60.58 | 63.7774 | 67.2963 | 70.5519 | 73.9952 | 77.4364 | 81.261 | 84.7254 | 88.5553 | 92.0963 | 96.3456 | 100.1797 | 103.8505 | 108.1877 | 112.0714 | 115.9559 | 120.1858 | 124.0556 | 128.0405 | 131.9918 | 135.9296
MPC | 202.14 | 202.14 | 221.1575 | 241.8145 | 261.3669 | 280.5339 | 299.7729 | 319.3472 | 341.2814 | 361.3255 | 381.0094 | 401.1191 | 423.2504 | 443.7261 | 465.3825 | 487.0256 | 511.0798 | 532.8683 | 556.956 | 579.227 | 605.9521 | 630.0661 | 653.1532 | 680.4311 | 704.8575 | 729.2884 | 755.8919 | 780.2301 | 805.2926 | 830.1441 | 854.9101
Winter
Price band | 2020 | 2021 | 2022 | 2023 | 2024 | 2025 | 2026 | 2027 | 2028 | 2029 | 2030 | 2031 | 2032 | 2033 | 2034 | 2035 | 2036 | 2037 | 2038 | 2039 | 2040 | 2041 | 2042 | 2043 | 2044 | 2045 | 2046 | 2047 | 2048 | 2049 | 2050
$300 - $500 | 6.25 | 6.25 | 6.819 | 7.3831 | 7.9558 | 8.5335 | 9.1065 | 9.692 | 10.315 | 10.9246 | 11.4536 | 12.0717 | 12.6715 | 13.2837 | 13.9086 | 14.6064 | 15.2674 | 15.9509 | 16.6285 | 17.3284 | 18.0386 | 18.7811 | 19.5153 | 20.2871 | 21.0115 | 21.7361 | 22.5136 | 23.265 | 24.0703 | 24.8435 | 25.0714
$500 - $1,000 | 10.67 | 10.67 | 11.6415 | 12.6045 | 13.5822 | 14.5683 | 15.5466 | 16.5461 | 17.6098 | 18.6504 | 19.5536 | 20.6089 | 21.6328 | 22.6779 | 23.7448 | 24.936 | 26.0644 | 27.2314 | 28.3881 | 29.5831 | 30.7955 | 32.0632 | 33.3165 | 34.6341 | 35.8709 | 37.1078 | 38.4353 | 39.7181 | 41.0928 | 42.4129 | 42.8019
$1,000 - $7,500 | 11.87 | 11.87 | 12.9507 | 14.022 | 15.1097 | 16.2068 | 17.2951 | 18.407 | 19.5903 | 20.7479 | 21.7527 | 22.9267 | 24.0657 | 25.2283 | 26.4153 | 27.7405 | 28.9958 | 30.294 | 31.5808 | 32.9101 | 34.259 | 35.6691 | 37.0635 | 38.5292 | 39.9051 | 41.2811 | 42.7579 | 44.185 | 45.7143 | 47.1828 | 47.6156
$7,500 - MPC | 32.14 | 32.14 | 35.0662 | 37.967 | 40.912 | 43.8825 | 46.8293 | 49.84 | 53.0441 | 56.1784 | 58.899 | 62.0777 | 65.1619 | 68.3099 | 71.5238 | 75.1119 | 78.5109 | 82.026 | 85.5102 | 89.1097 | 92.7618 | 96.5801 | 100.3555 | 104.3243 | 108.0498 | 111.7756 | 115.774 | 119.6381 | 123.7791 | 127.7554 | 128.9272
MPC | 182.14 | 182.14 | 198.7232 | 215.1619 | 231.8518 | 248.6857 | 265.3856 | 282.4473 | 300.605 | 318.3678 | 333.7855 | 351.7996 | 369.2776 | 387.1179 | 405.3312 | 425.6655 | 444.9275 | 464.8478 | 484.5931 | 504.9918 | 525.6888 | 547.3273 | 568.7228 | 591.214 | 612.3268 | 633.4412 | 656.1009 | 677.999 | 701.4662 | 724.0001 | 730.6409
New South Wales
Summer
Price band | 2019-20 | 2020-21 | 2021-22 | 2022-23 | 2023-24 | 2024-25 | 2025-26 | 2026-27 | 2027-28 | 2028-29 | 2029-30 | 2030-31 | 2031-32 | 2032-33 | 2033-34 | 2034-35 | 2035-36 | 2036-37 | 2037-38 | 2038-39 | 2039-40 | 2040-41 | 2041-42 | 2042-43 | 2043-44 | 2044-45 | 2045-46 | 2046-47 | 2047-48 | 2048-49 | 2049-50
$300 - $500 | 41.51 | 41.51 | 56.4198 | 71.8688 | 86.7746 | 101.7964 | 116.1304 | 131.9031 | 146.5509 | 163.9922 | 181.3136 | 197.5043 | 214.2414 | 230.9228 | 247.4023 | 267.0348 | 282.9541 | 301.2722 | 320.8077 | 341.2282 | 360.1977 | 380.1321 | 399.3176 | 416.8681 | 437.0768 | 460.0392 | 481.9338 | 501.5233 | 522.7904 | 542.8551 | 564.1095
$500 - $1,000 | 77.82 | 77.82 | 105.7719 | 134.7345 | 162.6789 | 190.8406 | 217.713 | 247.2826 | 274.7432 | 307.4409 | 339.9139 | 370.2671 | 401.6445 | 432.9176 | 463.8123 | 500.618 | 530.4623 | 564.8038 | 601.4274 | 639.7103 | 675.273 | 712.6447 | 748.6122 | 781.5148 | 819.4005 | 862.4488 | 903.4953 | 940.2203 | 980.0902 | 1017.7063 | 1057.5525
$1,000 - $7,500 | 79.77 | 79.77 | 108.4223 | 138.1106 | 166.7552 | 195.6227 | 223.1685 | 253.479 | 281.6277 | 315.1447 | 348.4314 | 379.5452 | 411.7088 | 443.7656 | 475.4344 | 513.1623 | 543.7545 | 578.9565 | 616.4979 | 655.7401 | 692.1939 | 730.502 | 767.3708 | 801.0978 | 839.9329 | 884.0599 | 926.1349 | 963.7802 | 1004.6492 | 1043.2078 | 1084.0525
$7,500 - MPC | 93.24 | 93.24 | 126.7305 | 161.432 | 194.9136 | 228.6556 | 260.8528 | 296.2816 | 329.1835 | 368.3602 | 407.2677 | 443.6353 | 481.2302 | 518.7001 | 555.7165 | 599.8152 | 635.5731 | 676.7194 | 720.6 | 766.4687 | 809.0781 | 853.855 | 896.9494 | 936.3716 | 981.7644 | 1033.3427 | 1082.5225 | 1126.5245 | 1174.2947 | 1219.3643 | 1267.1061
MPC | 93.24 | 93.24 | 126.7305 | 161.432 | 194.9136 | 228.6556 | 260.8528 | 296.2816 | 329.1835 | 368.3602 | 407.2677 | 443.6353 | 481.2302 | 518.7001 | 555.7165 | 599.8152 | 635.5731 | 676.7194 | 720.6 | 766.4687 | 809.0781 | 853.855 | 896.9494 | 936.3716 | 981.7644 | 1033.3427 | 1082.5225 | 1126.5245 | 1174.2947 | 1219.3643 | 1267.1061
Winter
Price band | 2020 | 2021 | 2022 | 2023 | 2024 | 2025 | 2026 | 2027 | 2028 | 2029 | 2030 | 2031 | 2032 | 2033 | 2034 | 2035 | 2036 | 2037 | 2038 | 2039 | 2040 | 2041 | 2042 | 2043 | 2044 | 2045 | 2046 | 2047 | 2048 | 2049 | 2050
$300 - $500 | 41.51 | 41.51 | 53.5692 | 65.6157 | 77.2624 | 89.2425 | 101.0368 | 113.1217 | 125.8568 | 138.2223 | 150.6754 | 163.9641 | 177.5426 | 190.6844 | 204.9807 | 219.0997 | 234.1536 | 249.7259 | 264.7212 | 278.6633 | 294.2751 | 309.8989 | 325.0849 | 340.7716 | 356.8991 | 372.3753 | 388.3043 | 403.9019 | 420.0075 | 436.2001 | 444.4418
$500 - $1,000 | 77.82 | 77.82 | 100.4278 | 123.0116 | 144.8461 | 167.3056 | 189.4165 | 212.0726 | 235.9474 | 259.1293 | 282.4756 | 307.3883 | 332.8443 | 357.4815 | 384.2833 | 410.7526 | 438.9746 | 468.1684 | 496.2805 | 522.4182 | 551.686 | 580.9765 | 609.446 | 638.8544 | 669.089 | 698.1027 | 727.9654 | 757.2066 | 787.4002 | 817.7569 | 833.208
$1,000 - $7,500 | 79.77 | 79.77 | 102.9443 | 126.094 | 148.4756 | 171.4979 | 194.1629 | 217.3867 | 241.8597 | 265.6225 | 289.5539 | 315.0907 | 341.1846 | 366.4393 | 393.9126 | 421.0452 | 449.9744 | 479.8997 | 508.7162 | 535.5089 | 565.5101 | 595.5345 | 624.7174 | 654.8627 | 685.8549 | 715.5957 | 746.2066 | 776.1805 | 807.1307 | 838.2481 | 854.0864
$7,500 - MPC | 93.24 | 93.24 | 120.3275 | 147.3863 | 173.5473 | 200.4571 | 226.9493 | 254.0947 | 282.7003 | 310.4757 | 338.4481 | 368.2971 | 398.7972 | 428.3164 | 460.4288 | 492.1431 | 525.9573 | 560.9358 | 594.6183 | 625.9352 | 661.0024 | 696.0968 | 730.2075 | 765.4431 | 801.6687 | 836.4315 | 872.2114 | 907.2468 | 943.4232 | 979.7951 | 998.3078
MPC | 93.24 | 93.24 | 120.3275 | 147.3863 | 173.5473 | 200.4571 | 226.9493 | 254.0947 | 282.7003 | 310.4757 | 338.4481 | 368.2971 | 398.7972 | 428.3164 | 460.4288 | 492.1431 | 525.9573 | 560.9358 | 594.6183 | 625.9352 | 661.0024 | 696.0968 | 730.2075 | 765.4431 | 801.6687 | 836.4315 | 872.2114 | 907.2468 | 943.4232 | 979.7951 | 998.3078
Victoria
Summer
Price band | 2019-20 | 2020-21 | 2021-22 | 2022-23 | 2023-24 | 2024-25 | 2025-26 | 2026-27 | 2027-28 | 2028-29 | 2029-30 | 2030-31 | 2031-32 | 2032-33 | 2033-34 | 2034-35 | 2035-36 | 2036-37 | 2037-38 | 2038-39 | 2039-40 | 2040-41 | 2041-42 | 2042-43 | 2043-44 | 2044-45 | 2045-46 | 2046-47 | 2047-48 | 2048-49 | 2049-50
$300 - $500 | 13.8 | 13.8 | 17.8651 | 21.8068 | 25.7443 | 30.0779 | 33.7729 | 37.7929 | 41.753 | 46.0522 | 50.0101 | 54.3934 | 58.7956 | 62.7038 | 66.7881 | 71.0311 | 75.3524 | 80.4295 | 85.1353 | 89.4789 | 95.0958 | 100.3418 | 105.6149 | 111.2624 | 116.2923 | 121.6824 | 127.0671 | 133.4118 | 139.2046 | 144.6165 | 151.0874
$500 - $1,000 | 46.09 | 46.09 | 59.6669 | 72.8317 | 85.9822 | 100.4558 | 112.7965 | 126.2228 | 139.4489 | 153.8075 | 167.0265 | 181.666 | 196.3689 | 209.4215 | 223.0626 | 237.2335 | 251.6661 | 268.6229 | 284.3394 | 298.8467 | 317.606 | 335.127 | 352.7384 | 371.6003 | 388.3995 | 406.4015 | 424.3856 | 445.5759 | 464.9233 | 482.998 | 504.6101
$1,000 - $7,500 | 49.51 | 49.51 | 64.0944 | 78.236 | 92.3623 | 107.9099 | 121.1663 | 135.5889 | 149.7964 | 165.2204 | 179.4204 | 195.1461 | 210.94 | 224.9611 | 239.6144 | 254.8368 | 270.3403 | 288.5554 | 305.4382 | 321.0219 | 341.1733 | 359.9943 | 378.9125 | 399.1741 | 417.2198 | 436.5576 | 455.8762 | 478.6389 | 499.4218 | 518.8378 | 542.0535
$7,500 - MPC | 59.63 | 59.63 | 77.1955 | 94.2277 | 111.2415 | 129.967 | 145.9331 | 163.3037 | 180.4153 | 198.992 | 216.0944 | 235.0346 | 254.0568 | 270.9439 | 288.5923 | 306.9263 | 325.5988 | 347.537 | 367.8707 | 386.6398 | 410.9101 | 433.5782 | 456.3634 | 480.7665 | 502.5008 | 525.7913 | 549.0587 | 576.4741 | 601.5052 | 624.8899 | 652.851
MPC | 184.63 | 84.63 | 109.5598 | 133.7329 | 157.8797 | 184.456 | 207.1159 | 231.769 | 256.0547 | 282.4198 | 306.6925 | 333.5733 | 360.5706 | 384.5376 | 409.5853 | 435.6057 | 462.1067 | 493.2426 | 522.1012 | 548.7393 | 583.1851 | 615.3568 | 647.6947 | 682.3289 | 713.1753 | 746.2304 | 779.2527 | 818.1621 | 853.6875 | 886.8762 | 926.5601
Winter
Price band | 2020 | 2021 | 2022 | 2023 | 2024 | 2025 | 2026 | 2027 | 2028 | 2029 | 2030 | 2031 | 2032 | 2033 | 2034 | 2035 | 2036 | 2037 | 2038 | 2039 | 2040 | 2041 | 2042 | 2043 | 2044 | 2045 | 2046 | 2047 | 2048 | 2049 | 2050
$300 - $500 | 13.8 | 13.8 | 18.4279 | 23.0142 | 27.6529 | 32.3451 | 37.0096 | 41.6045 | 46.4511 | 51.2961 | 55.542 | 60.9392 | 65.7352 | 70.5324 | 76.0853 | 81.5173 | 87.7069 | 93.8947 | 99.6348 | 105.6026 | 111.8013 | 118.0388 | 124.5649 | 131.4065 | 138.6738 | 145.8417 | 153.6285 | 161.4276 | 169.5854 | 177.573 | 180.0855
$500 - $1,000 | 46.09 | 46.09 | 61.5465 | 76.8642 | 92.3568 | 108.0279 | 123.6066 | 138.9529 | 155.14 | 171.3216 | 185.5021 | 203.5281 | 219.5462 | 235.5679 | 254.1139 | 272.2558 | 292.9284 | 313.5946 | 332.7658 | 352.6974 | 373.4002 | 394.2324 | 416.0289 | 438.8787 | 463.1503 | 487.0903 | 513.0969 | 539.1448 | 566.3907 | 593.0681 | 601.4594
$1,000 - $7,500 | 49.51 | 49.51 | 66.1134 | 82.5678 | 99.2099 | 116.0439 | 132.7786 | 149.2635 | 166.6518 | 184.0341 | 199.2668 | 218.6304 | 235.8371 | 253.0477 | 272.9698 | 292.4579 | 314.6645 | 336.8642 | 357.458 | 378.8684 | 401.1075 | 423.4855 | 446.8993 | 471.4447 | 497.5173 | 523.2337 | 551.1701 | 579.1508 | 608.4184 | 637.0754 | 646.0892
$7,500 - MPC | 59.63 | 59.63 | 79.6272 | 99.4449 | 119.4887 | 139.7636 | 159.9189 | 179.7735 | 200.7159 | 221.6513 | 239.9976 | 263.3191 | 284.0429 | 304.7714 | 328.7657 | 352.2372 | 378.9829 | 405.7203 | 430.5235 | 456.3103 | 483.0952 | 510.0472 | 538.2469 | 567.8095 | 599.2114 | 630.1843 | 663.831 | 697.531 | 732.7811 | 767.2956 | 778.1519
MPC | 159.63 | 59.63 | 79.6272 | 99.4449 | 119.4887 | 139.7636 | 159.9189 | 179.7735 | 200.7159 | 221.6513 | 239.9976 | 263.3191 | 284.0429 | 304.7714 | 328.7657 | 352.2372 | 378.9829 | 405.7203 | 430.5235 | 456.3103 | 483.0952 | 510.0472 | 538.2469 | 567.8095 | 599.2114 | 630.1843 | 663.831 | 697.531 | 732.7811 | 767.2956 | 778.1519
South Australia
Summer
Price band | 2019-20 | 2020-21 | 2021-22 | 2022-23 | 2023-24 | 2024-25 | 2025-26 | 2026-27 | 2027-28 | 2028-29 | 2029-30 | 2030-31 | 2031-32 | 2032-33 | 2033-34 | 2034-35 | 2035-36 | 2036-37 | 2037-38 | 2038-39 | 2039-40 | 2040-41 | 2041-42 | 2042-43 | 2043-44 | 2044-45 | 2045-46 | 2046-47 | 2047-48 | 2048-49 | 2049-50
$300 - $500 | 3.96 | 3.96 | 4.9265 | 5.933 | 6.9159 | 7.9068 | 8.8816 | 9.8903 | 10.7937 | 11.8136 | 12.8851 | 13.9367 | 15.06 | 16.0924 | 16.9464 | 18.0604 | 19.0672 | 20.2791 | 21.5041 | 22.5289 | 23.606 | 24.7038 | 26.0583 | 27.1647 | 28.5325 | 29.5216 | 30.6703 | 32.1287 | 33.2706 | 34.6046 | 35.8646
$500 - $1,000 | 10.73 | 10.73 | 13.3489 | 16.076 | 18.7393 | 21.4242 | 24.0655 | 26.7987 | 29.2465 | 32.01 | 34.9134 | 37.7629 | 40.8064 | 43.6039 | 45.9178 | 48.9363 | 51.6644 | 54.9481 | 58.2674 | 61.0442 | 63.9626 | 66.9374 | 70.6075 | 73.6053 | 77.3115 | 79.9915 | 83.1042 | 87.0558 | 90.1499 | 93.7645 | 97.1785
$1,000 - $7,500 | 11.94 | 11.94 | 14.8542 | 17.8888 | 20.8525 | 23.8402 | 26.7793 | 29.8207 | 32.5446 | 35.6197 | 38.8505 | 42.0213 | 45.4081 | 48.521 | 51.0958 | 54.4547 | 57.4905 | 61.1445 | 64.8381 | 67.928 | 71.1756 | 74.4858 | 78.5697 | 81.9056 | 86.0298 | 89.012 | 92.4757 | 96.8729 | 100.3159 | 104.3382 | 108.1371
$7,500 - MPC | 32.99 | 32.99 | 41.0418 | 49.4265 | 57.6152 | 65.8701 | 73.9908 | 82.3941 | 89.9201 | 98.4166 | 107.3433 | 116.1041 | 125.4617 | 134.0628 | 141.1769 | 150.4573 | 158.8451 | 168.9411 | 179.1464 | 187.6838 | 196.6568 | 205.8029 | 217.0867 | 226.3036 | 237.6988 | 245.9385 | 255.5085 | 267.6582 | 277.1711 | 288.2844 | 298.7807
MPC | 32.99 | 32.99 | 41.0418 | 49.4265 | 57.6152 | 65.8701 | 73.9908 | 82.3941 | 89.9201 | 98.4166 | 107.3433 | 116.1041 | 125.4617 | 134.0628 | 141.1769 | 150.4573 | 158.8451 | 168.9411 | 179.1464 | 187.6838 | 196.6568 | 205.8029 | 217.0867 | 226.3036 | 237.6988 | 245.9385 | 255.5085 | 267.6582 | 277.1711 | 288.2844 | 298.7807
Winter
Price band | 2020 | 2021 | 2022 | 2023 | 2024 | 2025 | 2026 | 2027 | 2028 | 2029 | 2030 | 2031 | 2032 | 2033 | 2034 | 2035 | 2036 | 2037 | 2038 | 2039 | 2040 | 2041 | 2042 | 2043 | 2044 | 2045 | 2046 | 2047 | 2048 | 2049 | 2050
$300 - $500 | 3.96 | 3.96 | 4.6423 | 5.3875 | 6.1075 | 6.8517 | 7.5727 | 8.3 | 9.0522 | 9.8014 | 10.5689 | 11.3416 | 12.1243 | 12.8237 | 13.5801 | 14.3823 | 15.2093 | 16.0852 | 16.9167 | 17.7521 | 18.5913 | 19.4551 | 20.2916 | 21.1872 | 22.024 | 22.9637 | 23.7916 | 24.6852 | 25.551 | 26.3878 | 26.8107
$500 - $1,000 | 10.73 | 10.73 | 12.5788 | 14.598 | 16.5489 | 18.5653 | 20.519 | 22.4896 | 24.5278 | 26.5578 | 28.6376 | 30.7313 | 32.8519 | 34.747 | 36.7965 | 38.9702 | 41.2111 | 43.5845 | 45.8374 | 48.101 | 50.3748 | 52.7154 | 54.982 | 57.4088 | 59.6762 | 62.2223 | 64.4657 | 66.8869 | 69.2328 | 71.5001 | 72.6461
$1,000 - $7,500 | 11.94 | 11.94 | 13.9973 | 16.2442 | 18.4151 | 20.6589 | 22.8329 | 25.0257 | 27.2938 | 29.5527 | 31.867 | 34.1968 | 36.5566 | 38.6654 | 40.9459 | 43.3648 | 45.8583 | 48.4994 | 51.0064 | 53.5252 | 56.0555 | 58.66 | 61.1822 | 63.8827 | 66.4058 | 69.239 | 71.7353 | 74.4296 | 77.0401 | 79.5631 | 80.8382
$7,500 - MPC | 32.99 | 32.99 | 38.6743 | 44.8824 | 50.8806 | 57.0802 | 63.0868 | 69.1457 | 75.4122 | 81.6535 | 88.0479 | 94.485 | 101.0052 | 106.8317 | 113.1329 | 119.8161 | 126.7057 | 134.0029 | 140.9298 | 147.8892 | 154.8803 | 162.0765 | 169.0453 | 176.5068 | 183.478 | 191.3061 | 198.2034 | 205.6477 | 212.8603 | 219.8313 | 223.3544
MPC | 32.99 | 32.99 | 38.6743 | 44.8824 | 50.8806 | 57.0802 | 63.0868 | 69.1457 | 75.4122 | 81.6535 | 88.0479 | 94.485 | 101.0052 | 106.8317 | 113.1329 | 119.8161 | 126.7057 | 134.0029 | 140.9298 | 147.8892 | 154.8803 | 162.0765 | 169.0453 | 176.5068 | 183.478 | 191.3061 | 198.2034 | 205.6477 | 212.8603 | 219.8313 | 223.3544
Tasmania
Summer
Price band | 2019-20 | 2020-21 | 2021-22 | 2022-23 | 2023-24 | 2024-25 | 2025-26 | 2026-27 | 2027-28 | 2028-29 | 2029-30 | 2030-31 | 2031-32 | 2032-33 | 2033-34 | 2034-35 | 2035-36 | 2036-37 | 2037-38 | 2038-39 | 2039-40 | 2040-41 | 2041-42 | 2042-43 | 2043-44 | 2044-45 | 2045-46 | 2046-47 | 2047-48 | 2048-49 | 2049-50
$300 - $500 | 0 | 0 | 0 | 0 | 0 | 0 | 0 | 0 | 0 | 0 | 0 | 0 | 0 | 0 | 0 | 0 | 0 | 0 | 0 | 0 | 0 | 0 | 0 | 0 | 0 | 0 | 0 | 0 | 0 | 0 | 0
$500 - $1,000 | 0.87 | 0.87 | 0.89712 | 0.9313 | 0.96297 | 0.99242 | 1.021 | 1.053 | 1.059 | 1.1082 | 1.1558 | 1.186 | 1.2166 | 1.2448 | 1.2753 | 1.3059 | 1.3264 | 1.3578 | 1.3915 | 1.4234 | 1.457 | 1.4861 | 1.5225 | 1.5552 | 1.5882 | 1.6193 | 1.6529 | 1.6842 | 1.7197 | 1.7537 | 1.7862
$1,000 - $7,500 | 29.51 | 29.51 | 30.43 | 31.5894 | 32.6634 | 33.6624 | 34.6312 | 35.7168 | 35.9198 | 37.5908 | 39.205 | 40.2292 | 41.2669 | 42.2242 | 43.2571 | 44.2956 | 44.991 | 46.056 | 47.199 | 48.2817 | 49.4208 | 50.4063 | 51.6427 | 52.7522 | 53.8705 | 54.9275 | 56.0653 | 57.1271 | 58.3318 | 59.4848 | 60.5858
$7,500 - MPC | 29.51 | 29.51 | 30.43 | 31.5894 | 32.6634 | 33.6624 | 34.6312 | 35.7168 | 35.9198 | 37.5908 | 39.205 | 40.2292 | 41.2669 | 42.2242 | 43.2571 | 44.2956 | 44.991 | 46.056 | 47.199 | 48.2817 | 49.4208 | 50.4063 | 51.6427 | 52.7522 | 53.8705 | 54.9275 | 56.0653 | 57.1271 | 58.3318 | 59.4848 | 60.5858
MPC | 29.51 | 29.51 | 30.43 | 31.5894 | 32.6634 | 33.6624 | 34.6312 | 35.7168 | 35.9198 | 37.5908 | 39.205 | 40.2292 | 41.2669 | 42.2242 | 43.2571 | 44.2956 | 44.991 | 46.056 | 47.199 | 48.2817 | 49.4208 | 50.4063 | 51.6427 | 52.7522 | 53.8705 | 54.9275 | 56.0653 | 57.1271 | 58.3318 | 59.4848 | 60.5858
Winter
Price band | 2020 | 2021 | 2022 | 2023 | 2024 | 2025 | 2026 | 2027 | 2028 | 2029 | 2030 | 2031 | 2032 | 2033 | 2034 | 2035 | 2036 | 2037 | 2038 | 2039 | 2040 | 2041 | 2042 | 2043 | 2044 | 2045 | 2046 | 2047 | 2048 | 2049 | 2050
$300 - $500 | 0 | 0 | 0 | 0 | 0 | 0 | 0 | 0 | 0 | 0 | 0 | 0 | 0 | 0 | 0 | 0 | 0 | 0 | 0 | 0 | 0 | 0 | 0 | 0 | 0 | 0 | 0 | 0 | 0 | 0 | 0
$500 - $1,000 | 0.87 | 0.87 | 0.91273 | 0.95995 | 1.0073 | 1.0499 | 1.0911 | 1.1341 | 1.1577 | 1.2208 | 1.2733 | 1.3153 | 1.3583 | 1.4007 | 1.447 | 1.4863 | 1.5303 | 1.5801 | 1.6317 | 1.6792 | 1.7263 | 1.7795 | 1.8303 | 1.8819 | 1.935 | 1.9838 | 2.0373 | 2.0896 | 2.143 | 2.195 | 2.2111
$1,000 - $7,500 | 29.51 | 29.51 | 30.9595 | 32.561 | 34.1686 | 35.6112 | 37.0086 | 38.4687 | 39.267 | 41.4083 | 43.1914 | 44.6143 | 46.0741 | 47.5111 | 49.082 | 50.4155 | 51.9077 | 53.5955 | 55.3465 | 56.9579 | 58.5562 | 60.3582 | 62.0817 | 63.8348 | 65.635 | 67.2911 | 69.1054 | 70.8766 | 72.6895 | 74.4528 | 75.0007
$7,500 - MPC | 29.51 | 29.51 | 30.9595 | 32.561 | 34.1686 | 35.6112 | 37.0086 | 38.4687 | 39.267 | 41.4083 | 43.1914 | 44.6143 | 46.0741 | 47.5111 | 49.082 | 50.4155 | 51.9077 | 53.5955 | 55.3465 | 56.9579 | 58.5562 | 60.3582 | 62.0817 | 63.8348 | 65.635 | 67.2911 | 69.1054 | 70.8766 | 72.6895 | 74.4528 | 75.0007
MPC | 29.51 | 29.51 | 30.9595 | 32.561 | 34.1686 | 35.6112 | 37.0086 | 38.4687 | 39.267 | 41.4083 | 43.1914 | 44.6143 | 46.0741 | 47.5111 | 49.082 | 50.4155 | 51.9077 | 53.5955 | 55.3465 | 56.9579 | 58.5562 | 60.3582 | 62.0817 | 63.8348 | 65.635 | 67.2911 | 69.1054 | 70.8766 | 72.6895 | 74.4528 | 75.0007

## Gross State Product
Go to Assumptions Summary
Economic Growth Forecasts | [13 empty] | Note: | Further information is available at http://forecasting.aemo.com.au
Gross State Product forecasts based on Delloitte Access Economics long term economic forecasts developed for AEMO
Consultant forecast mapping
| Slow Change | Central | Fast Change |  | High DER |  | Step Change
Consultant's scenario name | Weak | Neutral | Neutral |  | Neutral |  | Strong
Gross State Product ($ millions)
Slow Change
| 2019-20 | 2020-21 | 2021-22 | 2022-23 | 2023-24 | 2024-25 | 2025-26 | 2026-27 | 2027-28 | 2028-29 | 2029-30 | 2030-31 | 2031-32 | 2032-33 | 2033-34 | 2034-35 | 2035-36 | 2036-37 | 2037-38 | 2038-39 | 2039-40 | 2040-41 | 2041-42 | 2042-43 | 2043-44 | 2044-45 | 2045-46 | 2046-47 | 2047-48 | 2048-49 | 2049-50 | 2050-51
NSW | 679915.0618 | 694583.0431 | 709710.5989 | 723849.8928 | 737414.9346 | 751573.4927 | 767374.6813 | 783060.2034 | 797306.2532 | 810306.0876 | 823189.1655 | 836842.8556 | 851069.7956 | 865751.9607 | 881006.4548 | 896669.5412 | 912655.0911 | 928782.4919 | 944978.6735 | 961266.6659 | 977621.4253 | 994029.9956 | 1010277.1782 | 1026590.9542 | 1042904.7301 | 1059218.506 | 1075532.282 | 1091846.0579 | 1108159.8338 | 1124473.6097 | 1140787.3857 | 1157101.1616
QLD | 366987.514 | 377741.0205 | 389413.5479 | 400512.2632 | 411032.9452 | 422018.4714 | 434177.3127 | 446290.6515 | 457393.1352 | 467539.9307 | 477795.668 | 487782.6018 | 497536.9829 | 507237.7468 | 516982.5859 | 526799.0663 | 536734.8039 | 546758.5443 | 556876.7759 | 567136.2583 | 577525.6905 | 588030.0959 | 598223.0783 | 608542.2801 | 618861.4819 | 629180.6837 | 639499.8855 | 649819.0873 | 660138.2891 | 670457.4909 | 680776.6927 | 691095.8945
SA | 110506.9767 | 111913.6817 | 113514.0807 | 115292.2042 | 116985.345 | 118917.4793 | 121221.8017 | 123582.9479 | 125722.2397 | 127652.8746 | 129564.5206 | 131412.702 | 133221.2924 | 134992.2224 | 136741.121 | 138483.0188 | 140233.7265 | 141982.983 | 143733.2667 | 145497.5736 | 147273.3395 | 149055.3282 | 150813.9272 | 152582.4035 | 154350.8798 | 156119.3561 | 157887.8325 | 159656.3088 | 161424.7851 | 163193.2614 | 164961.7377 | 166730.214
TAS | 31897.0038 | 32436.1709 | 32988.4818 | 33439.2206 | 33841.6318 | 34287.1618 | 34801.7998 | 35301.1559 | 35727.2412 | 36093.3037 | 36475.3914 | 36850.3043 | 37212.3142 | 37562.5296 | 37905.6872 | 38244.6115 | 38585.5969 | 38927.2088 | 39269.5212 | 39616.0948 | 39966.242 | 40318.0869 | 46361.943 | 46991.4858 | 47621.0285 | 48250.5713 | 48880.114 | 49509.6568 | 50139.1995 | 50768.7423 | 51398.2851 | 52027.8278
VIC | 454021.4194 | 466388.6465 | 479882.3095 | 491928.2216 | 503133.2472 | 514932.0871 | 527816.6973 | 540553.0867 | 552476.6229 | 563492.347 | 574078.8773 | 585363.8348 | 597261.7534 | 609492.1523 | 621996.4022 | 634751.3125 | 647785.6537 | 661024.6182 | 674448.1559 | 688093.0853 | 701941.8108 | 715966.8802 | 729508.3637 | 743246.1816 | 756983.9995 | 770721.8174 | 784459.6353 | 798197.4531 | 811935.271 | 825673.0889 | 839410.9068 | 853148.7247
Central
| 2019-20 | 2020-21 | 2021-22 | 2022-23 | 2023-24 | 2024-25 | 2025-26 | 2026-27 | 2027-28 | 2028-29 | 2029-30 | 2030-31 | 2031-32 | 2032-33 | 2033-34 | 2034-35 | 2035-36 | 2036-37 | 2037-38 | 2038-39 | 2039-40 | 2040-41 | 2041-42 | 2042-43 | 2043-44 | 2044-45 | 2045-46 | 2046-47 | 2047-48 | 2048-49 | 2049-50 | 2050-51
NSW | 687469.2806 | 707388.1866 | 727692.4596 | 746755.8605 | 765143.2816 | 784334.4542 | 805593.3577 | 827059.3123 | 847322.7322 | 866543.7179 | 885890.829 | 906279.1973 | 927512.1719 | 949474.4859 | 972306.6253 | 995840.1582 | 1019989.0706 | 1044557.8744 | 1069467.6989 | 1094747.1595 | 1120370.4285 | 1146325.2034 | 1171424.8892 | 1196868.628 | 1222312.3668 | 1247756.1055 | 1273199.8443 | 1298643.5831 | 1324087.3218 | 1349531.0606 | 1374974.7994 | 1400418.5381
QLD | 371665.1377 | 385627.9316 | 400424.2066 | 414464.6895 | 427868.8227 | 441886.2858 | 457344.6544 | 472939.8444 | 487636.1214 | 501476.1392 | 515613.1589 | 529608.9949 | 543499.2878 | 557477.4848 | 571651.5013 | 586053.5767 | 600739.3132 | 615676.3897 | 630874.4766 | 646389.44 | 662211.9587 | 678328.4208 | 693688.6005 | 709352.7549 | 725016.9093 | 740681.0638 | 756345.2182 | 772009.3726 | 787673.5271 | 803337.6815 | 819001.836 | 834665.9904
SA | 111929.0081 | 114220.5238 | 116649.0686 | 119198.3916 | 121627.6128 | 124315.414 | 127426.9333 | 130617.1391 | 133591.0439 | 136365.8206 | 139146.2159 | 141886.6419 | 144612.413 | 147325.4447 | 150042.7009 | 152780.6856 | 155556.9583 | 158360.7197 | 161194.9269 | 164074.3381 | 166996.5084 | 169956.022 | 172814.1589 | 175713.3775 | 178612.5961 | 181511.8147 | 184411.0333 | 187310.2519 | 190209.4706 | 193108.6892 | 196007.9078 | 198907.1264
TAS | 32292.4437 | 33077.0282 | 33858.3586 | 34517.1107 | 35116.268 | 35762.5866 | 36487.2212 | 37201.0516 | 37843.0399 | 38428.4988 | 39037.3612 | 39644.4016 | 40243.4458 | 40835.6313 | 41426.0469 | 42017.8617 | 42617.8516 | 43224.5429 | 43838.3197 | 44463.1198 | 45098.3497 | 45742.2416 | 46361.943 | 46991.4858 | 47621.0285 | 48250.5713 | 48880.114 | 49509.6568 | 50139.1995 | 50768.7423 | 51398.2851 | 52027.8278
VIC | 459331.6941 | 475334.2573 | 492448.5298 | 507943.2231 | 522526.271 | 537879.6629 | 554645.1609 | 571482.6204 | 587657.6433 | 603061.484 | 618189.8311 | 634227.9164 | 651098.2734 | 668506.9786 | 686397.3049 | 704750.1078 | 723603.3476 | 742879.0612 | 762558.9258 | 782688.7745 | 803253.2843 | 824224.9427 | 844136.8341 | 864475.4463 | 884814.0584 | 905152.6706 | 925491.2827 | 945829.8949 | 966168.507 | 986507.1192 | 1006845.7313 | 1027184.3434
High DER
| 2019-20 | 2020-21 | 2021-22 | 2022-23 | 2023-24 | 2024-25 | 2025-26 | 2026-27 | 2027-28 | 2028-29 | 2029-30 | 2030-31 | 2031-32 | 2032-33 | 2033-34 | 2034-35 | 2035-36 | 2036-37 | 2037-38 | 2038-39 | 2039-40 | 2040-41 | 2041-42 | 2042-43 | 2043-44 | 2044-45 | 2045-46 | 2046-47 | 2047-48 | 2048-49 | 2049-50 | 2050-51
NSW | 687469.2806 | 707388.1866 | 727692.4596 | 746755.8605 | 765143.2816 | 784334.4542 | 805593.3577 | 827059.3123 | 847322.7322 | 866543.7179 | 885890.829 | 906279.1973 | 927512.1719 | 949474.4859 | 972306.6253 | 995840.1582 | 1019989.0706 | 1044557.8744 | 1069467.6989 | 1094747.1595 | 1120370.4285 | 1146325.2034 | 1171424.8892 | 1196868.628 | 1222312.3668 | 1247756.1055 | 1273199.8443 | 1298643.5831 | 1324087.3218 | 1349531.0606 | 1374974.7994 | 1400418.5381
QLD | 371665.1377 | 385627.9316 | 400424.2066 | 414464.6895 | 427868.8227 | 441886.2858 | 457344.6544 | 472939.8444 | 487636.1214 | 501476.1392 | 515613.1589 | 529608.9949 | 543499.2878 | 557477.4848 | 571651.5013 | 586053.5767 | 600739.3132 | 615676.3897 | 630874.4766 | 646389.44 | 662211.9587 | 678328.4208 | 693688.6005 | 709352.7549 | 725016.9093 | 740681.0638 | 756345.2182 | 772009.3726 | 787673.5271 | 803337.6815 | 819001.836 | 834665.9904
SA | 111929.0081 | 114220.5238 | 116649.0686 | 119198.3916 | 121627.6128 | 124315.414 | 127426.9333 | 130617.1391 | 133591.0439 | 136365.8206 | 139146.2159 | 141886.6419 | 144612.413 | 147325.4447 | 150042.7009 | 152780.6856 | 155556.9583 | 158360.7197 | 161194.9269 | 164074.3381 | 166996.5084 | 169956.022 | 172814.1589 | 175713.3775 | 178612.5961 | 181511.8147 | 184411.0333 | 187310.2519 | 190209.4706 | 193108.6892 | 196007.9078 | 198907.1264
TAS | 32292.4437 | 33077.0282 | 33858.3586 | 34517.1107 | 35116.268 | 35762.5866 | 36487.2212 | 37201.0516 | 37843.0399 | 38428.4988 | 39037.3612 | 39644.4016 | 40243.4458 | 40835.6313 | 41426.0469 | 42017.8617 | 42617.8516 | 43224.5429 | 43838.3197 | 44463.1198 | 45098.3497 | 45742.2416 | 46361.943 | 46991.4858 | 47621.0285 | 48250.5713 | 48880.114 | 49509.6568 | 50139.1995 | 50768.7423 | 51398.2851 | 52027.8278
VIC | 459331.6941 | 475334.2573 | 492448.5298 | 507943.2231 | 522526.271 | 537879.6629 | 554645.1609 | 571482.6204 | 587657.6433 | 603061.484 | 618189.8311 | 634227.9164 | 651098.2734 | 668506.9786 | 686397.3049 | 704750.1078 | 723603.3476 | 742879.0612 | 762558.9258 | 782688.7745 | 803253.2843 | 824224.9427 | 844136.8341 | 864475.4463 | 884814.0584 | 905152.6706 | 925491.2827 | 945829.8949 | 966168.507 | 986507.1192 | 1006845.7313 | 1027184.3434
Fast Change
| 2019-20 | 2020-21 | 2021-22 | 2022-23 | 2023-24 | 2024-25 | 2025-26 | 2026-27 | 2027-28 | 2028-29 | 2029-30 | 2030-31 | 2031-32 | 2032-33 | 2033-34 | 2034-35 | 2035-36 | 2036-37 | 2037-38 | 2038-39 | 2039-40 | 2040-41 | 2041-42 | 2042-43 | 2043-44 | 2044-45 | 2045-46 | 2046-47 | 2047-48 | 2048-49 | 2049-50 | 2050-51
NSW | 687469.2806 | 707388.1866 | 727692.4596 | 746755.8605 | 765143.2816 | 784334.4542 | 805593.3577 | 827059.3123 | 847322.7322 | 866543.7179 | 885890.829 | 906279.1973 | 927512.1719 | 949474.4859 | 972306.6253 | 995840.1582 | 1019989.0706 | 1044557.8744 | 1069467.6989 | 1094747.1595 | 1120370.4285 | 1146325.2034 | 1171424.8892 | 1196868.628 | 1222312.3668 | 1247756.1055 | 1273199.8443 | 1298643.5831 | 1324087.3218 | 1349531.0606 | 1374974.7994 | 1400418.5381
QLD | 371665.1377 | 385627.9316 | 400424.2066 | 414464.6895 | 427868.8227 | 441886.2858 | 457344.6544 | 472939.8444 | 487636.1214 | 501476.1392 | 515613.1589 | 529608.9949 | 543499.2878 | 557477.4848 | 571651.5013 | 586053.5767 | 600739.3132 | 615676.3897 | 630874.4766 | 646389.44 | 662211.9587 | 678328.4208 | 693688.6005 | 709352.7549 | 725016.9093 | 740681.0638 | 756345.2182 | 772009.3726 | 787673.5271 | 803337.6815 | 819001.836 | 834665.9904
SA | 111929.0081 | 114220.5238 | 116649.0686 | 119198.3916 | 121627.6128 | 124315.414 | 127426.9333 | 130617.1391 | 133591.0439 | 136365.8206 | 139146.2159 | 141886.6419 | 144612.413 | 147325.4447 | 150042.7009 | 152780.6856 | 155556.9583 | 158360.7197 | 161194.9269 | 164074.3381 | 166996.5084 | 169956.022 | 172814.1589 | 175713.3775 | 178612.5961 | 181511.8147 | 184411.0333 | 187310.2519 | 190209.4706 | 193108.6892 | 196007.9078 | 198907.1264
TAS | 32292.4437 | 33077.0282 | 33858.3586 | 34517.1107 | 35116.268 | 35762.5866 | 36487.2212 | 37201.0516 | 37843.0399 | 38428.4988 | 39037.3612 | 39644.4016 | 40243.4458 | 40835.6313 | 41426.0469 | 42017.8617 | 42617.8516 | 43224.5429 | 43838.3197 | 44463.1198 | 45098.3497 | 45742.2416 | 46361.943 | 46991.4858 | 47621.0285 | 48250.5713 | 48880.114 | 49509.6568 | 50139.1995 | 50768.7423 | 51398.2851 | 52027.8278
VIC | 459331.6941 | 475334.2573 | 492448.5298 | 507943.2231 | 522526.271 | 537879.6629 | 554645.1609 | 571482.6204 | 587657.6433 | 603061.484 | 618189.8311 | 634227.9164 | 651098.2734 | 668506.9786 | 686397.3049 | 704750.1078 | 723603.3476 | 742879.0612 | 762558.9258 | 782688.7745 | 803253.2843 | 824224.9427 | 844136.8341 | 864475.4463 | 884814.0584 | 905152.6706 | 925491.2827 | 945829.8949 | 966168.507 | 986507.1192 | 1006845.7313 | 1027184.3434
Step Change
| 2019-20 | 2020-21 | 2021-22 | 2022-23 | 2023-24 | 2024-25 | 2025-26 | 2026-27 | 2027-28 | 2028-29 | 2029-30 | 2030-31 | 2031-32 | 2032-33 | 2033-34 | 2034-35 | 2035-36 | 2036-37 | 2037-38 | 2038-39 | 2039-40 | 2040-41 | 2041-42 | 2042-43 | 2043-44 | 2044-45 | 2045-46 | 2046-47 | 2047-48 | 2048-49 | 2049-50 | 2050-51
NSW | 694718.4694 | 719406.123 | 744458.7382 | 767992.8552 | 790670.1115 | 814227.058 | 840191.109 | 866925.451 | 893188.0195 | 919131.1554 | 945584.2907 | 973471.4457 | 1002609.7308 | 1032896.8801 | 1064502.8617 | 1097261.1966 | 1131091.8764 | 1165798.5869 | 1201304.5608 | 1237647.7715 | 1274804.7693 | 1312768.1879 | 1348696.5984 | 1385440.5395 | 1422184.4805 | 1458928.4216 | 1495672.3626 | 1532416.3037 | 1569160.2447 | 1605904.1857 | 1642648.1268 | 1679392.0678
QLD | 376031.893 | 392830.96 | 410458.8186 | 427181.1987 | 443182.941 | 459886.6064 | 478265.9219 | 497118.4976 | 515513.9391 | 533497.9111 | 552122.0047 | 570824.6647 | 589647.673 | 608803.4843 | 628413.6927 | 648519.5695 | 669188.5645 | 690395.8497 | 712159.753 | 734549.3117 | 757561.0379 | 781185.9779 | 803264.8485 | 825963.0026 | 848661.1567 | 871359.3109 | 894057.465 | 916755.6191 | 939453.7733 | 962151.9274 | 984850.0815 | 1007548.2357
SA | 113278.4719 | 116341.8109 | 119480.7883 | 122653.0856 | 125650.5446 | 128927.5774 | 132695.5267 | 136623.2917 | 140430.5616 | 144121.5218 | 147859.0842 | 151597.9628 | 155366.4272 | 159167.4634 | 163019.5125 | 166940.9128 | 170951.5737 | 175041.7427 | 179215.706 | 183490.0654 | 187862.6136 | 192327.5423 | 196553.086 | 200874.9367 | 205196.7874 | 209518.6381 | 213840.4888 | 218162.3395 | 222484.1901 | 226806.0408 | 231127.8915 | 235449.7422
TAS | 32679.5826 | 33686.5589 | 34675.9876 | 35515.295 | 36273.8326 | 37081.3791 | 37984.4031 | 38896.1581 | 39760.8856 | 40591.6286 | 41457.2797 | 42331.6858 | 43208.6195 | 44089.4266 | 44979.7699 | 45882.8722 | 46806.4291 | 47750.0552 | 48714.8413 | 49705.3941 | 50721.1594 | 51760.1694 | 46361.943 | 46991.4858 | 47621.0285 | 48250.5713 | 48880.114 | 49509.6568 | 50139.1995 | 50768.7423 | 51398.2851 | 52027.8278
VIC | 464428.2671 | 483690.1754 | 504047.8612 | 522548.2758 | 539980.4232 | 558267.514 | 578253.4002 | 598729.6877 | 619061.8104 | 639106.6001 | 659139.9336 | 680371.6136 | 702741.6655 | 725951.4656 | 749950.9442 | 774729.3616 | 800338.389 | 826706.9445 | 853825.5094 | 881751.7602 | 910475.7752 | 939973.737 | 967501.9005 | 995820.2856 | 1024138.6707 | 1052457.0557 | 1080775.4408 | 1109093.8259 | 1137412.211 | 1165730.596 | 1194048.9811 | 1222367.3662

## Rooftop PV
Go to Assumptions Summary
Distributed Energy Resources: Rooftop PV | [13 empty] | Note: | Further information is available at http://forecasting.aemo.com.au
Rooftop PV forecasts based on 2019 CSIRO and Energeia trajectories developed for AEMO
Consultant forecast mapping
| Slow Change | Central | Fast Change |  | High DER |  | Step Change
Consultant's scenario name | CSIRO Slow Change | CSIRO Neutral | CSIRO Fast Change transitioning to CSIRO Neutral growth beyond 2025 |  | Energeia Neutral 45% |  | CSIRO High DER
Notes: | AEMO Fast Change scenario applies the CSIRO Fast Change forecast until FYE 2025, then transitions to the growth rate of the CSIRO Neutral scenario
Rooftop PV (Capacity, MW)
Capacity of behind-the-meter rooftop PV
Slow Change
| 2019-20 | 2020-21 | 2021-22 | 2022-23 | 2023-24 | 2024-25 | 2025-26 | 2026-27 | 2027-28 | 2028-29 | 2029-30 | 2030-31 | 2031-32 | 2032-33 | 2033-34 | 2034-35 | 2035-36 | 2036-37 | 2037-38 | 2038-39 | 2039-40 | 2040-41 | 2041-42 | 2042-43 | 2043-44 | 2044-45 | 2045-46 | 2046-47 | 2047-48 | 2048-49 | 2049-50
NSW | 2188.9977 | 2237.4758 | 2262.2501 | 2288.8441 | 2315.5248 | 2342.1005 | 2368.1464 | 2394.1217 | 2420.5303 | 2447.3401 | 2474.5339 | 2503.1947 | 2670.7269 | 2841.4373 | 3025.1362 | 3149.4501 | 3328.4296 | 3423.5402 | 3540.381 | 3646.6717 | 3762.0301 | 3949.5006 | 4134.8386 | 4314.9167 | 4497.8096 | 4678.7259 | 4861.7213 | 4985.1357 | 5130.8453 | 5300.1708 | 5390.9109
QLD | 2916.5377 | 2985.7715 | 3031.8714 | 3075.2608 | 3119.4919 | 3164.8336 | 3210.0215 | 3256.1741 | 3302.7354 | 3349.8712 | 3397.6859 | 3446.28 | 3514.3297 | 3590.8987 | 3673.6642 | 3746.4668 | 3843.0855 | 3917.5811 | 3998.8487 | 4081.2193 | 4170.5141 | 4295.8415 | 4424.7926 | 4554.2749 | 4687.4354 | 4821.6014 | 4958.5377 | 5067.4682 | 5189.039 | 5324.0653 | 5421.1701
SA | 1079.6018 | 1106.6637 | 1122.3281 | 1144.423 | 1172.694 | 1202.0036 | 1230.3925 | 1254.432 | 1273.9468 | 1288.1086 | 1300.9977 | 1312.0165 | 1325.3125 | 1341.0704 | 1360.3625 | 1375.8988 | 1395.7015 | 1409.1618 | 1424.3724 | 1438.908 | 1454.5405 | 1477.2804 | 1505.1134 | 1536.8327 | 1569.5191 | 1602.3595 | 1635.73 | 1659.1545 | 1685.9524 | 1716.1458 | 1734.1107
TAS | 154.1784 | 156.0957 | 157.082 | 158.5584 | 160.1339 | 161.413 | 162.3218 | 162.7921 | 163.3546 | 163.7469 | 164.3928 | 165.0314 | 171.316 | 177.2876 | 183.8087 | 187.6039 | 193.6741 | 197.1705 | 202.0447 | 206.1488 | 210.4629 | 219.012 | 227.2711 | 235.0113 | 242.7033 | 250.0896 | 257.4681 | 261.4865 | 266.5056 | 272.5575 | 274.3452
VIC | 1985.2676 | 2027.0208 | 2058.3549 | 2090.6593 | 2120.3784 | 2151.324 | 2183.3377 | 2212.3349 | 2241.7057 | 2271.6563 | 2302.0774 | 2377.2353 | 2561.485 | 2710.9552 | 2881.9922 | 2973.9883 | 3138.2464 | 3218.9655 | 3328.7984 | 3427.1791 | 3534.9314 | 3712.6693 | 3887.486 | 4056.4354 | 4227.1638 | 4395.211 | 4564.7985 | 4679.1851 | 4813.707 | 4969.5209 | 5055.0041
Central
| 2019-20 | 2020-21 | 2021-22 | 2022-23 | 2023-24 | 2024-25 | 2025-26 | 2026-27 | 2027-28 | 2028-29 | 2029-30 | 2030-31 | 2031-32 | 2032-33 | 2033-34 | 2034-35 | 2035-36 | 2036-37 | 2037-38 | 2038-39 | 2039-40 | 2040-41 | 2041-42 | 2042-43 | 2043-44 | 2044-45 | 2045-46 | 2046-47 | 2047-48 | 2048-49 | 2049-50
NSW | 2275.0972 | 2594.7479 | 2816.5175 | 3020.8748 | 3106.6657 | 3157.1677 | 3191.2098 | 3221.3978 | 3250.0622 | 3337.5969 | 3379.9392 | 3408.9704 | 3461.7709 | 3644.7399 | 3888.9142 | 4266.6096 | 4877.8264 | 5112.835 | 5352.4613 | 5528.9093 | 5694.8291 | 6054.7392 | 6413.3382 | 6761.3831 | 7122.3341 | 7482.6038 | 7855.7552 | 8051.475 | 8317.0732 | 8660.1787 | 8762.8005
QLD | 3051.5218 | 3616.6195 | 3775.6762 | 3882.0545 | 3945.4251 | 4002.0139 | 4057.4822 | 4112.9694 | 4169.0749 | 4241.0105 | 4302.0738 | 4360.869 | 4428.9735 | 4536.5519 | 4700.5609 | 4884.6625 | 5227.5697 | 5442.96 | 5622.6148 | 5778.6284 | 5935.1219 | 6213.2771 | 6497.0225 | 6779.5358 | 7075.507 | 7375.5641 | 7689.2048 | 7890.5571 | 8141.6962 | 8448.9521 | 8598.5304
SA | 1219.4485 | 1282.2567 | 1324.7811 | 1344.435 | 1351.2138 | 1357.383 | 1363.4522 | 1369.5353 | 1375.6884 | 1385.7277 | 1392.8497 | 1399.2053 | 1408.2075 | 1427.1076 | 1451.5917 | 1487.9435 | 1583.3932 | 1627.0964 | 1672.8827 | 1707.3023 | 1739.6879 | 1815.0252 | 1890.1238 | 1963.7269 | 2039.8882 | 2115.0603 | 2192.1141 | 2230.9333 | 2284.0402 | 2352.6473 | 2371.0582
TAS | 161.9609 | 174.2145 | 181.4528 | 188.9689 | 191.299 | 192.2507 | 192.2126 | 191.9758 | 191.7166 | 194.0431 | 194.3155 | 194.0321 | 194.475 | 199.3402 | 207.114 | 226.3529 | 259.1317 | 269.2968 | 279.8354 | 286.2655 | 291.6822 | 307.4484 | 322.887 | 337.4498 | 352.4412 | 367.0706 | 382.0423 | 387.7848 | 396.8366 | 409.509 | 410.2669
VIC | 2087.1359 | 2357.811 | 2516.3484 | 2657.9443 | 2718.9008 | 2757.9197 | 2788.5442 | 2818.6881 | 2849.0936 | 2919.7716 | 2959.9123 | 2991.9239 | 3037.5112 | 3205.2864 | 3394.8449 | 3808.7032 | 4405.6495 | 4672.6115 | 4899.158 | 5064.0369 | 5219.1591 | 5555.5275 | 5891.2454 | 6218.2082 | 6557.7914 | 6897.6668 | 7250.1968 | 7443.8062 | 7701.8877 | 8031.2497 | 8144.6384
High DER
| 2019-20 | 2020-21 | 2021-22 | 2022-23 | 2023-24 | 2024-25 | 2025-26 | 2026-27 | 2027-28 | 2028-29 | 2029-30 | 2030-31 | 2031-32 | 2032-33 | 2033-34 | 2034-35 | 2035-36 | 2036-37 | 2037-38 | 2038-39 | 2039-40 | 2040-41 | 2041-42 | 2042-43 | 2043-44 | 2044-45 | 2045-46 | 2046-47 | 2047-48 | 2048-49 | 2049-50
NSW | 2781.4172 | 3608.7908 | 4285.0149 | 4506.3194 | 4860.9034 | 5121.163 | 5287.813 | 5605.907 | 6050.0803 | 6556.1313 | 7094.6666 | 7634.3964 | 8100.8313 | 8422.8814 | 8645.404 | 9280.5308 | 9942.5835 | 10381.7347 | 10790.7697 | 11067.1032 | 11489.5331 | 11740.3275 | 11821.8203 | 11987.5238 | 12222.2312 | 12480.6352 | 12630.4827 | 12744.4183 | 12889.7778 | 12976.7161 | 13069.3485
QLD | 3166.149 | 3724.5002 | 4330.1699 | 4764.7653 | 5044.7248 | 5296.1675 | 5540.6429 | 5716.6474 | 5852.455 | 5958.5807 | 6019.4491 | 6265.1048 | 6584.1009 | 6808.5354 | 6982.0371 | 7173.9681 | 7373.7374 | 7673.4471 | 8030.2946 | 8212.3108 | 8291.554 | 8494.9668 | 8864.8479 | 9291.839 | 9577.571 | 9758.2072 | 9865.3371 | 9976.4658 | 10055.6797 | 10181.2425 | 10319.6054
SA | 1613.7871 | 1833.4354 | 1942.7954 | 2047.8804 | 2161.2172 | 2230.219 | 2240.8867 | 2341.3879 | 2417.8216 | 2427.59 | 2455.0905 | 2477.929 | 2492.2249 | 2531.731 | 2775.7211 | 2968.3492 | 2977.7683 | 3028.4895 | 3120.3536 | 3243.2602 | 3302.5654 | 3303.8284 | 3352.1724 | 3493.4323 | 3611.1371 | 3607.9915 | 3587.1222 | 3594.6206 | 3600.5183 | 3623.2072 | 3608.8499
TAS | 179.13 | 189.927 | 208.3442 | 230.2456 | 243.561 | 247.0166 | 248.9083 | 247.6272 | 256.4548 | 270.5709 | 320.3876 | 365.4658 | 376.4405 | 389.5701 | 401.0503 | 419.3104 | 433.1424 | 451.6883 | 464.3924 | 464.1314 | 490.6032 | 574.7508 | 646.5589 | 662.4699 | 674.8391 | 690.9446 | 774.3415 | 859.6899 | 873.5599 | 872.6407 | 872.638
VIC | 2269.766 | 2508.8622 | 2778.0639 | 3187.865 | 3516.3702 | 3940.8194 | 4320.4365 | 4594.1947 | 4982.7144 | 5339.6132 | 5584.0898 | 5863.9841 | 6198.6791 | 6600.7168 | 6927.1815 | 7314.9612 | 7645.8216 | 7797.2792 | 7994.5371 | 8140.4157 | 8208.648 | 8381.8435 | 8596.3207 | 8729.2152 | 9008.4186 | 9485.9194 | 9873.5385 | 10069.3049 | 10424.4524 | 10839.2492 | 11013.7659
Fast Change
| 2019-20 | 2020-21 | 2021-22 | 2022-23 | 2023-24 | 2024-25 | 2025-26 | 2026-27 | 2027-28 | 2028-29 | 2029-30 | 2030-31 | 2031-32 | 2032-33 | 2033-34 | 2034-35 | 2035-36 | 2036-37 | 2037-38 | 2038-39 | 2039-40 | 2040-41 | 2041-42 | 2042-43 | 2043-44 | 2044-45 | 2045-46 | 2046-47 | 2047-48 | 2048-49 | 2049-50
NSW | 2459.4165 | 2911.2853 | 3362.9154 | 3838.3562 | 4212.707 | 4774.876 | 4810.3303 | 4840.5183 | 4869.1827 | 4956.7174 | 4999.0596 | 5028.0908 | 5080.8914 | 5263.8604 | 5508.0347 | 5885.7301 | 6496.9469 | 6731.9555 | 6971.5817 | 7148.0298 | 7313.9496 | 7673.8597 | 8032.4587 | 8380.5036 | 8741.4546 | 9101.7242 | 9474.8757 | 9670.5954 | 9936.1937 | 10279.2991 | 10381.921
QLD | 3153.2278 | 3928.3836 | 4539.3672 | 4830.0162 | 4995.3079 | 5308.9644 | 5365.2491 | 5420.7362 | 5476.8417 | 5548.7773 | 5609.8406 | 5668.6359 | 5736.7403 | 5844.3187 | 6008.3277 | 6192.4294 | 6535.3365 | 6750.7268 | 6930.3816 | 7086.3952 | 7242.8888 | 7521.0439 | 7804.7893 | 8087.3027 | 8383.2738 | 8683.3309 | 8996.9716 | 9198.3239 | 9449.463 | 9756.7189 | 9906.2972
SA | 1295.2399 | 1458.6284 | 1555.002 | 1626.4121 | 1652.6372 | 1706.0342 | 1712.2336 | 1718.3167 | 1724.4698 | 1734.5092 | 1741.6311 | 1747.9867 | 1756.989 | 1775.889 | 1800.3731 | 1836.7249 | 1932.1746 | 1975.8778 | 2021.6641 | 2056.0837 | 2088.4693 | 2163.8066 | 2238.9053 | 2312.5084 | 2388.6696 | 2463.8417 | 2540.8956 | 2579.7147 | 2632.8216 | 2701.4287 | 2719.8397
TAS | 170.3913 | 195.1576 | 215.1949 | 234.9254 | 247.4144 | 270.4018 | 270.4336 | 270.1968 | 269.9376 | 272.2641 | 272.5365 | 272.2531 | 272.696 | 277.5612 | 285.335 | 304.5739 | 337.3527 | 347.5178 | 358.0564 | 364.4865 | 369.9032 | 385.6694 | 401.108 | 415.6708 | 430.6622 | 445.2916 | 460.2633 | 466.0058 | 475.0576 | 487.73 | 488.4879
VIC | 2141.6665 | 2648.4914 | 3065.9089 | 3454.2572 | 3703.4918 | 4095.6823 | 4127.252 | 4157.3959 | 4187.8014 | 4258.4795 | 4298.6201 | 4330.6317 | 4376.219 | 4543.9943 | 4733.5527 | 5147.411 | 5744.3573 | 6011.3193 | 6237.8658 | 6402.7447 | 6557.8669 | 6894.2353 | 7229.9532 | 7556.916 | 7896.4992 | 8236.3746 | 8588.9047 | 8782.514 | 9040.5956 | 9369.9576 | 9483.3462
Step Change
| 2019-20 | 2020-21 | 2021-22 | 2022-23 | 2023-24 | 2024-25 | 2025-26 | 2026-27 | 2027-28 | 2028-29 | 2029-30 | 2030-31 | 2031-32 | 2032-33 | 2033-34 | 2034-35 | 2035-36 | 2036-37 | 2037-38 | 2038-39 | 2039-40 | 2040-41 | 2041-42 | 2042-43 | 2043-44 | 2044-45 | 2045-46 | 2046-47 | 2047-48 | 2048-49 | 2049-50
NSW | 2520.4902 | 3092.5989 | 3680.6777 | 4321.7262 | 4864.9079 | 5579.8448 | 5991.6528 | 6178.6738 | 6390.2276 | 6692.0911 | 6858.8412 | 6949.7749 | 7425.5279 | 7533.6221 | 7757.1821 | 7893.1994 | 8528.9984 | 8778.9142 | 9010.1368 | 9130.464 | 9235.4863 | 9623.5193 | 10047.7735 | 10449.4447 | 10869.5489 | 11285.6883 | 11722.6678 | 11863.5896 | 12110.7217 | 12498.9745 | 12612.942
QLD | 3234.1145 | 4146.6017 | 5092.9476 | 5455.729 | 5640.9515 | 6067.9093 | 6284.6104 | 6431.6833 | 6635.3018 | 6852.1066 | 7009.1499 | 7120.2905 | 7333.2619 | 7523.4464 | 7739.9839 | 7956.4421 | 8426.8011 | 8652.5319 | 8874.4873 | 9039.8442 | 9204.1012 | 9586.8924 | 9985.5056 | 10380.2362 | 10800.61 | 11225.6727 | 11674.6333 | 11924.2898 | 12257.8136 | 12694.3583 | 12918.4983
SA | 1334.8186 | 1630.2108 | 1759.7483 | 1832.2592 | 1858.3336 | 1927.2519 | 1951.9796 | 1966.0664 | 1985.3986 | 2029.9453 | 2046.5868 | 2072.8604 | 2155.9433 | 2169.4304 | 2199.7881 | 2229.587 | 2385.2112 | 2455.199 | 2502.0872 | 2523.6584 | 2540.763 | 2614.8267 | 2700.4014 | 2779.8673 | 2862.0341 | 2941.976 | 3024.7397 | 3046.3148 | 3086.6536 | 3155.8774 | 3171.7398
TAS | 174.8255 | 207.4075 | 236.7216 | 264.849 | 285.3432 | 315.6049 | 327.7845 | 331.0865 | 335.7032 | 357.0694 | 365.8577 | 377.9719 | 401.7022 | 403.1115 | 408.7294 | 414.3459 | 446.54 | 457.0609 | 463.3352 | 464.6189 | 464.9246 | 475.6332 | 490.8801 | 504.4811 | 518.5851 | 532.0158 | 545.9587 | 546.4246 | 549.1788 | 559.3111 | 558.8104
VIC | 2202.4652 | 2790.7808 | 3339.7492 | 3889.0933 | 4303.2645 | 4811.892 | 5098.0762 | 5209.6949 | 5414.6581 | 5855.7134 | 6118.5836 | 6369.9297 | 6812.7121 | 6909.3718 | 7078.2857 | 7242.9396 | 7871.8984 | 8144.6523 | 8365.9179 | 8492.7156 | 8605.7013 | 8967.9396 | 9377.4921 | 9768.5967 | 10179.5061 | 10589.7995 | 11021.7846 | 11187.3044 | 11459.5774 | 11861.0189 | 12010.9071
Rooftop PV (Energy, GWh)
Amount of energy generated by behind-the-meter rooftop PV
Slow Change
| 2019-20 | 2020-21 | 2021-22 | 2022-23 | 2023-24 | 2024-25 | 2025-26 | 2026-27 | 2027-28 | 2028-29 | 2029-30 | 2030-31 | 2031-32 | 2032-33 | 2033-34 | 2034-35 | 2035-36 | 2036-37 | 2037-38 | 2038-39 | 2039-40 | 2040-41 | 2041-42 | 2042-43 | 2043-44 | 2044-45 | 2045-46 | 2046-47 | 2047-48 | 2048-49 | 2049-50
NSW | 2966.381 | 3040.3984 | 3087.4507 | 3121.723 | 3164.1063 | 3195.2431 | 3227.0657 | 3261.0991 | 3302.4025 | 3332.6067 | 3364.6067 | 3401.936 | 3539.9917 | 3761.8798 | 3995.3981 | 4201.7154 | 4413.6746 | 4592.0593 | 4729.2787 | 4878.552 | 5037.6181 | 5233.4126 | 5478.0148 | 5722.329 | 5977.9642 | 6213.9159 | 6451.4403 | 6656.667 | 6851.1873 | 7053.3847 | 7221.2235
QLD | 3908.7917 | 4197.7342 | 4276.7376 | 4338.7698 | 4409.8161 | 4462.4863 | 4522.7584 | 4585.0755 | 4659.3437 | 4713.5401 | 4776.0841 | 4843.365 | 4936.3434 | 5027.3848 | 5136.454 | 5245.2161 | 5375.9969 | 5485.2056 | 5591.481 | 5705.6989 | 5839.434 | 5977.1664 | 6152.1656 | 6332.5555 | 6531.5104 | 6705.2807 | 6891.6095 | 7063.6878 | 7241.6665 | 7406.4347 | 7565.9061
SA | 1501.1698 | 1525.3087 | 1552.865 | 1578.5263 | 1615.8875 | 1654.5564 | 1691.19 | 1726.6455 | 1759.1528 | 1780.9419 | 1795.9024 | 1812.2031 | 1832.2279 | 1851.5124 | 1872.5437 | 1896.1238 | 1923.8257 | 1945.6959 | 1962.181 | 1982.3744 | 2006.648 | 2032.2643 | 2063.5929 | 2104.1428 | 2151.9571 | 2195.8578 | 2237.4358 | 2275.8007 | 2314.2995 | 2352.4398 | 2381.2181
TAS | 185.5555 | 193.654 | 194.9997 | 196.4268 | 198.5577 | 200.3295 | 201.1822 | 201.9595 | 202.8259 | 203.4087 | 203.5069 | 204.2817 | 208.8181 | 216.3332 | 223.4161 | 229.6262 | 235.9623 | 241.8401 | 246.3701 | 251.7797 | 257.2776 | 265.165 | 274.7384 | 284.375 | 294.1589 | 303.3951 | 311.6454 | 318.5045 | 324.482 | 331.3223 | 335.3325
VIC | 2412.3315 | 2593.597 | 2634.8741 | 2674.2748 | 2717.3715 | 2754.593 | 2787.9272 | 2824.9515 | 2864.8988 | 2900.505 | 2931.2631 | 2999.0547 | 3171.2227 | 3380.0354 | 3575.6201 | 3737.9054 | 3907.7616 | 4059.2699 | 4172.1972 | 4302.4143 | 4439.6763 | 4621.8577 | 4834.5127 | 5049.8885 | 5272.0883 | 5485.4122 | 5687.1014 | 5863.3006 | 6030.4039 | 6214.3049 | 6351.7554
Central
| 2019-20 | 2020-21 | 2021-22 | 2022-23 | 2023-24 | 2024-25 | 2025-26 | 2026-27 | 2027-28 | 2028-29 | 2029-30 | 2030-31 | 2031-32 | 2032-33 | 2033-34 | 2034-35 | 2035-36 | 2036-37 | 2037-38 | 2038-39 | 2039-40 | 2040-41 | 2041-42 | 2042-43 | 2043-44 | 2044-45 | 2045-46 | 2046-47 | 2047-48 | 2048-49 | 2049-50
NSW | 3027.3123 | 3341.8445 | 3708.5363 | 3996.3901 | 4200.4206 | 4283.9807 | 4333.6011 | 4372.9305 | 4418.0167 | 4485.7702 | 4565.0863 | 4612.8031 | 4677.3499 | 4828.0878 | 5109.0558 | 5524.1691 | 6196.947 | 6758.5252 | 7068.8749 | 7347.6495 | 7592.9829 | 7933.6996 | 8407.043 | 8879.5208 | 9373.7002 | 9844.7459 | 10325.6845 | 10707.5924 | 11038.8879 | 11432.176 | 11721.6673
QLD | 4005.9886 | 4732.1892 | 5248.3225 | 5433.9459 | 5564.7142 | 5634.5269 | 5707.2382 | 5781.1202 | 5869.2137 | 5942.601 | 6029.3664 | 6113.0436 | 6216.2095 | 6325.6384 | 6511.0697 | 6754.3198 | 7135.1832 | 7514.2897 | 7787.1978 | 8022.147 | 8260.0697 | 8544.3868 | 8933.0544 | 9328.3698 | 9755.2323 | 10152.2936 | 10575.8554 | 10938.2241 | 11279.5288 | 11646.2392 | 11964.0819
SA | 1603.2774 | 1744.3316 | 1814.4011 | 1857.3229 | 1878.1731 | 1885.4136 | 1889.8613 | 1897.1036 | 1907.9336 | 1917.3169 | 1924.9341 | 1934.0678 | 1948.0711 | 1966.3796 | 1992.9028 | 2034.6358 | 2127.5402 | 2221.0427 | 2278.5603 | 2333.3636 | 2383.2862 | 2455.6769 | 2554.1561 | 2655.2139 | 2762.1177 | 2864.2384 | 2963.1576 | 3042.0467 | 3110.1575 | 3192.0132 | 3246.3971
TAS | 190.7709 | 209.642 | 221.2044 | 230.172 | 236.4587 | 238.427 | 238.3221 | 237.9457 | 237.8271 | 238.9775 | 239.8438 | 239.8324 | 240.2842 | 243.5196 | 250.6184 | 266.9554 | 298.4725 | 324.6336 | 336.4254 | 346.7573 | 354.5067 | 367.2751 | 385.3153 | 403.3929 | 421.8746 | 439.9573 | 456.8352 | 469.4972 | 479.1073 | 492.3834 | 499.6844
VIC | 2484.5199 | 2875.8159 | 3141.9898 | 3331.4894 | 3461.8746 | 3522.9974 | 3557.3414 | 3591.8364 | 3632.2541 | 3693.4233 | 3751.2897 | 3796.2139 | 3850.9146 | 3987.3875 | 4204.7235 | 4589.3312 | 5231.7093 | 5767.7287 | 6065.9082 | 6311.7595 | 6523.9622 | 6834.5208 | 7243.5577 | 7658.9146 | 8090.7413 | 8518.4921 | 8936.8153 | 9279.0262 | 9578.5039 | 9948.9969 | 10208.2398
High DER
| 2019-20 | 2020-21 | 2021-22 | 2022-23 | 2023-24 | 2024-25 | 2025-26 | 2026-27 | 2027-28 | 2028-29 | 2029-30 | 2030-31 | 2031-32 | 2032-33 | 2033-34 | 2034-35 | 2035-36 | 2036-37 | 2037-38 | 2038-39 | 2039-40 | 2040-41 | 2041-42 | 2042-43 | 2043-44 | 2044-45 | 2045-46 | 2046-47 | 2047-48 | 2048-49 | 2049-50
NSW | 3474.7436 | 4377.5688 | 5398.7487 | 6007.848 | 6402.1974 | 6802.637 | 7075.3209 | 7388.7731 | 7904.8242 | 8518.2866 | 9195.2487 | 9916.1334 | 10612.5035 | 11128.6597 | 11483.0311 | 12051.6423 | 12947.2631 | 13670.9528 | 14224.9286 | 14684.5166 | 15182.474 | 15616.9743 | 15825.7018 | 15989.7077 | 16291.811 | 16602.2287 | 16860.4737 | 17037.0075 | 17246.9857 | 17382.6966 | 17485.8075
QLD | 4220.9333 | 4895.5729 | 5715.836 | 6449.2265 | 6966.1712 | 7320.3463 | 7659.0953 | 7947.1958 | 8177.1902 | 8321.9874 | 8427.7077 | 8639.7228 | 9055.1615 | 9418.0911 | 9692.0444 | 9946.8479 | 10244.664 | 10572.5876 | 11025.8266 | 11403.8549 | 11614.5494 | 11788.0776 | 12181.5233 | 12737.5297 | 13268.1818 | 13569.0862 | 13764.3182 | 13916.4882 | 14083.1491 | 14198.5983 | 14376.2949
SA | 1940.3362 | 2403.9776 | 2625.9442 | 2771.0953 | 2923.8822 | 3044.9824 | 3091.0051 | 3162.625 | 3285.4112 | 3338.7455 | 3354.3667 | 3388.614 | 3420.2048 | 3455.8021 | 3642.5128 | 3939.6773 | 4084.8629 | 4124.2614 | 4214.5675 | 4360.4943 | 4492.8236 | 4532.9255 | 4559.1579 | 4687.8498 | 4873.0472 | 4950.0449 | 4925.6066 | 4916.4214 | 4934.7113 | 4952.8838 | 4950.7416
TAS | 208.6497 | 230.276 | 247.6297 | 272.242 | 294.1153 | 304.1912 | 306.3751 | 306.3182 | 310.8837 | 324.4327 | 361.5696 | 418.8273 | 453.5608 | 468.2642 | 482.1042 | 499.9713 | 520.198 | 539.9642 | 557.6829 | 565.2564 | 581.7954 | 648.4847 | 741.2663 | 794.4652 | 812.7589 | 830.3463 | 888.0453 | 989.7993 | 1051.7716 | 1060.145 | 1057.2488
VIC | 2670.1472 | 3087.7485 | 3405.5742 | 3836.1417 | 4310.4627 | 4783.8966 | 5278.3405 | 5682.9273 | 6100.2823 | 6559.4336 | 6913.5713 | 7242.1259 | 7640.5453 | 8104.3196 | 8546.6714 | 8994.2843 | 9461.5051 | 9766.6165 | 9966.5822 | 10182.055 | 10334.2253 | 10487.0628 | 10710.6197 | 10928.8467 | 11205.813 | 11682.5005 | 12204.0506 | 12570.4609 | 12937.1939 | 13423.1127 | 13768.6141
Fast Change
| 2019-20 | 2020-21 | 2021-22 | 2022-23 | 2023-24 | 2024-25 | 2025-26 | 2026-27 | 2027-28 | 2028-29 | 2029-30 | 2030-31 | 2031-32 | 2032-33 | 2033-34 | 2034-35 | 2035-36 | 2036-37 | 2037-38 | 2038-39 | 2039-40 | 2040-41 | 2041-42 | 2042-43 | 2043-44 | 2044-45 | 2045-46 | 2046-47 | 2047-48 | 2048-49 | 2049-50
NSW | 3154.6546 | 3684.1792 | 4296.1083 | 4923.3526 | 5507.784 | 6126.7663 | 6520.9919 | 6554.5072 | 6598.4419 | 6657.8279 | 6729.9012 | 6777.618 | 6846.8038 | 6995.0341 | 7273.8707 | 7688.984 | 8366.4009 | 8925.4715 | 9233.6898 | 9512.4645 | 9762.4368 | 10100.6459 | 10571.8579 | 11044.3357 | 11543.1541 | 12011.6922 | 12490.4994 | 12872.4073 | 13208.3418 | 13599.1223 | 13886.4822
QLD | 4078.6758 | 5021.8445 | 6002.2072 | 6640.6774 | 6975.9401 | 7290.3211 | 7546.3648 | 7616.7802 | 7705.7471 | 7772.1953 | 7855.1326 | 7938.8099 | 8046.2986 | 8152.2903 | 8336.836 | 8580.086 | 8965.2723 | 9340.9416 | 9612.964 | 9847.9133 | 10090.1588 | 10371.0387 | 10758.8207 | 11154.1361 | 11585.3214 | 11978.9456 | 12401.6217 | 12763.9904 | 13109.6178 | 13472.8911 | 13789.8481
SA | 1658.4026 | 1921.3444 | 2095.9166 | 2211.3034 | 2281.2893 | 2333.9256 | 2368.5667 | 2374.5856 | 2385.0686 | 2393.1227 | 2398.8831 | 2408.0168 | 2422.892 | 2441.1041 | 2466.8518 | 2508.5848 | 2602.3612 | 2695.7672 | 2752.5093 | 2807.3126 | 2858.1072 | 2930.4014 | 3028.1051 | 3129.1629 | 3236.9387 | 3338.9629 | 3437.1066 | 3515.9957 | 3584.9785 | 3666.7377 | 3720.3461
TAS | 196.1608 | 227.8817 | 254.9762 | 279.2817 | 299.2096 | 320.6899 | 333.8407 | 333.1376 | 332.8465 | 333.7224 | 334.0852 | 334.0738 | 334.679 | 337.9685 | 344.8598 | 361.1968 | 392.8674 | 419.0825 | 430.6668 | 440.9987 | 448.9015 | 461.724 | 479.5567 | 497.6343 | 516.2694 | 534.4062 | 551.0767 | 563.7387 | 573.5021 | 586.8323 | 593.9259
VIC | 2521.8651 | 3104.3978 | 3687.0467 | 4198.4235 | 4602.9057 | 5009.6028 | 5255.8188 | 5285.3755 | 5323.7363 | 5380.2751 | 5430.5229 | 5475.4471 | 5533.0126 | 5669.8251 | 5883.9568 | 6268.5645 | 6913.8073 | 7450.1663 | 7745.1415 | 7990.9928 | 8206.0602 | 8516.9583 | 8922.791 | 9338.1478 | 9772.8393 | 10200.9296 | 10616.0486 | 10958.2595 | 11260.602 | 11631.4344 | 11887.4731
Step Change
| 2019-20 | 2020-21 | 2021-22 | 2022-23 | 2023-24 | 2024-25 | 2025-26 | 2026-27 | 2027-28 | 2028-29 | 2029-30 | 2030-31 | 2031-32 | 2032-33 | 2033-34 | 2034-35 | 2035-36 | 2036-37 | 2037-38 | 2038-39 | 2039-40 | 2040-41 | 2041-42 | 2042-43 | 2043-44 | 2044-45 | 2045-46 | 2046-47 | 2047-48 | 2048-49 | 2049-50
NSW | 3196.9849 | 3849.2126 | 4635.9223 | 5467.7517 | 6279.8353 | 7113.8897 | 7860.2134 | 8251.3391 | 8522.3427 | 8840.5083 | 9132.5831 | 9305.3796 | 9702.708 | 10084.3948 | 10294.8262 | 10536.331 | 11071.7594 | 11654.9286 | 11964.9923 | 12201.045 | 12378.3341 | 12690.771 | 13222.0836 | 13774.4755 | 14354.6666 | 14896.9173 | 15452.8662 | 15841.8345 | 16134.4988 | 16539.307 | 16861.9847
QLD | 4135.9746 | 5231.2052 | 6543.1149 | 7474.2721 | 7875.4528 | 8278.3497 | 8723.5231 | 8969.9048 | 9225.8354 | 9491.236 | 9739.7039 | 9928.1147 | 10176.9413 | 10439.1069 | 10717.1365 | 11020.1447 | 11520.3287 | 11990.2107 | 12296.8741 | 12568.7726 | 12829.4537 | 13181.4656 | 13721.2298 | 14275.1864 | 14879.1761 | 15440.7256 | 16043.2884 | 16535.9025 | 16980.9767 | 17483.7917 | 17942.4554
SA | 1686.6313 | 2069.9395 | 2357.3483 | 2496.1001 | 2565.8861 | 2628.3992 | 2685.0985 | 2708.3259 | 2732.8951 | 2773.0104 | 2806.7794 | 2836.3543 | 2917.3783 | 2980.6815 | 3005.2764 | 3046.1818 | 3177.9548 | 3330.635 | 3404.7493 | 3451.5601 | 3484.4054 | 3545.0389 | 3648.3107 | 3760.4455 | 3877.4447 | 3986.6649 | 4090.8741 | 4161.9478 | 4211.5542 | 4285.0193 | 4336.4221
TAS | 198.9483 | 238.1834 | 275.8042 | 310.9406 | 340.9865 | 371.7713 | 396.4075 | 405.0628 | 409.6553 | 424.8104 | 441.3485 | 454.0192 | 476.4259 | 491.7737 | 494.7572 | 501.6018 | 524.7682 | 551.1184 | 560.1038 | 564.8131 | 566.7429 | 573.3959 | 587.8377 | 605.2423 | 622.9367 | 639.8822 | 654.9778 | 663.9258 | 666.8235 | 674.8516 | 679.4794
VIC | 2562.236 | 3235.3804 | 3956.4058 | 4656.017 | 5269.9072 | 5853.6096 | 6332.8471 | 6566.6186 | 6764.6353 | 7167.1477 | 7578.6238 | 7903.2334 | 8359.5336 | 8686.9445 | 8836.1061 | 9046.1199 | 9562.8413 | 10126.6848 | 10417.423 | 10636.6095 | 10806.1439 | 11106.8833 | 11572.2927 | 12074.2414 | 12598.9205 | 13116.7168 | 13620.5765 | 13994.089 | 14293.2334 | 14719.8718 | 15037.959

## PVNSG
Go to Assumptions Summary
Distributed Energy Resources: Small-scale non-scheduled generation (PVNSG) | [13 empty] | Note: | Further information is available at http://forecasting.aemo.com.au
PVNSG trajectories based on 2019 CSIRO and Energeia forecasts developed for AEMO
Consultant forecast mapping
| Slow Change | Central | Fast Change |  | High DER |  | Step Change
Consultant's scenario | CSIRO Slow Change | CSIRO Neutral | CSIRO Fast Change transitioning to CSIRO Neutral growth beyond 2025 |  | Energeia High DER |  | CSIRO High DER
Notes: | AEMO Fast Change scenario applies the CSIRO Fast Change forecast until FYE 2025, then transitions to the growth rate of the CSIRO Neutral scenario
PVNSG (Capacity, MW)
Capacity of small-scale non-scheduled generating systems
Slow Change
| 2019-20 | 2020-21 | 2021-22 | 2022-23 | 2023-24 | 2024-25 | 2025-26 | 2026-27 | 2027-28 | 2028-29 | 2029-30 | 2030-31 | 2031-32 | 2032-33 | 2033-34 | 2034-35 | 2035-36 | 2036-37 | 2037-38 | 2038-39 | 2039-40 | 2040-41 | 2041-42 | 2042-43 | 2043-44 | 2044-45 | 2045-46 | 2046-47 | 2047-48 | 2048-49 | 2049-50
NSW | 179.7414 | 177.944 | 176.1645 | 175.6302 | 175.1013 | 198.5652 | 221.7944 | 244.7913 | 267.5583 | 290.0976 | 312.4115 | 334.5023 | 356.3721 | 378.0233 | 399.4579 | 420.6782 | 441.6863 | 462.4843 | 483.0743 | 503.4585 | 523.6388 | 543.6172 | 563.3959 | 593.9028 | 624.1046 | 682.8619 | 741.0317 | 798.6198 | 855.632 | 912.0741 | 967.9517
QLD | 182.3038 | 180.4808 | 178.676 | 187.8226 | 196.8778 | 271.4014 | 345.1798 | 418.2204 | 490.5306 | 562.1177 | 632.9889 | 703.1514 | 772.6123 | 841.3786 | 909.4572 | 976.855 | 1043.5789 | 1109.6355 | 1175.0315 | 1239.7736 | 1303.8683 | 1367.322 | 1430.1412 | 1492.3321 | 1553.9012 | 1614.8546 | 1675.1985 | 1734.9389 | 1794.0819 | 1852.6335 | 1910.5995
SA | 43.1739 | 42.7422 | 42.3147 | 41.8916 | 41.4727 | 41.0579 | 40.6474 | 40.2409 | 39.8385 | 39.4401 | 39.0457 | 38.6552 | 38.2687 | 37.886 | 37.5071 | 37.1321 | 36.7607 | 36.3931 | 36.0292 | 35.6689 | 35.3122 | 34.9591 | 34.6095 | 34.2634 | 33.9208 | 44.1093 | 54.196 | 64.1818 | 84.0677 | 103.7548 | 123.245
TAS | 6.2545 | 6.192 | 6.13 | 6.0687 | 6.0081 | 5.948 | 5.8885 | 5.8296 | 5.7713 | 5.7136 | 5.6565 | 5.5999 | 5.5439 | 5.4885 | 5.4336 | 5.3792 | 5.3254 | 5.2722 | 5.2195 | 5.1673 | 5.1156 | 5.0644 | 5.0138 | 4.9637 | 4.914 | 4.8649 | 4.8162 | 4.7681 | 4.7204 | 4.6732 | 4.6265
VIC | 115.912 | 114.7529 | 113.6054 | 112.4693 | 111.3446 | 110.2312 | 118.346 | 126.3797 | 153.6157 | 180.5794 | 207.2734 | 233.7005 | 259.8633 | 285.7645 | 311.4067 | 336.7924 | 361.9243 | 386.8049 | 411.4367 | 435.8221 | 459.9637 | 483.8639 | 507.5251 | 530.9497 | 554.14 | 577.0984 | 599.8273 | 622.3288 | 644.6054 | 666.6591 | 688.4924
Central
| 2019-20 | 2020-21 | 2021-22 | 2022-23 | 2023-24 | 2024-25 | 2025-26 | 2026-27 | 2027-28 | 2028-29 | 2029-30 | 2030-31 | 2031-32 | 2032-33 | 2033-34 | 2034-35 | 2035-36 | 2036-37 | 2037-38 | 2038-39 | 2039-40 | 2040-41 | 2041-42 | 2042-43 | 2043-44 | 2044-45 | 2045-46 | 2046-47 | 2047-48 | 2048-49 | 2049-50
NSW | 179.891 | 179.3194 | 178.7536 | 202.181 | 225.374 | 248.3352 | 271.0667 | 293.5709 | 315.8501 | 337.9064 | 359.7422 | 381.3597 | 402.761 | 423.9482 | 444.9236 | 465.6893 | 486.2472 | 506.5996 | 526.7485 | 546.6959 | 566.4438 | 585.9943 | 605.3492 | 635.4365 | 665.2229 | 723.5691 | 781.3318 | 838.5169 | 895.1301 | 951.1772 | 1006.6639
QLD | 182.4076 | 191.5169 | 200.5352 | 275.0222 | 348.7644 | 421.7691 | 494.0438 | 565.5958 | 636.4322 | 706.5603 | 775.9871 | 844.7197 | 912.7649 | 980.1296 | 1046.8207 | 1112.8449 | 1178.2089 | 1242.9192 | 1306.9824 | 1370.405 | 1433.1933 | 1495.3538 | 1556.8926 | 1617.8161 | 1678.1303 | 1737.8414 | 1796.9554 | 1855.4783 | 1913.4159 | 1970.7741 | 2027.5588
SA | 60.5073 | 59.9022 | 59.3032 | 58.7102 | 58.1231 | 57.5418 | 56.9664 | 56.3968 | 55.8328 | 55.2745 | 54.7217 | 54.1745 | 53.6328 | 53.0964 | 52.5655 | 52.0398 | 62.0472 | 61.4267 | 60.8124 | 60.2043 | 59.6023 | 59.0062 | 68.9439 | 78.7822 | 88.5222 | 108.1647 | 127.6108 | 146.8624 | 165.9216 | 184.7901 | 203.4699
TAS | 6.271 | 6.2083 | 6.1462 | 6.0847 | 6.0239 | 5.9636 | 5.904 | 5.845 | 5.7865 | 5.7286 | 5.6713 | 5.6146 | 5.5585 | 5.5029 | 5.4479 | 5.3934 | 5.3395 | 5.2861 | 5.2332 | 5.1809 | 5.1291 | 5.0778 | 5.027 | 4.9767 | 4.927 | 4.8777 | 4.8289 | 4.7806 | 4.7328 | 4.6855 | 4.6386
VIC | 116.1433 | 114.9819 | 123.0492 | 131.0358 | 158.2253 | 185.1429 | 211.7913 | 238.1732 | 264.2913 | 290.1482 | 315.7465 | 341.0889 | 366.1778 | 391.0159 | 415.6055 | 439.9493 | 464.0496 | 487.909 | 511.5297 | 534.9142 | 558.0649 | 580.9841 | 603.6741 | 626.1372 | 648.3756 | 670.3917 | 692.1876 | 713.7655 | 735.1277 | 756.2763 | 777.2133
High DER
| 2019-20 | 2020-21 | 2021-22 | 2022-23 | 2023-24 | 2024-25 | 2025-26 | 2026-27 | 2027-28 | 2028-29 | 2029-30 | 2030-31 | 2031-32 | 2032-33 | 2033-34 | 2034-35 | 2035-36 | 2036-37 | 2037-38 | 2038-39 | 2039-40 | 2040-41 | 2041-42 | 2042-43 | 2043-44 | 2044-45 | 2045-46 | 2046-47 | 2047-48 | 2048-49 | 2049-50
NSW | 188.824 | 226.6021 | 259.9121 | 294.3221 | 330.7221 | 364.4121 | 395.5121 | 426.2721 | 458.3121 | 494.7821 | 536.0121 | 579.3621 | 628.0621 | 740.0221 | 855.9421 | 910.4521 | 1103.0221 | 1309.9422 | 1379.3321 | 1448.1221 | 1511.7221 | 1567.1021 | 1626.9722 | 1687.7321 | 1749.3822 | 1811.8821 | 1875.2521 | 1939.4621 | 2004.5221 | 2070.4122 | 2120.5472
QLD | 205.5544 | 219.2019 | 233.9719 | 250.1819 | 266.9519 | 284.2319 | 364.5419 | 447.1919 | 467.7319 | 487.0919 | 509.702 | 535.9019 | 559.8819 | 579.9719 | 600.0019 | 621.6819 | 647.6219 | 679.9919 | 713.352 | 739.8719 | 769.2119 | 806.3719 | 844.3419 | 883.1119 | 922.6919 | 963.062 | 1004.2219 | 1046.192 | 1088.932 | 1132.4619 | 1165.7769
SA | 65.4707 | 70.9874 | 75.0174 | 78.9974 | 83.2574 | 87.8774 | 92.9074 | 98.6674 | 105.7974 | 115.2974 | 131.0274 | 161.1674 | 189.4974 | 203.1074 | 212.2274 | 220.4074 | 229.5874 | 239.9274 | 250.0374 | 262.2774 | 278.9074 | 297.3174 | 316.1274 | 335.3474 | 354.9674 | 374.9874 | 395.4174 | 416.2274 | 437.4574 | 459.0674 | 475.6224
TAS | 7.3567 | 8.2181 | 8.8381 | 9.4081 | 10.0281 | 10.6681 | 11.3381 | 12.0681 | 12.9081 | 13.8481 | 14.8281 | 16.6481 | 19.2481 | 21.4381 | 23.0881 | 24.4881 | 25.8481 | 27.3881 | 28.8081 | 29.9181 | 31.2081 | 32.7481 | 34.3081 | 35.8981 | 37.5081 | 39.1481 | 40.8181 | 42.5281 | 44.2481 | 45.9981 | 47.3381
VIC | 114.2708 | 127.8524 | 138.2224 | 146.7524 | 154.9824 | 163.5224 | 172.1724 | 180.8624 | 189.7324 | 199.1624 | 209.1024 | 219.4524 | 237.8724 | 260.6224 | 277.7824 | 292.3024 | 305.8724 | 319.1824 | 333.9324 | 348.3724 | 362.2224 | 379.4724 | 399.2824 | 419.3624 | 439.6924 | 460.2724 | 481.1024 | 502.1724 | 523.4924 | 545.0624 | 561.4324
Fast Change
| 2019-20 | 2020-21 | 2021-22 | 2022-23 | 2023-24 | 2024-25 | 2025-26 | 2026-27 | 2027-28 | 2028-29 | 2029-30 | 2030-31 | 2031-32 | 2032-33 | 2033-34 | 2034-35 | 2035-36 | 2036-37 | 2037-38 | 2038-39 | 2039-40 | 2040-41 | 2041-42 | 2042-43 | 2043-44 | 2044-45 | 2045-46 | 2046-47 | 2047-48 | 2048-49 | 2049-50
NSW | 180.0406 | 190.3935 | 200.6428 | 263.6348 | 325.9968 | 387.7353 | 414.6795 | 437.1837 | 459.4628 | 481.5192 | 503.355 | 524.9725 | 546.3738 | 567.561 | 588.5364 | 609.3021 | 629.86 | 650.2124 | 670.3613 | 690.3087 | 710.0566 | 729.6071 | 748.962 | 779.0493 | 808.8357 | 867.1819 | 924.9446 | 982.1297 | 1038.7429 | 1094.79 | 1150.2767
QLD | 182.6338 | 191.7409 | 200.7569 | 275.2417 | 348.9817 | 421.9843 | 494.2588 | 565.8107 | 636.6472 | 706.7753 | 776.2021 | 844.9346 | 912.9798 | 980.3445 | 1047.0356 | 1113.0598 | 1178.4238 | 1243.1341 | 1307.1973 | 1370.6199 | 1433.4082 | 1495.5687 | 1557.1076 | 1618.031 | 1678.3453 | 1738.0564 | 1797.1704 | 1855.6932 | 1913.6308 | 1970.9891 | 2027.7737
SA | 60.5548 | 70.477 | 80.3 | 90.0247 | 109.6522 | 129.0835 | 130.017 | 129.4474 | 128.8834 | 128.3251 | 127.7723 | 127.2251 | 126.6834 | 126.1471 | 125.6161 | 125.0904 | 135.0978 | 134.4773 | 133.863 | 133.2549 | 132.6529 | 132.0569 | 141.9945 | 151.8329 | 161.5728 | 181.2153 | 200.6614 | 219.9131 | 238.9722 | 257.8407 | 276.5206
TAS | 6.2874 | 6.2245 | 6.1623 | 6.1007 | 6.0397 | 5.9793 | 5.9196 | 5.8606 | 5.8021 | 5.7443 | 5.687 | 5.6303 | 5.5741 | 5.5186 | 5.4635 | 5.409 | 5.3551 | 5.3017 | 5.2489 | 5.1965 | 5.1447 | 5.0934 | 5.0426 | 4.9924 | 4.9426 | 4.8933 | 4.8446 | 4.7963 | 4.7485 | 4.7011 | 4.6543
VIC | 116.3746 | 124.428 | 132.4009 | 159.5767 | 186.4807 | 213.1158 | 239.7352 | 266.1171 | 292.2352 | 318.0921 | 343.6904 | 369.0328 | 394.1217 | 418.9598 | 443.5494 | 467.8932 | 491.9935 | 515.8529 | 539.4736 | 562.8581 | 586.0088 | 608.928 | 631.618 | 654.0811 | 676.3195 | 698.3356 | 720.1315 | 741.7094 | 763.0716 | 784.2202 | 805.1572
Step Change
| 2019-20 | 2020-21 | 2021-22 | 2022-23 | 2023-24 | 2024-25 | 2025-26 | 2026-27 | 2027-28 | 2028-29 | 2029-30 | 2030-31 | 2031-32 | 2032-33 | 2033-34 | 2034-35 | 2035-36 | 2036-37 | 2037-38 | 2038-39 | 2039-40 | 2040-41 | 2041-42 | 2042-43 | 2043-44 | 2044-45 | 2045-46 | 2046-47 | 2047-48 | 2048-49 | 2049-50
NSW | 180.1154 | 190.4675 | 200.7161 | 263.7074 | 326.0687 | 387.8064 | 448.9267 | 509.4359 | 569.3399 | 628.6449 | 687.3569 | 745.4817 | 803.0253 | 859.9934 | 916.3919 | 972.2264 | 1027.5025 | 1082.2259 | 1136.402 | 1190.0364 | 1243.1344 | 1295.7015 | 1347.7429 | 1399.2639 | 1450.2696 | 1500.7653 | 1550.7561 | 1600.2469 | 1649.2428 | 1697.7488 | 1745.7697
QLD | 182.7843 | 191.8899 | 200.9044 | 275.3878 | 349.1263 | 422.1274 | 494.3985 | 565.947 | 636.7799 | 706.9045 | 776.3278 | 845.057 | 913.0988 | 980.4602 | 1047.148 | 1113.1689 | 1178.5296 | 1243.2367 | 1307.2968 | 1370.7162 | 1433.5014 | 1495.6588 | 1557.1946 | 1618.1151 | 1678.4263 | 1738.1345 | 1797.2455 | 1855.7655 | 1913.7002 | 1971.0556 | 2027.8375
SA | 60.5786 | 70.5005 | 80.3233 | 90.0478 | 109.6751 | 129.1061 | 148.3428 | 167.3871 | 186.241 | 204.9063 | 223.385 | 241.6789 | 259.7898 | 277.7197 | 295.4702 | 313.0433 | 330.4406 | 347.664 | 364.7151 | 381.5957 | 398.3075 | 414.8521 | 431.2314 | 447.4468 | 463.5001 | 479.3928 | 495.1267 | 510.7031 | 526.1239 | 541.3904 | 556.5042
TAS | 6.2957 | 6.2327 | 6.1704 | 6.1087 | 6.0476 | 5.9871 | 5.9272 | 5.868 | 5.8093 | 5.7512 | 5.6937 | 5.6367 | 5.5804 | 5.5246 | 5.4693 | 5.4146 | 5.3605 | 5.3069 | 5.2538 | 5.2013 | 5.1493 | 5.0978 | 5.0468 | 4.9963 | 4.9464 | 4.8969 | 4.8479 | 4.7994 | 4.7515 | 4.7039 | 4.6569
VIC | 116.4903 | 124.5425 | 132.5142 | 159.6889 | 186.5918 | 213.2258 | 239.5933 | 265.6972 | 291.5401 | 317.1245 | 342.4531 | 367.5284 | 392.3529 | 416.9292 | 441.2597 | 465.347 | 489.1933 | 512.8012 | 536.173 | 559.3111 | 582.2178 | 604.8955 | 627.3463 | 649.5727 | 671.5768 | 693.3609 | 714.9271 | 736.2776 | 757.4147 | 778.3404 | 799.0568
PVNSG (Energy, GWh)
Amount of energy generated by small-scale non-scheduled generating systems
Slow Change
| 2019-20 | 2020-21 | 2021-22 | 2022-23 | 2023-24 | 2024-25 | 2025-26 | 2026-27 | 2027-28 | 2028-29 | 2029-30 | 2030-31 | 2031-32 | 2032-33 | 2033-34 | 2034-35 | 2035-36 | 2036-37 | 2037-38 | 2038-39 | 2039-40 | 2040-41 | 2041-42 | 2042-43 | 2043-44 | 2044-45 | 2045-46 | 2046-47 | 2047-48 | 2048-49 | 2049-50
NSW | 442.9435 | 446.834 | 442.6633 | 440.8328 | 445.4976 | 494.3372 | 552.667 | 610.4135 | 667.5826 | 724.18 | 780.2114 | 835.6825 | 890.5989 | 944.9661 | 998.7897 | 1052.075 | 1104.8275 | 1157.0524 | 1208.7551 | 1259.9407 | 1310.6145 | 1360.7816 | 1413.0208 | 1485.1213 | 1568.1703 | 1703.5884 | 1849.6569 | 1994.2648 | 2137.4266 | 2279.1567 | 2419.4696
QLD | 418.4505 | 421.2055 | 419.4279 | 437.1688 | 473.7042 | 624.6497 | 796.833 | 967.2944 | 1136.0513 | 1303.1205 | 1468.5191 | 1632.2637 | 1794.3708 | 1954.8569 | 2113.7381 | 2271.0304 | 2426.7499 | 2580.9122 | 2733.5328 | 2884.6273 | 3034.2108 | 3182.2984 | 3328.9052 | 3474.0459 | 3617.7352 | 3759.9876 | 3900.8175 | 4040.2391 | 4178.2665 | 4314.9136 | 4450.1942
SA | 99.4119 | 98.4178 | 97.4336 | 96.4593 | 95.4947 | 94.5398 | 93.5944 | 92.6584 | 91.7318 | 90.8145 | 89.9064 | 89.0073 | 88.1172 | 87.2361 | 86.3637 | 85.5001 | 84.6451 | 83.7986 | 82.9606 | 82.131 | 81.3097 | 80.4966 | 79.6917 | 78.8947 | 80.5741 | 100.3486 | 123.5736 | 148.8708 | 190.7667 | 236.1014 | 280.9827
TAS | 10.8715 | 10.7628 | 10.6552 | 10.5486 | 10.4432 | 10.3387 | 10.2353 | 10.133 | 10.0317 | 9.9313 | 9.832 | 9.7337 | 9.6364 | 9.54 | 9.4446 | 9.3502 | 9.2567 | 9.1641 | 9.0725 | 8.9817 | 8.8919 | 8.803 | 8.715 | 8.6278 | 8.5415 | 8.4561 | 8.3716 | 8.2878 | 8.205 | 8.1229 | 8.0417
VIC | 215.4758 | 220.2408 | 218.0384 | 215.858 | 213.6994 | 213.3091 | 225.7217 | 244.906 | 290.4403 | 342.1907 | 393.4237 | 444.1443 | 494.3577 | 544.0689 | 593.2831 | 642.0051 | 690.2399 | 737.9923 | 785.2672 | 832.0694 | 878.4036 | 924.2744 | 969.6865 | 1014.6444 | 1059.1528 | 1103.2161 | 1146.8388 | 1190.0253 | 1232.7798 | 1275.1069 | 1317.0107
Central
| 2019-20 | 2020-21 | 2021-22 | 2022-23 | 2023-24 | 2024-25 | 2025-26 | 2026-27 | 2027-28 | 2028-29 | 2029-30 | 2030-31 | 2031-32 | 2032-33 | 2033-34 | 2034-35 | 2035-36 | 2036-37 | 2037-38 | 2038-39 | 2039-40 | 2040-41 | 2041-42 | 2042-43 | 2043-44 | 2044-45 | 2045-46 | 2046-47 | 2047-48 | 2048-49 | 2049-50
NSW | 443.6168 | 450.0967 | 454.6688 | 503.4167 | 561.6557 | 619.3124 | 676.3925 | 732.9018 | 788.8459 | 844.2307 | 899.0616 | 953.3442 | 1007.084 | 1060.2863 | 1112.9567 | 1165.1003 | 1216.7225 | 1267.8285 | 1318.4235 | 1368.5124 | 1418.1005 | 1467.1927 | 1518.3678 | 1589.4148 | 1671.4209 | 1805.8065 | 1950.8529 | 2094.4488 | 2236.6087 | 2377.347 | 2516.678
QLD | 421.1274 | 445.7907 | 482.2398 | 633.1 | 805.1988 | 975.5766 | 1144.2506 | 1311.2378 | 1476.5552 | 1640.2194 | 1802.247 | 1962.6543 | 2121.4575 | 2278.6727 | 2434.3158 | 2588.4024 | 2740.9481 | 2891.9684 | 3041.4785 | 3189.4935 | 3336.0283 | 3481.0978 | 3624.7166 | 3766.8992 | 3907.66 | 4047.0131 | 4184.9728 | 4321.5528 | 4456.7671 | 4590.6292 | 4723.1526
SA | 135.6344 | 137.9262 | 136.5469 | 135.1814 | 133.8296 | 132.4913 | 131.1664 | 129.8547 | 128.5562 | 127.2706 | 125.9979 | 124.7379 | 123.4906 | 122.2557 | 121.0331 | 122.291 | 139.1802 | 141.4365 | 140.0222 | 138.6219 | 137.2357 | 138.3316 | 157.5286 | 180.1818 | 204.9129 | 246.2484 | 291.0282 | 335.3603 | 379.2491 | 422.699 | 465.7144
TAS | 10.9002 | 10.7912 | 10.6833 | 10.5764 | 10.4707 | 10.3659 | 10.2623 | 10.1597 | 10.0581 | 9.9575 | 9.8579 | 9.7593 | 9.6617 | 9.5651 | 9.4695 | 9.3748 | 9.281 | 9.1882 | 9.0963 | 9.0054 | 8.9153 | 8.8262 | 8.7379 | 8.6505 | 8.564 | 8.4784 | 8.3936 | 8.3097 | 8.2266 | 8.1443 | 8.0629
VIC | 215.9198 | 222.4269 | 234.7484 | 253.8424 | 299.2874 | 350.9493 | 402.0947 | 452.7286 | 502.8561 | 552.4824 | 601.6124 | 650.2511 | 698.4034 | 746.0743 | 793.2683 | 839.9905 | 886.2454 | 932.0378 | 977.3723 | 1022.2534 | 1066.6857 | 1110.6737 | 1154.2218 | 1197.3344 | 1240.0159 | 1282.2706 | 1324.1027 | 1365.5165 | 1406.5162 | 1447.1059 | 1485.543
High DER
| 2019-20 | 2020-21 | 2021-22 | 2022-23 | 2023-24 | 2024-25 | 2025-26 | 2026-27 | 2027-28 | 2028-29 | 2029-30 | 2030-31 | 2031-32 | 2032-33 | 2033-34 | 2034-35 | 2035-36 | 2036-37 | 2037-38 | 2038-39 | 2039-40 | 2040-41 | 2041-42 | 2042-43 | 2043-44 | 2044-45 | 2045-46 | 2046-47 | 2047-48 | 2048-49 | 2049-50
NSW | 478.5081 | 571.922 | 656.5342 | 743.3602 | 833.0823 | 917.3536 | 995.9785 | 1073.7647 | 1155.5545 | 1247.7179 | 1350.6947 | 1460.9949 | 1606.6307 | 1871.6092 | 2137.2132 | 2345.3841 | 2796.0072 | 3257.1072 | 3469.1042 | 3639.8455 | 3797.6418 | 3940.6561 | 4089.9979 | 4242.5705 | 4397.3607 | 4554.3028 | 4713.4107 | 4874.6388 | 5037.9891 | 5196.8964 | 5327.0688
QLD | 481.2624 | 513.5039 | 548.2222 | 585.9019 | 625.0752 | 688.1887 | 861.6628 | 1031.3201 | 1093.3006 | 1139.9181 | 1193.2064 | 1252.6764 | 1307.7166 | 1355.4656 | 1402.8027 | 1454.5387 | 1516.3919 | 1590.7589 | 1665.8572 | 1730.3412 | 1800.967 | 1886.1175 | 1974.79 | 2065.3346 | 2157.759 | 2252.0309 | 2348.1529 | 2446.1451 | 2545.95 | 2643.5904 | 2723.687
SA | 151.4049 | 163.7468 | 173.0601 | 182.3344 | 192.1976 | 202.887 | 214.6236 | 228.1913 | 245.1118 | 268.6356 | 308.4857 | 373.4952 | 433.7981 | 467.26 | 489.0579 | 508.4884 | 529.7811 | 553.1963 | 577.2979 | 606.5191 | 644.3136 | 686.3713 | 729.7072 | 773.9804 | 819.1768 | 865.2974 | 912.348 | 960.2954 | 1009.1846 | 1056.9796 | 1096.3755
TAS | 12.8704 | 14.3158 | 15.3934 | 16.4089 | 17.4815 | 18.598 | 19.7735 | 21.0617 | 22.5276 | 24.1516 | 26.0936 | 29.3105 | 33.5441 | 37.275 | 40.1804 | 42.6529 | 45.0771 | 47.6797 | 50.0802 | 52.1263 | 54.4037 | 57.033 | 59.7479 | 62.5098 | 65.3116 | 68.1634 | 71.0703 | 74.0357 | 77.0307 | 79.9438 | 82.3572
VIC | 220.456 | 245.7645 | 265.3781 | 282.0627 | 298.0114 | 314.3524 | 330.9282 | 347.6405 | 364.7853 | 382.9014 | 401.9756 | 424.2617 | 459.1 | 499.9852 | 533.3429 | 561.4936 | 587.6527 | 613.6888 | 641.5489 | 669.1266 | 696.8884 | 729.9951 | 767.4849 | 806.0095 | 845.0181 | 884.5062 | 924.4706 | 964.9006 | 1005.8078 | 1045.4849 | 1078.0665
Fast Change
| 2019-20 | 2020-21 | 2021-22 | 2022-23 | 2023-24 | 2024-25 | 2025-26 | 2026-27 | 2027-28 | 2028-29 | 2029-30 | 2030-31 | 2031-32 | 2032-33 | 2033-34 | 2034-35 | 2035-36 | 2036-37 | 2037-38 | 2038-39 | 2039-40 | 2040-41 | 2041-42 | 2042-43 | 2043-44 | 2044-45 | 2045-46 | 2046-47 | 2047-48 | 2048-49 | 2049-50
NSW | 446.5663 | 475.9741 | 514.9145 | 650.8865 | 807.482 | 958.502 | 1036.7687 | 1093.278 | 1149.2222 | 1204.607 | 1259.4379 | 1313.7205 | 1367.4602 | 1420.6626 | 1473.333 | 1525.4766 | 1577.0988 | 1628.2048 | 1678.7997 | 1728.8887 | 1778.4768 | 1827.569 | 1878.7441 | 1949.7911 | 2031.7972 | 2166.1828 | 2311.2291 | 2454.825 | 2596.985 | 2737.7233 | 2877.0542
QLD | 421.6553 | 446.3134 | 482.7573 | 633.6123 | 805.706 | 976.0789 | 1144.7519 | 1311.7392 | 1477.0566 | 1640.7208 | 1802.7484 | 1963.1557 | 2121.9589 | 2279.1741 | 2434.8171 | 2588.9037 | 2741.4495 | 2892.4698 | 3041.9799 | 3189.9948 | 3336.5297 | 3481.5992 | 3625.218 | 3767.4006 | 3908.1613 | 4047.5145 | 4185.4741 | 4322.0542 | 4457.2684 | 4591.1305 | 4723.654
SA | 138.2121 | 161.0584 | 183.6763 | 208.3724 | 249.6733 | 291.5972 | 299.2845 | 297.9728 | 296.6742 | 295.3887 | 294.116 | 292.856 | 291.6086 | 290.3737 | 289.1512 | 290.4091 | 307.2982 | 309.5546 | 308.1402 | 306.74 | 305.3538 | 306.4497 | 325.6467 | 348.2999 | 373.031 | 414.3664 | 459.1463 | 503.4784 | 547.3672 | 590.817 | 633.8324
TAS | 10.9288 | 10.8195 | 10.7113 | 10.6042 | 10.4981 | 10.3932 | 10.2895 | 10.1868 | 10.0853 | 9.9847 | 9.8851 | 9.7865 | 9.6889 | 9.5923 | 9.4967 | 9.402 | 9.3082 | 9.2154 | 9.1235 | 9.0326 | 8.9425 | 8.8533 | 8.7651 | 8.6777 | 8.5912 | 8.5056 | 8.4208 | 8.3368 | 8.2537 | 8.1715 | 8.09
VIC | 218.1104 | 237.3947 | 256.4623 | 301.881 | 353.517 | 404.6624 | 455.6834 | 506.3173 | 556.4448 | 606.0711 | 655.2011 | 703.8399 | 751.9922 | 799.663 | 846.8571 | 893.5792 | 939.8342 | 985.6266 | 1030.961 | 1075.8421 | 1120.2744 | 1164.2624 | 1207.8105 | 1250.9231 | 1293.6046 | 1335.8593 | 1377.6915 | 1419.1053 | 1460.1049 | 1500.6946 | 1539.1317
Step Change
| 2019-20 | 2020-21 | 2021-22 | 2022-23 | 2023-24 | 2024-25 | 2025-26 | 2026-27 | 2027-28 | 2028-29 | 2029-30 | 2030-31 | 2031-32 | 2032-33 | 2033-34 | 2034-35 | 2035-36 | 2036-37 | 2037-38 | 2038-39 | 2039-40 | 2040-41 | 2041-42 | 2042-43 | 2043-44 | 2044-45 | 2045-46 | 2046-47 | 2047-48 | 2048-49 | 2049-50
NSW | 446.7541 | 476.16 | 515.0986 | 651.0687 | 807.6625 | 962.6902 | 1116.1678 | 1268.1105 | 1418.5338 | 1567.4529 | 1714.8828 | 1860.8384 | 2005.3344 | 2148.3855 | 2290.0061 | 2430.2104 | 2569.0127 | 2706.427 | 2842.4672 | 2977.1469 | 3110.4799 | 3242.4795 | 3373.1591 | 3502.5319 | 3630.611 | 3757.4094 | 3882.9397 | 4007.2147 | 4130.247 | 4252.0489 | 4372.6328
QLD | 422.0067 | 446.6612 | 483.1016 | 633.9532 | 806.0435 | 976.4128 | 1145.0784 | 1312.0574 | 1477.3666 | 1641.0227 | 1803.0422 | 1963.4416 | 2122.2369 | 2279.4443 | 2435.0797 | 2589.1586 | 2741.6968 | 2892.7096 | 3042.2123 | 3190.2199 | 3336.7475 | 3481.8098 | 3625.4215 | 3767.597 | 3908.3508 | 4047.6971 | 4185.6499 | 4322.2232 | 4457.4307 | 4591.2861 | 4723.8031
SA | 138.2668 | 161.1126 | 183.7299 | 208.4255 | 249.7259 | 294.471 | 338.7686 | 382.6233 | 426.0395 | 469.0215 | 511.5736 | 553.7003 | 595.4056 | 636.6939 | 677.5694 | 718.0361 | 758.0981 | 797.7595 | 837.0243 | 875.8964 | 914.3798 | 952.4784 | 990.196 | 1027.5364 | 1064.5034 | 1101.1007 | 1137.3321 | 1173.2012 | 1208.7115 | 1243.8668 | 1278.6705
TAS | 10.9431 | 10.8337 | 10.7253 | 10.6181 | 10.5119 | 10.4068 | 10.3027 | 10.1997 | 10.0977 | 9.9967 | 9.8967 | 9.7978 | 9.6998 | 9.6028 | 9.5068 | 9.4117 | 9.3176 | 9.2244 | 9.1322 | 9.0408 | 8.9504 | 8.8609 | 8.7723 | 8.6846 | 8.5978 | 8.5118 | 8.4267 | 8.3424 | 8.259 | 8.1764 | 8.0946
VIC | 218.3324 | 237.6145 | 256.6798 | 302.0964 | 353.7302 | 404.8478 | 455.4541 | 505.5544 | 555.1537 | 604.257 | 652.8693 | 700.9954 | 748.6403 | 795.8088 | 842.5055 | 888.7353 | 934.5028 | 979.8126 | 1024.6693 | 1069.0774 | 1113.0415 | 1156.5659 | 1199.6551 | 1242.3134 | 1284.5451 | 1326.3545 | 1367.7458 | 1408.7232 | 1449.2908 | 1489.4527 | 1527.4663

## Electric Vehicles
Go to Assumptions Summary
Distributed Energy Resources: Electric Vehicles | [13 empty] | Note: | Further information is available at http://forecasting.aemo.com.au
Electric Vehicle forecasts based on 2019 CSIRO and Energeia trajectories developed for AEMO
Consultant forecast mapping
| Slow Change | Central | Fast Change | High DER | Step Change
Consultant's scenario | CSIRO Low DER | CSIRO Neutral | Energeia High DER | Energeia High DER | CSIRO High DER
Notes: | The Energeia High DER trajectory used for the ISP Fast Change and High DER scenarios was adjusted to fit CSIRO vehicle categories to enable the use of electric vehicle charging profiles by CSIRO
Electric Vehicles (Energy, GWh)
Amount of energy consumed by electric vehicles
Slow Change
| 2019-20 | 2020-21 | 2021-22 | 2022-23 | 2023-24 | 2024-25 | 2025-26 | 2026-27 | 2027-28 | 2028-29 | 2029-30 | 2030-31 | 2031-32 | 2032-33 | 2033-34 | 2034-35 | 2035-36 | 2036-37 | 2037-38 | 2038-39 | 2039-40 | 2040-41 | 2041-42 | 2042-43 | 2043-44 | 2044-45 | 2045-46 | 2046-47 | 2047-48 | 2048-49 | 2049-50
NSW | 14.1247 | 15.2228 | 17.3321 | 20.884 | 26.6765 | 35.5223 | 49.5995 | 72.7386 | 107.691 | 159.1407 | 231.6175 | 330.8268 | 466.8436 | 657.7154 | 924.376 | 1288.2305 | 1751.8053 | 2194.6762 | 2618.299 | 3023.7442 | 3411.478 | 3788.7765 | 4153.6821 | 4508.782 | 4857.4706 | 5201.4644 | 5531.4884 | 5848.1946 | 6150.3446 | 6438.3281 | 6712.7193
QLD | 6.7917 | 7.4971 | 8.7254 | 10.7342 | 13.777 | 18.3702 | 25.3313 | 36.2758 | 52.3467 | 75.4786 | 108.7884 | 156.2357 | 222.6023 | 317.0199 | 450.5631 | 632.3245 | 852.2068 | 1065.8449 | 1273.6557 | 1476.306 | 1673.0237 | 1867.3602 | 2057.8391 | 2245.617 | 2432.0187 | 2617.8435 | 2800.0551 | 2978.6745 | 3152.8028 | 3321.977 | 3485.8936
SA | 2.1514 | 2.4618 | 3.0336 | 4.0546 | 5.6578 | 7.8682 | 11.1271 | 15.9984 | 22.5995 | 31.4916 | 43.3887 | 58.9401 | 79.2789 | 106.5631 | 143.5256 | 192.9395 | 251.8892 | 308.6458 | 363.2992 | 415.8354 | 466.0362 | 515.1066 | 562.373 | 608.0571 | 652.3884 | 695.4867 | 737.0307 | 777.1703 | 815.4079 | 851.7702 | 886.372
TAS | 0.42458 | 0.46942 | 0.54911 | 0.67447 | 0.85879 | 1.1236 | 1.5241 | 2.1414 | 3.0396 | 4.3281 | 6.1403 | 8.6312 | 12.0736 | 16.9678 | 24.0809 | 34.4026 | 44.8194 | 54.8393 | 64.536 | 73.8919 | 82.8057 | 91.5644 | 100.0008 | 108.1702 | 116.1245 | 123.9121 | 131.4463 | 138.725 | 145.6474 | 152.2284 | 158.4846
VIC | 9.0871 | 10.5391 | 13.1405 | 17.5369 | 23.885 | 32.1181 | 45.0884 | 66.7813 | 98.6243 | 144.4374 | 209.6287 | 296.5392 | 412.7229 | 573.3145 | 797.3362 | 1101.9839 | 1492.4668 | 1867.583 | 2228.6427 | 2577.025 | 2914.4286 | 3244.9833 | 3566.9816 | 3881.5105 | 4190.7926 | 4495.2742 | 4791.2337 | 5079.3166 | 5358.1257 | 5626.8616 | 5885.4734
Central
| 2019-20 | 2020-21 | 2021-22 | 2022-23 | 2023-24 | 2024-25 | 2025-26 | 2026-27 | 2027-28 | 2028-29 | 2029-30 | 2030-31 | 2031-32 | 2032-33 | 2033-34 | 2034-35 | 2035-36 | 2036-37 | 2037-38 | 2038-39 | 2039-40 | 2040-41 | 2041-42 | 2042-43 | 2043-44 | 2044-45 | 2045-46 | 2046-47 | 2047-48 | 2048-49 | 2049-50
NSW | 15.5275 | 19.0513 | 26.8014 | 42.3821 | 72.799 | 123.592 | 204.7441 | 323.5759 | 485.3132 | 691.7589 | 942.02 | 1232.0345 | 1567.4755 | 1954.7553 | 2399.7858 | 2892.7759 | 3675.0976 | 4432.1969 | 5162.8419 | 5860.3832 | 6528.3183 | 7176.9923 | 7806.3691 | 8415.2752 | 8999.576 | 9559.5491 | 10090.5939 | 10597.1638 | 11072.6851 | 11518.9685 | 11933.462
QLD | 7.623 | 9.8996 | 14.8016 | 24.5383 | 42.9167 | 72.9154 | 118.0797 | 181.1161 | 265.398 | 373.115 | 507.3471 | 662.1808 | 839.7409 | 1043.7653 | 1277.2734 | 1533.9976 | 1932.0677 | 2318.9814 | 2696.0023 | 3065.3175 | 3426.9433 | 3780.843 | 4124.0215 | 4457.1115 | 4779.3127 | 5090.1129 | 5387.2527 | 5672.0994 | 5941.7999 | 6197.1505 | 6436.9099
SA | 2.3423 | 3.1652 | 5.0284 | 9.014 | 16.3758 | 27.3251 | 42.3998 | 62.1935 | 87.3773 | 119.2592 | 159.0418 | 204.7827 | 256.8906 | 316.1163 | 382.848 | 455.5721 | 569.3132 | 679.4477 | 785.864 | 888.8314 | 988.0849 | 1085.1461 | 1179.053 | 1269.9876 | 1357.6502 | 1441.7512 | 1521.5731 | 1597.7046 | 1669.4083 | 1737.0961 | 1800.4246
TAS | 0.45982 | 0.56539 | 0.842 | 1.4073 | 2.5245 | 4.317 | 7.1968 | 11.174 | 16.2987 | 22.8259 | 30.8871 | 40.2542 | 51.1714 | 63.7846 | 78.1136 | 93.8772 | 115.0774 | 135.7484 | 156.1199 | 176.2772 | 196.0853 | 215.8538 | 235.3069 | 254.3613 | 272.9981 | 291.045 | 308.3873 | 325.0585 | 340.7223 | 355.5577 | 369.4759
VIC | 10.1825 | 14.0321 | 22.9988 | 42.0764 | 77.1093 | 129.9903 | 207.3932 | 314.6687 | 453.3849 | 628.1351 | 841.5158 | 1087.6663 | 1370.6848 | 1696.3714 | 2069.9589 | 2481.9373 | 3137.3749 | 3770.063 | 4378.1358 | 4965.0202 | 5528.3197 | 6072.3988 | 6593.6029 | 7095.3099 | 7576.4546 | 8036.1967 | 8470.4688 | 8883.6696 | 9270.189 | 9632.0583 | 9968.2392
High DER
| 2019-20 | 2020-21 | 2021-22 | 2022-23 | 2023-24 | 2024-25 | 2025-26 | 2026-27 | 2027-28 | 2028-29 | 2029-30 | 2030-31 | 2031-32 | 2032-33 | 2033-34 | 2034-35 | 2035-36 | 2036-37 | 2037-38 | 2038-39 | 2039-40 | 2040-41 | 2041-42 | 2042-43 | 2043-44 | 2044-45 | 2045-46 | 2046-47 | 2047-48 | 2048-49 | 2049-50
NSW | 15.5275 | 36.657 | 66.99 | 116.417 | 193.92 | 311.977 | 477.645 | 693.002 | 958.877 | 1274.327 | 1635.838 | 2038.746 | 2486.797 | 2991.4 | 3555.49 | 4174.1 | 4833.973 | 5522.696 | 6235.848 | 6962.675 | 7716.318 | 8488.676 | 9247.453 | 9997.877 | 10736.484 | 11444.434 | 12101.774 | 12710.787 | 13286.288 | 13823.851 | 14337.691
QLD | 7.623 | 20.544 | 38.417 | 65.174 | 108.469 | 182.755 | 292.132 | 437.91 | 620.57 | 837.56 | 1088.574 | 1369.814 | 1681.564 | 2032.619 | 2430.84 | 2871.757 | 3341.186 | 3830.854 | 4335.205 | 4852.64 | 5398.059 | 5967.253 | 6554.709 | 7158.927 | 7755.088 | 8325.209 | 8842.973 | 9302.746 | 9727.894 | 10127.261 | 10506.554
SA | 2.3423 | 6.457 | 11.819 | 19.522 | 30.382 | 47.837 | 74.121 | 109.629 | 154.461 | 208.09 | 270.19 | 339.899 | 417.679 | 505.316 | 603.473 | 711.736 | 823.426 | 934.457 | 1047.174 | 1161.294 | 1279.785 | 1401.839 | 1519.684 | 1633.849 | 1746.432 | 1853.726 | 1950.416 | 2038.089 | 2121.184 | 2198.552 | 2271.223
TAS | 0.45982 | 1.801 | 3.298 | 5.479 | 8.957 | 14.729 | 23.199 | 34.541 | 48.745 | 65.886 | 86.007 | 108.703 | 133.93 | 162.207 | 194.174 | 229.549 | 266.172 | 303.062 | 340.142 | 377.283 | 414.929 | 452.467 | 487.949 | 521.646 | 554.554 | 585.408 | 613.361 | 639.304 | 663.591 | 685.9 | 706.717
VIC | 10.1825 | 29.2 | 53.645 | 94.759 | 160.019 | 260.639 | 402.464 | 586.549 | 813.339 | 1078.895 | 1378.613 | 1709.702 | 2075.301 | 2483.763 | 2936.324 | 3428.297 | 3962.446 | 4536.4 | 5122.593 | 5708.587 | 6315.88 | 6939.621 | 7570.233 | 8209.479 | 8840.389 | 9445.698 | 10001.112 | 10493.538 | 10934.028 | 11346.494 | 11747.061
Fast Change
| 2019-20 | 2020-21 | 2021-22 | 2022-23 | 2023-24 | 2024-25 | 2025-26 | 2026-27 | 2027-28 | 2028-29 | 2029-30 | 2030-31 | 2031-32 | 2032-33 | 2033-34 | 2034-35 | 2035-36 | 2036-37 | 2037-38 | 2038-39 | 2039-40 | 2040-41 | 2041-42 | 2042-43 | 2043-44 | 2044-45 | 2045-46 | 2046-47 | 2047-48 | 2048-49 | 2049-50
NSW | 15.5275 | 36.657 | 66.99 | 116.417 | 193.92 | 311.977 | 477.645 | 693.002 | 958.877 | 1274.327 | 1635.838 | 2038.746 | 2486.797 | 2991.4 | 3555.49 | 4174.1 | 4833.973 | 5522.696 | 6235.848 | 6962.675 | 7716.318 | 8488.676 | 9247.453 | 9997.877 | 10736.484 | 11444.434 | 12101.774 | 12710.787 | 13286.288 | 13823.851 | 14337.691
QLD | 7.623 | 20.544 | 38.417 | 65.174 | 108.469 | 182.755 | 292.132 | 437.91 | 620.57 | 837.56 | 1088.574 | 1369.814 | 1681.564 | 2032.619 | 2430.84 | 2871.757 | 3341.186 | 3830.854 | 4335.205 | 4852.64 | 5398.059 | 5967.253 | 6554.709 | 7158.927 | 7755.088 | 8325.209 | 8842.973 | 9302.746 | 9727.894 | 10127.261 | 10506.554
SA | 2.3423 | 6.457 | 11.819 | 19.522 | 30.382 | 47.837 | 74.121 | 109.629 | 154.461 | 208.09 | 270.19 | 339.899 | 417.679 | 505.316 | 603.473 | 711.736 | 823.426 | 934.457 | 1047.174 | 1161.294 | 1279.785 | 1401.839 | 1519.684 | 1633.849 | 1746.432 | 1853.726 | 1950.416 | 2038.089 | 2121.184 | 2198.552 | 2271.223
TAS | 0.45982 | 1.801 | 3.298 | 5.479 | 8.957 | 14.729 | 23.199 | 34.541 | 48.745 | 65.886 | 86.007 | 108.703 | 133.93 | 162.207 | 194.174 | 229.549 | 266.172 | 303.062 | 340.142 | 377.283 | 414.929 | 452.467 | 487.949 | 521.646 | 554.554 | 585.408 | 613.361 | 639.304 | 663.591 | 685.9 | 706.717
VIC | 10.1825 | 29.2 | 53.645 | 94.759 | 160.019 | 260.639 | 402.464 | 586.549 | 813.339 | 1078.895 | 1378.613 | 1709.702 | 2075.301 | 2483.763 | 2936.324 | 3428.297 | 3962.446 | 4536.4 | 5122.593 | 5708.587 | 6315.88 | 6939.621 | 7570.233 | 8209.479 | 8840.389 | 9445.698 | 10001.112 | 10493.538 | 10934.028 | 11346.494 | 11747.061
Step Change
| 2019-20 | 2020-21 | 2021-22 | 2022-23 | 2023-24 | 2024-25 | 2025-26 | 2026-27 | 2027-28 | 2028-29 | 2029-30 | 2030-31 | 2031-32 | 2032-33 | 2033-34 | 2034-35 | 2035-36 | 2036-37 | 2037-38 | 2038-39 | 2039-40 | 2040-41 | 2041-42 | 2042-43 | 2043-44 | 2044-45 | 2045-46 | 2046-47 | 2047-48 | 2048-49 | 2049-50
NSW | 26.822 | 57.2115 | 113.8694 | 210.3209 | 368.5154 | 627.0373 | 934.3519 | 1301.1338 | 1740.5474 | 2265.8534 | 2887.0539 | 3602.9336 | 4388.4409 | 5249.9714 | 6101.3636 | 6894.7886 | 7777.6922 | 8607.8853 | 9364.9106 | 10043.1252 | 10656.3684 | 11244.7265 | 11805.9412 | 12343.7873 | 12849.9181 | 13313.4417 | 13730.0085 | 14090.798 | 14409.7739 | 14687.9252 | 14921.1697
QLD | 14.848 | 33.6622 | 68.6746 | 129.4959 | 227.0123 | 385.9933 | 573.6823 | 797.6871 | 1064.7985 | 1382.5323 | 1758.6819 | 2199.2325 | 2700.563 | 3261.3975 | 3826.8219 | 4365.6033 | 4953.0582 | 5514.9335 | 6050.7414 | 6561.5092 | 7041.1788 | 7501.0789 | 7937.3758 | 8349.2611 | 8736.6604 | 9098.0351 | 9431.0449 | 9728.0161 | 9999.9277 | 10245.4648 | 10461.7862
SA | 4.1557 | 9.4667 | 19.4196 | 36.2289 | 63.1159 | 108.2273 | 160.8398 | 222.7832 | 295.9582 | 382.0692 | 481.4291 | 594.5651 | 721.1205 | 862.6239 | 1003.2294 | 1134.5179 | 1277.3023 | 1412.88 | 1541.2363 | 1662.686 | 1775.1885 | 1882.4485 | 1983.0198 | 2076.6426 | 2163.3663 | 2242.9984 | 2314.5417 | 2375.2881 | 2428.948 | 2475.4982 | 2514.1568
TAS | 0.8567 | 2.0043 | 4.4362 | 8.9364 | 16.6652 | 29.839 | 45.1223 | 63.0051 | 83.9986 | 108.7411 | 137.8201 | 171.5497 | 209.8295 | 251.3278 | 292.1746 | 330.7926 | 371.5496 | 410.7137 | 448.3969 | 484.4689 | 518.6812 | 551.626 | 583.0106 | 612.6143 | 640.1948 | 665.3672 | 687.5919 | 705.8401 | 721.617 | 734.9222 | 745.6461
VIC | 20.2945 | 48.2218 | 100.3346 | 190.0564 | 328.8126 | 549.5404 | 809.5772 | 1118.5271 | 1487.287 | 1927.5444 | 2448.1971 | 3051.9068 | 3719.6001 | 4453.9218 | 5181.193 | 5859.2009 | 6611.6696 | 7322.7414 | 7993.4226 | 8626.4549 | 9212.647 | 9769.7726 | 10291.9748 | 10778.6414 | 11230.7174 | 11647.6553 | 12027.2946 | 12360.6914 | 12660.7274 | 12926.8599 | 13154.2778
Electric Vehicles (Uptake, Number of EV's)
Number of Electric vehicles in use.
Slow Change
| 2019-20 | 2020-21 | 2021-22 | 2022-23 | 2023-24 | 2024-25 | 2025-26 | 2026-27 | 2027-28 | 2028-29 | 2029-30 | 2030-31 | 2031-32 | 2032-33 | 2033-34 | 2034-35 | 2035-36 | 2036-37 | 2037-38 | 2038-39 | 2039-40 | 2040-41 | 2041-42 | 2042-43 | 2043-44 | 2044-45 | 2045-46 | 2046-47 | 2047-48 | 2048-49 | 2049-50
NSW | 3717.5524 | 4043.2942 | 4643.604 | 5634.5203 | 7229.9356 | 9663.0245 | 13527.0559 | 19859.4514 | 29445.7058 | 43628.2868 | 63877.0987 | 92079.4135 | 131457.3584 | 188000.7181 | 268909.6006 | 384155.2159 | 518198.5941 | 645286.835 | 765714.2046 | 879519.9296 | 986786.439 | 1089085.6969 | 1185565.4558 | 1276713.5179 | 1363188.0848 | 1445333.353 | 1524015.532 | 1599474.8534 | 1671107.0178 | 1739077.5373 | 1803508.7363
QLD | 1725.1429 | 1905.9129 | 2214.5904 | 2713.4935 | 3464.1946 | 4596.9955 | 6314.9772 | 9019.816 | 13009.8345 | 18782.4015 | 27164.8028 | 39234.8031 | 56322.3156 | 81063.68 | 116775.1813 | 167367.5404 | 224565.8318 | 279769.258 | 333018.2488 | 384381.4039 | 433593.5346 | 481466.6752 | 527491.4749 | 571894.7225 | 614932.6863 | 656760.9913 | 697802.6186 | 738085.3862 | 777308.6138 | 815372.3936 | 852189.6219
SA | 587.0124 | 672.3901 | 826.9291 | 1100.064 | 1525.659 | 2119.5305 | 3008.4089 | 4364.4873 | 6242.3586 | 8823.2408 | 12347.6727 | 17044.7543 | 23301.295 | 31906.5928 | 43853.5311 | 60516.7116 | 78854.2631 | 96361.1535 | 113059.499 | 128930.7525 | 143935.1853 | 158385.1976 | 172074.1185 | 185065.2069 | 197420.4054 | 209172.4624 | 220467.2228 | 231357.0269 | 241665.2687 | 251408.6826 | 260617.8251
TAS | 139.0032 | 153.1193 | 177.7894 | 216.2964 | 272.7667 | 353.8983 | 476.4562 | 665.4617 | 941.654 | 1339.801 | 1903.9488 | 2685.564 | 3771.9914 | 5327.5827 | 7605.5966 | 11002.6868 | 14319 | 17485.2316 | 20525.2793 | 23429.1172 | 26158.3825 | 28809.4666 | 31317.2181 | 33695.2513 | 35954.4266 | 38103.4256 | 40172.0098 | 42161.0548 | 44034.7633 | 45799.2311 | 47459.334
VIC | 2238.0003 | 2597.923 | 3230.9469 | 4291.2703 | 5831.0197 | 7857.8191 | 11044.7859 | 16362.216 | 24264.2367 | 35825.3412 | 52639.1736 | 75580.8459 | 106914.1003 | 151260.6767 | 214588.0118 | 304343.2632 | 410090.5158 | 510914.1394 | 607108.2675 | 698886.9926 | 786711.4442 | 871422.9074 | 952468.5046 | 1030108.697 | 1104826.6821 | 1176796.0049 | 1246785.3734 | 1315012.7559 | 1380942.8574 | 1444425.0304 | 1505400.6621
Central
| 2019-20 | 2020-21 | 2021-22 | 2022-23 | 2023-24 | 2024-25 | 2025-26 | 2026-27 | 2027-28 | 2028-29 | 2029-30 | 2030-31 | 2031-32 | 2032-33 | 2033-34 | 2034-35 | 2035-36 | 2036-37 | 2037-38 | 2038-39 | 2039-40 | 2040-41 | 2041-42 | 2042-43 | 2043-44 | 2044-45 | 2045-46 | 2046-47 | 2047-48 | 2048-49 | 2049-50
NSW | 4093 | 5108 | 7366 | 11946 | 21018 | 36422 | 61300 | 97856 | 147763 | 211995 | 290504 | 381609 | 486973 | 608386 | 747408 | 904897 | 1138301 | 1359445 | 1568161 | 1762602 | 1944718 | 2121947 | 2294152 | 2460691 | 2620320 | 2773067 | 2917588 | 3055072 | 3183417 | 3303137 | 3413579
QLD | 1936 | 2526 | 3821 | 6436 | 11445 | 19714 | 32261 | 49778 | 73134 | 103266 | 141100 | 184801 | 234985 | 292575 | 358350 | 432680 | 539663 | 641758 | 739216 | 832475 | 921517 | 1008731 | 1093279 | 1175236 | 1254348 | 1330473 | 1402970 | 1472190 | 1537308 | 1598535 | 1655594
SA | 643 | 874 | 1423 | 2609 | 4831 | 8176 | 12847 | 19084 | 27192 | 37624 | 50780 | 65984 | 83376 | 103204 | 125610 | 150784 | 186861 | 221342 | 254269 | 285734 | 315680 | 344997 | 373369 | 400819 | 427235 | 452518 | 476433 | 499190 | 520529 | 540538 | 559113
TAS | 151 | 187 | 277 | 467 | 839 | 1447 | 2427 | 3796 | 5578 | 7823 | 10618 | 13891 | 17705 | 22136 | 27183 | 32898 | 39934 | 46709 | 53263 | 59608 | 65705 | 71792 | 77778 | 83634 | 89329 | 94836 | 100099 | 105124 | 109809 | 114180 | 118234
VIC | 2516 | 3514 | 5863 | 10917 | 20323 | 34711 | 55876 | 85472 | 124547 | 174478 | 236007 | 307359 | 389712 | 484579 | 593306 | 716465 | 898758 | 1072049 | 1236043 | 1391682 | 1538773 | 1681053 | 1817478 | 1948692 | 2074339 | 2194162 | 2307055 | 2414199 | 2513993 | 2606912 | 2692596
High DER
| 2019-20 | 2020-21 | 2021-22 | 2022-23 | 2023-24 | 2024-25 | 2025-26 | 2026-27 | 2027-28 | 2028-29 | 2029-30 | 2030-31 | 2031-32 | 2032-33 | 2033-34 | 2034-35 | 2035-36 | 2036-37 | 2037-38 | 2038-39 | 2039-40 | 2040-41 | 2041-42 | 2042-43 | 2043-44 | 2044-45 | 2045-46 | 2046-47 | 2047-48 | 2048-49 | 2049-50
NSW | 4093 | 12123.3659 | 22383.7268 | 38802.2528 | 63277.0053 | 100696.634 | 152960.3454 | 220673.8981 | 304554.9171 | 404934.6645 | 520359.5314 | 649004.401 | 792027.3354 | 950797.4834 | 1125376.0757 | 1322740.0127 | 1518479.5172 | 1718424.7651 | 1921218.2767 | 2124297.4432 | 2332675.3199 | 2545934.8502 | 2755441.8602 | 2963927.7515 | 3173171.3816 | 3377617.1406 | 3570432.9297 | 3752589.8684 | 3928542.9565 | 4097066.0853 | 4261521.8835
QLD | 1936 | 6262.6214 | 11906.6523 | 20682.9556 | 34122.1365 | 56645.5704 | 89166.6207 | 131874.9733 | 185021.6634 | 248353.0609 | 321126.435 | 401601.3956 | 489870.4374 | 587299.5327 | 694551.6303 | 815100.2174 | 933574.2361 | 1053040.5322 | 1171540.265 | 1288661.2255 | 1408911.3908 | 1532839.0756 | 1659964.9516 | 1791232.0989 | 1922758.5768 | 2050188.8585 | 2166370.3358 | 2270054.0619 | 2367892.1651 | 2462310.0394 | 2554922.9821
SA | 643 | 2290.2089 | 4241.1436 | 7117.7385 | 11113.6399 | 17404.8703 | 26680.6779 | 39085.6133 | 54730.5355 | 73612.5322 | 95467.5324 | 119737.9539 | 146497.6528 | 176080.6855 | 208613.4944 | 245375.8937 | 280016.4957 | 313143.2105 | 345822.0242 | 377907.8521 | 410384.51 | 443416.5511 | 474912.6852 | 505464.9422 | 536236.414 | 565991.3362 | 593036.2707 | 618357.0665 | 643356.8603 | 667160.1435 | 690106.7975
TAS | 151 | 637.0396 | 1174.1126 | 1978.4401 | 3238.7849 | 5315.3175 | 8335.8919 | 12347.9072 | 17354.1933 | 23380.3949 | 30413.3384 | 38298.9916 | 47008.6208 | 56683.8945 | 67412.1393 | 79485.1792 | 91043.0878 | 102384.7028 | 113561.0467 | 124557.5844 | 135569.3219 | 146520.5553 | 156816.0576 | 166585.738 | 176268.7214 | 185476.3727 | 193900.4377 | 201840.9902 | 209494.9782 | 216650.5253 | 223427.3657
VIC | 2516 | 8616.3067 | 16101.4388 | 28307.7872 | 46613.609 | 75053.8926 | 115250.6284 | 167618.0125 | 232666.8601 | 310181.1322 | 398451.0288 | 495897.812 | 603393.9313 | 721651.6029 | 850467.3484 | 994907.1162 | 1140857.7181 | 1295254.3458 | 1448522.9791 | 1596955.6604 | 1747921.2324 | 1902030.9105 | 2057915.3131 | 2216939.0447 | 2376646.0477 | 2532305.4355 | 2676450.6152 | 2805040.8493 | 2920660.8864 | 3031449.6794 | 3142393.1524
Fast Change
| 2019-20 | 2020-21 | 2021-22 | 2022-23 | 2023-24 | 2024-25 | 2025-26 | 2026-27 | 2027-28 | 2028-29 | 2029-30 | 2030-31 | 2031-32 | 2032-33 | 2033-34 | 2034-35 | 2035-36 | 2036-37 | 2037-38 | 2038-39 | 2039-40 | 2040-41 | 2041-42 | 2042-43 | 2043-44 | 2044-45 | 2045-46 | 2046-47 | 2047-48 | 2048-49 | 2049-50
NSW | 4093 | 12123.3659 | 22383.7268 | 38802.2528 | 63277.0053 | 100696.634 | 152960.3454 | 220673.8981 | 304554.9171 | 404934.6645 | 520359.5314 | 649004.401 | 792027.3354 | 950797.4834 | 1125376.0757 | 1322740.0127 | 1518479.5172 | 1718424.7651 | 1921218.2767 | 2124297.4432 | 2332675.3199 | 2545934.8502 | 2755441.8602 | 2963927.7515 | 3173171.3816 | 3377617.1406 | 3570432.9297 | 3752589.8684 | 3928542.9565 | 4097066.0853 | 4261521.8835
QLD | 1936 | 6262.6214 | 11906.6523 | 20682.9556 | 34122.1365 | 56645.5704 | 89166.6207 | 131874.9733 | 185021.6634 | 248353.0609 | 321126.435 | 401601.3956 | 489870.4374 | 587299.5327 | 694551.6303 | 815100.2174 | 933574.2361 | 1053040.5322 | 1171540.265 | 1288661.2255 | 1408911.3908 | 1532839.0756 | 1659964.9516 | 1791232.0989 | 1922758.5768 | 2050188.8585 | 2166370.3358 | 2270054.0619 | 2367892.1651 | 2462310.0394 | 2554922.9821
SA | 643 | 2290.2089 | 4241.1436 | 7117.7385 | 11113.6399 | 17404.8703 | 26680.6779 | 39085.6133 | 54730.5355 | 73612.5322 | 95467.5324 | 119737.9539 | 146497.6528 | 176080.6855 | 208613.4944 | 245375.8937 | 280016.4957 | 313143.2105 | 345822.0242 | 377907.8521 | 410384.51 | 443416.5511 | 474912.6852 | 505464.9422 | 536236.414 | 565991.3362 | 593036.2707 | 618357.0665 | 643356.8603 | 667160.1435 | 690106.7975
TAS | 151 | 637.0396 | 1174.1126 | 1978.4401 | 3238.7849 | 5315.3175 | 8335.8919 | 12347.9072 | 17354.1933 | 23380.3949 | 30413.3384 | 38298.9916 | 47008.6208 | 56683.8945 | 67412.1393 | 79485.1792 | 91043.0878 | 102384.7028 | 113561.0467 | 124557.5844 | 135569.3219 | 146520.5553 | 156816.0576 | 166585.738 | 176268.7214 | 185476.3727 | 193900.4377 | 201840.9902 | 209494.9782 | 216650.5253 | 223427.3657
VIC | 2516 | 8616.3067 | 16101.4388 | 28307.7872 | 46613.609 | 75053.8926 | 115250.6284 | 167618.0125 | 232666.8601 | 310181.1322 | 398451.0288 | 495897.812 | 603393.9313 | 721651.6029 | 850467.3484 | 994907.1162 | 1140857.7181 | 1295254.3458 | 1448522.9791 | 1596955.6604 | 1747921.2324 | 1902030.9105 | 2057915.3131 | 2216939.0447 | 2376646.0477 | 2532305.4355 | 2676450.6152 | 2805040.8493 | 2920660.8864 | 3031449.6794 | 3142393.1524
Step Change
| 2019-20 | 2020-21 | 2021-22 | 2022-23 | 2023-24 | 2024-25 | 2025-26 | 2026-27 | 2027-28 | 2028-29 | 2029-30 | 2030-31 | 2031-32 | 2032-33 | 2033-34 | 2034-35 | 2035-36 | 2036-37 | 2037-38 | 2038-39 | 2039-40 | 2040-41 | 2041-42 | 2042-43 | 2043-44 | 2044-45 | 2045-46 | 2046-47 | 2047-48 | 2048-49 | 2049-50
NSW | 6888.9947 | 14900.9737 | 30905.4754 | 59164.0307 | 106610.7119 | 185719.304 | 278928.6422 | 389485.0899 | 522224.7298 | 682273.1688 | 874286.1629 | 1099381.148 | 1350447.4849 | 1625663.4981 | 1896753.2554 | 2159270.432 | 2428790.3764 | 2682150.1891 | 2913061.3773 | 3119614.8982 | 3306238.6551 | 3484911.03 | 3655083.0387 | 3817779.3757 | 3970273.0246 | 4109313.9606 | 4233367.6375 | 4339522.2854 | 4432852.6382 | 4513828.9218 | 4580949.3649
QLD | 3559.1952 | 8050.1627 | 17045.71 | 33205.3542 | 60030.8381 | 105198.5018 | 158010.8372 | 220293.2263 | 294290.7513 | 382544.7233 | 487647.0492 | 611712.5683 | 753515.7187 | 910484.1306 | 1066680.149 | 1219632.8838 | 1373949.1954 | 1521594.0432 | 1662419.2106 | 1796596.3554 | 1922570.4502 | 2043296.3786 | 2157805.2774 | 2265783.392 | 2367039.192 | 2461108.9399 | 2547088.2081 | 2622496.6909 | 2691203.7868 | 2752999.2766 | 2806997.218
SA | 1128.0351 | 2608.228 | 5552.3835 | 10723.209 | 19227.1926 | 33749.8522 | 50755.7452 | 70918.4455 | 94971.3591 | 123544.0226 | 156839.7606 | 195258.2181 | 238751.2417 | 287274.8259 | 335578.1259 | 382843.5527 | 429915.1285 | 474645.7571 | 517025.2186 | 557096.8949 | 594308.8477 | 629744.6898 | 662998.0569 | 693951.2149 | 722567.8001 | 748749.731 | 772134.007 | 791806.3771 | 809067.6131 | 823905.2984 | 836051.8333
TAS | 261.9006 | 597.4467 | 1347.2336 | 2769.1906 | 5273.8509 | 9715.5311 | 14835.449 | 20792.7113 | 27791.9126 | 36071.9705 | 45893.5875 | 57386.0389 | 70322.9896 | 84090.9597 | 97473.9114 | 110487.5053 | 123208.8295 | 135424.8522 | 147164.4466 | 158380.754 | 168993.6835 | 179201.2179 | 188905.8923 | 198030.7935 | 206480.9922 | 214125.3384 | 220758.3135 | 225968.748 | 230369.6166 | 233968.2899 | 236710.4995
VIC | 4864.4706 | 11586.8723 | 24867.4362 | 48531.7596 | 86275.8739 | 148129.5731 | 220775.0274 | 307152.4696 | 411055.5479 | 536312.8482 | 686161.4792 | 862484.194 | 1060667.2215 | 1279143.0177 | 1495713.9759 | 1706734.7813 | 1922881.6347 | 2127164.7417 | 2319880.1877 | 2501657.5081 | 2670018.9434 | 2829812.1101 | 2979500.2024 | 3118872.906 | 3248094.816 | 3367077.4715 | 3475008.5113 | 3569066.8925 | 3653604.7081 | 3728484.8138 | 3792101.2014
Electric vehicle consumption share of operational demand
Slow Change
| 2019-20 | 2020-21 | 2021-22 | 2022-23 | 2023-24 | 2024-25 | 2025-26 | 2026-27 | 2027-28 | 2028-29 | 2029-30 | 2030-31 | 2031-32 | 2032-33 | 2033-34 | 2034-35 | 2035-36 | 2036-37 | 2037-38 | 2038-39 | 2039-40 | 2040-41 | 2041-42 | 2042-43 | 2043-44 | 2044-45 | 2045-46 | 2046-47 | 2047-48 | 2048-49 | 2049-50
NSW | 0.02141% | 0.02331% | 0.02675% | 0.03284% | 0.04232% | 0.05681% | 0.07976% | 0.1171% | 0.1733% | 0.256% | 0.4304% | 0.6119% | 0.8599% | 1.206% | 1.685% | 2.328% | 3.137% | 3.9% | 4.614% | 5.3% | 5.949% | 6.575% | 7.167% | 7.741% | 8.302% | 8.856% | 9.385% | 9.886% | 10.36% | 10.81% | 11.23%
QLD | 0.01388% | 0.01533% | 0.01774% | 0.02165% | 0.02775% | 0.03688% | 0.05092% | 0.07298% | 0.1053% | 0.1529% | 0.2606% | 0.3795% | 0.5484% | 0.7916% | 1.131% | 1.585% | 2.131% | 2.657% | 3.167% | 3.668% | 4.148% | 4.618% | 5.074% | 5.521% | 5.966% | 6.402% | 6.831% | 7.247% | 7.654% | 8.043% | 8.419%
SA | 0.01699% | 0.01931% | 0.02382% | 0.03155% | 0.04402% | 0.061% | 0.08673% | 0.1251% | 0.177% | 0.2468% | 0.3399% | 0.4611% | 0.6191% | 0.8298% | 1.123% | 1.502% | 1.953% | 2.388% | 2.798% | 3.196% | 3.575% | 3.944% | 4.293% | 4.631% | 4.962% | 5.289% | 5.605% | 5.911% | 6.212% | 6.502% | 6.775%
TAS | 0.004336% | 0.00499% | 0.005859% | 0.007201% | 0.009177% | 0.01341% | 0.0183% | 0.02578% | 0.03725% | 0.05256% | 0.07415% | 0.1046% | 0.1468% | 0.2068% | 0.2937% | 0.4195% | 0.549% | 0.6716% | 0.79% | 0.9049% | 1.015% | 1.122% | 1.224% | 1.324% | 1.42% | 1.515% | 1.606% | 1.693% | 1.776% | 1.854% | 1.928%
VIC | 0.02165% | 0.02568% | 0.03622% | 0.04864% | 0.06642% | 0.08929% | 0.1268% | 0.1886% | 0.2794% | 0.4089% | 0.5945% | 0.84% | 1.171% | 1.627% | 2.258% | 3.104% | 4.171% | 5.177% | 6.121% | 7.02% | 7.874% | 8.705% | 9.501% | 10.27% | 11.02% | 11.75% | 12.44% | 13.1% | 13.73% | 14.33% | 14.89%
Central
| 2019-20 | 2020-21 | 2021-22 | 2022-23 | 2023-24 | 2024-25 | 2025-26 | 2026-27 | 2027-28 | 2028-29 | 2029-30 | 2030-31 | 2031-32 | 2032-33 | 2033-34 | 2034-35 | 2035-36 | 2036-37 | 2037-38 | 2038-39 | 2039-40 | 2040-41 | 2041-42 | 2042-43 | 2043-44 | 2044-45 | 2045-46 | 2046-47 | 2047-48 | 2048-49 | 2049-50
NSW | 0.02336% | 0.02892% | 0.04109% | 0.06573% | 0.114% | 0.1948% | 0.3236% | 0.5102% | 0.7625% | 1.082% | 1.467% | 1.902% | 2.396% | 2.961% | 3.604% | 4.315% | 5.445% | 6.515% | 7.504% | 8.435% | 9.31% | 10.15% | 10.97% | 11.75% | 12.5% | 13.22% | 13.9% | 14.52% | 15.1% | 15.64% | 16.12%
QLD | 0.01506% | 0.01958% | 0.02926% | 0.04824% | 0.08423% | 0.1424% | 0.23% | 0.3517% | 0.513% | 0.7191% | 0.9748% | 1.267% | 1.599% | 1.979% | 2.414% | 2.893% | 3.633% | 4.352% | 5.038% | 5.701% | 6.338% | 6.959% | 7.566% | 8.154% | 8.727% | 9.274% | 9.804% | 10.3% | 10.77% | 11.22% | 11.64%
SA | 0.0185% | 0.02496% | 0.03975% | 0.07063% | 0.128% | 0.2123% | 0.3293% | 0.482% | 0.6749% | 0.9172% | 1.216% | 1.556% | 1.937% | 2.372% | 2.88% | 3.41% | 4.259% | 5.066% | 5.811% | 6.529% | 7.213% | 7.886% | 8.551% | 9.196% | 9.824% | 10.44% | 11.02% | 11.57% | 12.08% | 12.57% | 13.01%
TAS | 0.004557% | 0.005572% | 0.008345% | 0.01394% | 0.02501% | 0.04297% | 0.07208% | 0.112% | 0.1676% | 0.2308% | 0.3079% | 0.4026% | 0.5128% | 0.6403% | 0.7845% | 0.9431% | 1.168% | 1.378% | 1.583% | 1.786% | 1.985% | 2.185% | 2.38% | 2.571% | 2.759% | 2.94% | 3.114% | 3.279% | 3.434% | 3.58% | 3.715%
VIC | 0.02406% | 0.03382% | 0.05611% | 0.1033% | 0.1898% | 0.3197% | 0.5135% | 0.7787% | 1.118% | 1.54% | 2.048% | 2.616% | 3.26% | 4.013% | 4.863% | 5.805% | 7.306% | 8.696% | 9.943% | 11.12% | 12.21% | 13.27% | 14.28% | 15.24% | 16.16% | 17.02% | 17.83% | 18.55% | 19.21% | 19.84% | 20.37%
Fast Change
| 2019-20 | 2020-21 | 2021-22 | 2022-23 | 2023-24 | 2024-25 | 2025-26 | 2026-27 | 2027-28 | 2028-29 | 2029-30 | 2030-31 | 2031-32 | 2032-33 | 2033-34 | 2034-35 | 2035-36 | 2036-37 | 2037-38 | 2038-39 | 2039-40 | 2040-41 | 2041-42 | 2042-43 | 2043-44 | 2044-45 | 2045-46 | 2046-47 | 2047-48 | 2048-49 | 2049-50
NSW | 0.0234% | 0.05591% | 0.1036% | 0.1831% | 0.31% | 0.5062% | 0.7803% | 1.127% | 1.551% | 2.049% | 2.612% | 3.22% | 3.882% | 4.617% | 5.43% | 6.317% | 7.281% | 8.26% | 9.222% | 10.19% | 11.18% | 12.17% | 13.14% | 14.09% | 15.02% | 15.9% | 16.71% | 17.44% | 18.11% | 18.74% | 19.31%
QLD | 0.01508% | 0.04085% | 0.07695% | 0.1308% | 0.2181% | 0.367% | 0.5862% | 0.8744% | 1.231% | 1.652% | 2.135% | 2.668% | 3.25% | 3.9% | 4.632% | 5.44% | 6.303% | 7.196% | 8.089% | 8.984% | 9.904% | 10.85% | 11.82% | 12.81% | 13.78% | 14.69% | 15.52% | 16.24% | 16.9% | 17.53% | 18.11%
SA | 0.01857% | 0.05165% | 0.09572% | 0.1579% | 0.247% | 0.3891% | 0.6038% | 0.8897% | 1.247% | 1.669% | 2.15% | 2.68% | 3.262% | 3.916% | 4.675% | 5.471% | 6.327% | 7.155% | 7.945% | 8.743% | 9.559% | 10.4% | 11.23% | 12.03% | 12.83% | 13.6% | 14.3% | 14.92% | 15.5% | 16.06% | 16.55%
TAS | 0.004559% | 0.01778% | 0.03278% | 0.05449% | 0.08917% | 0.1475% | 0.234% | 0.3482% | 0.504% | 0.6688% | 0.8595% | 1.088% | 1.342% | 1.625% | 1.942% | 2.292% | 2.68% | 3.047% | 3.409% | 3.772% | 4.138% | 4.502% | 4.843% | 5.167% | 5.483% | 5.777% | 6.043% | 6.287% | 6.514% | 6.722% | 6.913%
VIC | 0.02407% | 0.07072% | 0.1324% | 0.2372% | 0.4037% | 0.6615% | 1.032% | 1.5% | 2.066% | 2.718% | 3.438% | 4.204% | 5.035% | 5.98% | 7.004% | 8.124% | 9.378% | 10.65% | 11.84% | 13.01% | 14.18% | 15.38% | 16.58% | 17.78% | 18.95% | 20.04% | 21.02% | 21.84% | 22.56% | 23.24% | 23.84%
High DER
| 2019-20 | 2020-21 | 2021-22 | 2022-23 | 2023-24 | 2024-25 | 2025-26 | 2026-27 | 2027-28 | 2028-29 | 2029-30 | 2030-31 | 2031-32 | 2032-33 | 2033-34 | 2034-35 | 2035-36 | 2036-37 | 2037-38 | 2038-39 | 2039-40 | 2040-41 | 2041-42 | 2042-43 | 2043-44 | 2044-45 | 2045-46 | 2046-47 | 2047-48 | 2048-49 | 2049-50
NSW | 0.02353% | 0.05661% | 0.1056% | 0.1865% | 0.3146% | 0.5116% | 0.7875% | 1.143% | 1.585% | 2.112% | 2.718% | 3.387% | 4.125% | 4.947% | 5.841% | 6.824% | 7.941% | 9.085% | 10.19% | 11.3% | 12.43% | 13.56% | 14.59% | 15.58% | 16.55% | 17.47% | 18.3% | 19.03% | 19.72% | 20.33% | 20.87%
QLD | 0.01515% | 0.04092% | 0.07692% | 0.1307% | 0.218% | 0.3661% | 0.5858% | 0.8772% | 1.235% | 1.657% | 2.138% | 2.671% | 3.265% | 3.926% | 4.659% | 5.462% | 6.307% | 7.183% | 8.084% | 8.984% | 9.881% | 10.79% | 11.74% | 12.74% | 13.7% | 14.57% | 15.32% | 15.97% | 16.56% | 17.1% | 17.6%
SA | 0.01899% | 0.05361% | 0.09968% | 0.1647% | 0.2587% | 0.4087% | 0.6355% | 0.9425% | 1.334% | 1.795% | 2.321% | 2.916% | 3.571% | 4.304% | 5.209% | 6.218% | 7.218% | 8.132% | 9.057% | 10.05% | 11.07% | 12.04% | 12.94% | 13.9% | 14.91% | 15.77% | 16.42% | 17.01% | 17.6% | 18.14% | 18.6%
TAS | 0.004565% | 0.01779% | 0.03278% | 0.05451% | 0.08926% | 0.1475% | 0.2338% | 0.3481% | 0.5041% | 0.67% | 0.8645% | 1.102% | 1.363% | 1.654% | 1.979% | 2.336% | 2.729% | 3.102% | 3.473% | 3.842% | 4.219% | 4.614% | 4.997% | 5.349% | 5.677% | 5.983% | 6.283% | 6.592% | 6.865% | 7.082% | 7.277%
VIC | 0.02416% | 0.07075% | 0.1318% | 0.2355% | 0.4014% | 0.6582% | 1.032% | 1.513% | 2.101% | 2.787% | 3.546% | 4.358% | 5.256% | 6.286% | 7.397% | 8.588% | 9.87% | 11.13% | 12.34% | 13.53% | 14.71% | 15.89% | 17.05% | 18.19% | 19.31% | 20.42% | 21.44% | 22.28% | 23.02% | 23.75% | 24.38%
Step Change
| 2019-20 | 2020-21 | 2021-22 | 2022-23 | 2023-24 | 2024-25 | 2025-26 | 2026-27 | 2027-28 | 2028-29 | 2029-30 | 2030-31 | 2031-32 | 2032-33 | 2033-34 | 2034-35 | 2035-36 | 2036-37 | 2037-38 | 2038-39 | 2039-40 | 2040-41 | 2041-42 | 2042-43 | 2043-44 | 2044-45 | 2045-46 | 2046-47 | 2047-48 | 2048-49 | 2049-50
NSW | 0.04001% | 0.08625% | 0.1741% | 0.3275% | 0.5838% | 1.01% | 1.524% | 2.125% | 2.838% | 3.685% | 4.67% | 5.774% | 6.981% | 8.266% | 9.483% | 10.6% | 11.87% | 13.07% | 14.11% | 15.03% | 15.86% | 16.67% | 17.49% | 18.28% | 19.02% | 19.7% | 20.31% | 20.81% | 21.22% | 21.61% | 21.91%
QLD | 0.02881% | 0.06576% | 0.1358% | 0.2575% | 0.4514% | 0.7654% | 1.136% | 1.569% | 2.075% | 2.672% | 3.369% | 4.167% | 5.059% | 6.036% | 6.996% | 7.892% | 8.872% | 9.788% | 10.62% | 11.38% | 12.07% | 12.73% | 13.38% | 13.99% | 14.57% | 15.1% | 15.59% | 16.01% | 16.37% | 16.71% | 16.99%
SA | 0.03283% | 0.07592% | 0.1589% | 0.2966% | 0.5186% | 0.8912% | 1.334% | 1.852% | 2.46% | 3.183% | 4.013% | 4.949% | 6.011% | 7.163% | 8.359% | 9.408% | 10.63% | 11.84% | 12.91% | 13.9% | 14.82% | 15.72% | 16.64% | 17.51% | 18.34% | 19.11% | 19.81% | 20.39% | 20.88% | 21.35% | 21.73%
TAS | 0.00857% | 0.02013% | 0.04474% | 0.09049% | 0.1693% | 0.3039% | 0.4607% | 0.6436% | 0.8572% | 1.11% | 1.407% | 1.749% | 2.138% | 2.554% | 2.957% | 3.336% | 3.738% | 4.123% | 4.484% | 4.825% | 5.15% | 5.46% | 5.756% | 6.037% | 6.298% | 6.533% | 6.74% | 6.905% | 7.044% | 7.161% | 7.251%
VIC | 0.04737% | 0.1151% | 0.244% | 0.4691% | 0.82% | 1.378% | 2.057% | 2.842% | 3.762% | 4.872% | 6.165% | 7.603% | 9.194% | 10.86% | 12.39% | 13.81% | 15.41% | 16.93% | 18.22% | 19.38% | 20.43% | 21.44% | 22.47% | 23.43% | 24.32% | 25.13% | 25.86% | 26.43% | 26.89% | 27.35% | 27.67%
Electric Vehicle (Charge Type, % of fleet)
Split between time of day electric vehicles are charged
Slow Change
| 2019-20 | 2020-21 | 2021-22 | 2022-23 | 2023-24 | 2024-25 | 2025-26 | 2026-27 | 2027-28 | 2028-29 | 2029-30 | 2030-31 | 2031-32 | 2032-33 | 2033-34 | 2034-35 | 2035-36 | 2036-37 | 2037-38 | 2038-39 | 2039-40 | 2040-41 | 2041-42 | 2042-43 | 2043-44 | 2044-45 | 2045-46 | 2046-47 | 2047-48 | 2048-49 | 2049-50
Bus, Convenience Charging | 98.8% | 98.2% | 97.59% | 96.99% | 96.39% | 95.79% | 95.19% | 94.59% | 93.98% | 93.38% | 92.78% | 92.18% | 91.58% | 90.98% | 90.38% | 89.77% | 89.17% | 88.57% | 87.97% | 87.37% | 86.77% | 86.16% | 85.56% | 84.96% | 84.36% | 83.76% | 83.16% | 82.55% | 81.95% | 81.35% | 80.75%
Bus, Daytime Charging | 0.9844% | 1.427% | 1.869% | 2.311% | 2.753% | 3.195% | 3.637% | 4.08% | 4.522% | 4.964% | 5.406% | 5.848% | 6.291% | 6.733% | 7.175% | 7.617% | 8.059% | 8.502% | 8.944% | 9.386% | 9.828% | 10.27% | 10.71% | 11.15% | 11.6% | 12.04% | 12.48% | 12.92% | 13.37% | 13.81% | 14.25%
Bus, Highway Fast Charging | 0.125% | 0.2875% | 0.45% | 0.6125% | 0.775% | 0.9375% | 1.1% | 1.262% | 1.425% | 1.588% | 1.75% | 1.912% | 2.075% | 2.238% | 2.4% | 2.562% | 2.725% | 2.888% | 3.05% | 3.212% | 3.375% | 3.538% | 3.7% | 3.862% | 4.025% | 4.188% | 4.35% | 4.512% | 4.675% | 4.838% | 5%
Bus, Nighttime Charging | 0.09375% | 0.09063% | 0.0875% | 0.08437% | 0.08125% | 0.07813% | 0.075% | 0.07187% | 0.06875% | 0.06563% | 0.0625% | 0.05937% | 0.05625% | 0.05313% | 0.05% | 0.04687% | 0.04375% | 0.04063% | 0.0375% | 0.03437% | 0.03125% | 0.02813% | 0.025% | 0.02187% | 0.01875% | 0.01563% | 0.0125% | 0.00938% | 0.00625% | 0.00313% | 0%
Light Commercial, Convenience Charging | 98.87% | 98.41% | 97.95% | 97.49% | 97.03% | 96.56% | 96.1% | 95.64% | 95.18% | 94.71% | 94.25% | 93.79% | 93.32% | 92.86% | 92.4% | 91.94% | 91.48% | 91.01% | 90.55% | 90.09% | 89.62% | 89.16% | 88.7% | 88.24% | 87.78% | 87.31% | 86.85% | 86.39% | 85.93% | 85.46% | 80.95%
Light Commercial, Daytime Charging | 1.031% | 1.497% | 1.962% | 2.428% | 2.894% | 3.359% | 3.825% | 4.291% | 4.756% | 5.222% | 5.688% | 6.153% | 6.619% | 7.084% | 7.55% | 8.016% | 8.481% | 8.947% | 9.412% | 9.878% | 10.34% | 10.81% | 11.28% | 11.74% | 12.21% | 12.67% | 13.14% | 13.6% | 14.07% | 14.53% | 14.29%
Light Commercial, Highway Fast Charging | 0% | 0% | 0% | 0% | 0% | 0% | 0% | 0% | 0% | 0% | 0% | 0% | 0% | 0% | 0% | 0% | 0% | 0% | 0% | 0% | 0% | 0% | 0% | 0% | 0% | 0% | 0% | 0% | 0% | 0% | 4.762%
Light Commercial, Nighttime Charging | 0.09375% | 0.09063% | 0.0875% | 0.08438% | 0.08125% | 0.07812% | 0.075% | 0.07187% | 0.06875% | 0.06563% | 0.0625% | 0.05937% | 0.05625% | 0.05313% | 0.05% | 0.04688% | 0.04375% | 0.04063% | 0.0375% | 0.03437% | 0.03125% | 0.02812% | 0.025% | 0.02188% | 0.01875% | 0.01563% | 0.0125% | 0.00938% | 0.00625% | 0.00313% | 0%
Residential, Convenience Charging | 95.4% | 93.11% | 90.81% | 88.51% | 86.21% | 83.91% | 81.62% | 79.32% | 77.02% | 74.72% | 72.42% | 70.13% | 67.83% | 65.53% | 63.23% | 60.93% | 58.64% | 56.34% | 54.04% | 51.74% | 49.44% | 47.15% | 44.85% | 42.55% | 40.25% | 37.95% | 35.66% | 33.36% | 31.06% | 28.76% | 26.46%
Residential, Daytime Charging | 4.085% | 6.078% | 8.071% | 10.06% | 12.06% | 14.05% | 16.04% | 18.03% | 20.03% | 22.02% | 24.01% | 26.01% | 28% | 29.99% | 31.98% | 33.98% | 35.97% | 37.96% | 39.95% | 41.95% | 43.94% | 45.93% | 47.93% | 49.92% | 51.91% | 53.9% | 55.9% | 57.89% | 59.88% | 61.87% | 63.87%
Residential, Highway Fast Charging | 0.125% | 0.2875% | 0.45% | 0.6125% | 0.775% | 0.9375% | 1.1% | 1.262% | 1.425% | 1.588% | 1.75% | 1.912% | 2.075% | 2.238% | 2.4% | 2.562% | 2.725% | 2.887% | 3.05% | 3.213% | 3.375% | 3.538% | 3.7% | 3.863% | 4.025% | 4.187% | 4.35% | 4.513% | 4.675% | 4.837% | 5%
Residential, Nighttime Charging | 0.3856% | 0.5284% | 0.6712% | 0.8141% | 0.9569% | 1.1% | 1.242% | 1.385% | 1.528% | 1.671% | 1.814% | 1.957% | 2.099% | 2.242% | 2.385% | 2.528% | 2.671% | 2.813% | 2.956% | 3.099% | 3.242% | 3.385% | 3.527% | 3.67% | 3.813% | 3.956% | 4.099% | 4.242% | 4.384% | 4.527% | 4.67%
Truck, Convenience Charging | 98.8% | 98.2% | 97.59% | 96.99% | 96.39% | 95.79% | 95.19% | 94.59% | 93.98% | 93.38% | 92.78% | 92.18% | 91.58% | 90.98% | 90.38% | 89.77% | 89.17% | 88.57% | 87.97% | 87.37% | 86.77% | 86.16% | 85.56% | 84.96% | 84.36% | 83.76% | 83.16% | 82.55% | 81.95% | 81.35% | 80.75%
Truck, Daytime Charging | 0.9844% | 1.427% | 1.869% | 2.311% | 2.753% | 3.195% | 3.637% | 4.08% | 4.522% | 4.964% | 5.406% | 5.848% | 6.291% | 6.733% | 7.175% | 7.617% | 8.059% | 8.502% | 8.944% | 9.386% | 9.828% | 10.27% | 10.71% | 11.15% | 11.6% | 12.04% | 12.48% | 12.92% | 13.37% | 13.81% | 14.25%
Truck, Highway Fast Charging | 0.125% | 0.2875% | 0.45% | 0.6125% | 0.775% | 0.9375% | 1.1% | 1.262% | 1.425% | 1.588% | 1.75% | 1.912% | 2.075% | 2.238% | 2.4% | 2.562% | 2.725% | 2.888% | 3.05% | 3.212% | 3.375% | 3.538% | 3.7% | 3.862% | 4.025% | 4.188% | 4.35% | 4.512% | 4.675% | 4.838% | 5%
Truck, Nighttime Charging | 0.09375% | 0.09063% | 0.0875% | 0.08437% | 0.08125% | 0.07813% | 0.075% | 0.07187% | 0.06875% | 0.06563% | 0.0625% | 0.05937% | 0.05625% | 0.05313% | 0.05% | 0.04687% | 0.04375% | 0.04063% | 0.0375% | 0.03437% | 0.03125% | 0.02813% | 0.025% | 0.02187% | 0.01875% | 0.01563% | 0.0125% | 0.00938% | 0.00625% | 0.00313% | 0%
Central
| 2019-20 | 2020-21 | 2021-22 | 2022-23 | 2023-24 | 2024-25 | 2025-26 | 2026-27 | 2027-28 | 2028-29 | 2029-30 | 2030-31 | 2031-32 | 2032-33 | 2033-34 | 2034-35 | 2035-36 | 2036-37 | 2037-38 | 2038-39 | 2039-40 | 2040-41 | 2041-42 | 2042-43 | 2043-44 | 2044-45 | 2045-46 | 2046-47 | 2047-48 | 2048-49 | 2049-50
Bus, Convenience Charging | 98.5% | 97.75% | 97% | 96.25% | 95.5% | 94.75% | 94% | 93.25% | 92.5% | 91.75% | 91% | 90.25% | 89.5% | 88.75% | 88% | 87.25% | 86.5% | 85.75% | 85% | 84.25% | 83.5% | 82.75% | 82% | 81.25% | 80.5% | 79.75% | 79% | 78.25% | 77.5% | 76.75% | 76%
Bus, Daytime Charging | 1.281% | 1.872% | 2.462% | 3.053% | 3.644% | 4.234% | 4.825% | 5.416% | 6.006% | 6.597% | 7.187% | 7.778% | 8.369% | 8.959% | 9.55% | 10.14% | 10.73% | 11.32% | 11.91% | 12.5% | 13.09% | 13.68% | 14.27% | 14.87% | 15.46% | 16.05% | 16.64% | 17.23% | 17.82% | 18.41% | 19%
Bus, Highway Fast Charging | 0.125% | 0.2875% | 0.45% | 0.6125% | 0.775% | 0.9375% | 1.1% | 1.263% | 1.425% | 1.587% | 1.75% | 1.912% | 2.075% | 2.237% | 2.4% | 2.562% | 2.725% | 2.888% | 3.05% | 3.212% | 3.375% | 3.537% | 3.7% | 3.862% | 4.025% | 4.188% | 4.35% | 4.513% | 4.675% | 4.838% | 5%
Bus, Nighttime Charging | 0.09375% | 0.09063% | 0.0875% | 0.08438% | 0.08125% | 0.07812% | 0.075% | 0.07187% | 0.06875% | 0.06563% | 0.0625% | 0.05937% | 0.05625% | 0.05313% | 0.05% | 0.04688% | 0.04375% | 0.04063% | 0.0375% | 0.03437% | 0.03125% | 0.02812% | 0.025% | 0.02188% | 0.01875% | 0.01562% | 0.0125% | 0.00938% | 0.00625% | 0.00313% | 0%
Light Commercial, Convenience Charging | 98.5% | 97.75% | 97% | 96.25% | 95.5% | 94.75% | 94% | 93.25% | 92.5% | 91.75% | 91% | 90.25% | 89.5% | 88.75% | 88% | 87.25% | 86.5% | 85.75% | 85% | 84.25% | 83.5% | 82.75% | 82% | 81.25% | 80.5% | 79.75% | 79% | 78.25% | 77.5% | 76.75% | 76%
Light Commercial, Daytime Charging | 1.281% | 1.872% | 2.462% | 3.053% | 3.644% | 4.234% | 4.825% | 5.416% | 6.006% | 6.597% | 7.187% | 7.778% | 8.369% | 8.959% | 9.55% | 10.14% | 10.73% | 11.32% | 11.91% | 12.5% | 13.09% | 13.68% | 14.27% | 14.87% | 15.46% | 16.05% | 16.64% | 17.23% | 17.82% | 18.41% | 19%
Light Commercial, Highway Fast Charging | 0.125% | 0.2875% | 0.45% | 0.6125% | 0.775% | 0.9375% | 1.1% | 1.263% | 1.425% | 1.587% | 1.75% | 1.912% | 2.075% | 2.237% | 2.4% | 2.562% | 2.725% | 2.888% | 3.05% | 3.212% | 3.375% | 3.537% | 3.7% | 3.862% | 4.025% | 4.188% | 4.35% | 4.513% | 4.675% | 4.838% | 5%
Light Commercial, Nighttime Charging | 0.09375% | 0.09063% | 0.0875% | 0.08438% | 0.08125% | 0.07812% | 0.075% | 0.07187% | 0.06875% | 0.06563% | 0.0625% | 0.05937% | 0.05625% | 0.05313% | 0.05% | 0.04688% | 0.04375% | 0.04063% | 0.0375% | 0.03437% | 0.03125% | 0.02812% | 0.025% | 0.02188% | 0.01875% | 0.01562% | 0.0125% | 0.00938% | 0.00625% | 0.00313% | 0%
Residential, Convenience Charging | 95.6% | 93.4% | 91.2% | 89% | 86.8% | 84.6% | 82.4% | 80.2% | 78% | 75.8% | 73.6% | 71.4% | 69.2% | 67% | 64.8% | 62.6% | 60.4% | 58.2% | 56% | 53.8% | 51.6% | 49.4% | 47.2% | 45% | 42.8% | 40.6% | 38.4% | 36.2% | 34% | 31.8% | 29.6%
Residential, Daytime Charging | 3.719% | 5.528% | 7.338% | 9.147% | 10.96% | 12.77% | 14.58% | 16.38% | 18.19% | 20% | 21.81% | 23.62% | 25.43% | 27.24% | 29.05% | 30.86% | 32.67% | 34.48% | 36.29% | 38.1% | 39.91% | 41.72% | 43.53% | 45.33% | 47.14% | 48.95% | 50.76% | 52.57% | 54.38% | 56.19% | 58%
Residential, Highway Fast Charging | 0.125% | 0.2875% | 0.45% | 0.6125% | 0.775% | 0.9375% | 1.1% | 1.263% | 1.425% | 1.587% | 1.75% | 1.912% | 2.075% | 2.237% | 2.4% | 2.562% | 2.725% | 2.888% | 3.05% | 3.212% | 3.375% | 3.537% | 3.7% | 3.862% | 4.025% | 4.188% | 4.35% | 4.513% | 4.675% | 4.838% | 5%
Residential, Nighttime Charging | 0.5562% | 0.7844% | 1.012% | 1.241% | 1.469% | 1.697% | 1.925% | 2.153% | 2.381% | 2.609% | 2.837% | 3.066% | 3.294% | 3.522% | 3.75% | 3.978% | 4.206% | 4.434% | 4.662% | 4.891% | 5.119% | 5.347% | 5.575% | 5.803% | 6.031% | 6.259% | 6.487% | 6.716% | 6.944% | 7.172% | 7.4%
Truck, Convenience Charging | 98.5% | 97.75% | 97% | 96.25% | 95.5% | 94.75% | 94% | 93.25% | 92.5% | 91.75% | 91% | 90.25% | 89.5% | 88.75% | 88% | 87.25% | 86.5% | 85.75% | 85% | 84.25% | 83.5% | 82.75% | 82% | 81.25% | 80.5% | 79.75% | 79% | 78.25% | 77.5% | 76.75% | 76%
Truck, Daytime Charging | 1.281% | 1.872% | 2.462% | 3.053% | 3.644% | 4.234% | 4.825% | 5.416% | 6.006% | 6.597% | 7.187% | 7.778% | 8.369% | 8.959% | 9.55% | 10.14% | 10.73% | 11.32% | 11.91% | 12.5% | 13.09% | 13.68% | 14.27% | 14.87% | 15.46% | 16.05% | 16.64% | 17.23% | 17.82% | 18.41% | 19%
Truck, Highway Fast Charging | 0.125% | 0.2875% | 0.45% | 0.6125% | 0.775% | 0.9375% | 1.1% | 1.263% | 1.425% | 1.587% | 1.75% | 1.912% | 2.075% | 2.237% | 2.4% | 2.562% | 2.725% | 2.888% | 3.05% | 3.212% | 3.375% | 3.537% | 3.7% | 3.862% | 4.025% | 4.188% | 4.35% | 4.513% | 4.675% | 4.838% | 5%
Truck, Nighttime Charging | 0.09375% | 0.09063% | 0.0875% | 0.08438% | 0.08125% | 0.07812% | 0.075% | 0.07187% | 0.06875% | 0.06563% | 0.0625% | 0.05937% | 0.05625% | 0.05313% | 0.05% | 0.04688% | 0.04375% | 0.04063% | 0.0375% | 0.03437% | 0.03125% | 0.02812% | 0.025% | 0.02188% | 0.01875% | 0.01562% | 0.0125% | 0.00938% | 0.00625% | 0.00313% | 0%
Fast Change
| 2019-20 | 2020-21 | 2021-22 | 2022-23 | 2023-24 | 2024-25 | 2025-26 | 2026-27 | 2027-28 | 2028-29 | 2029-30 | 2030-31 | 2031-32 | 2032-33 | 2033-34 | 2034-35 | 2035-36 | 2036-37 | 2037-38 | 2038-39 | 2039-40 | 2040-41 | 2041-42 | 2042-43 | 2043-44 | 2044-45 | 2045-46 | 2046-47 | 2047-48 | 2048-49 | 2049-50
Bus, Convenience Charging | 95.53% | 93.3% | 91.06% | 88.83% | 86.59% | 84.36% | 82.12% | 79.89% | 77.66% | 75.42% | 73.19% | 70.95% | 68.72% | 66.48% | 64.25% | 62.02% | 59.78% | 57.55% | 55.31% | 53.08% | 50.84% | 48.61% | 46.38% | 44.14% | 41.91% | 39.67% | 37.44% | 35.2% | 32.97% | 30.73% | 28.5%
Bus, Daytime Charging | 4.25% | 6.325% | 8.4% | 10.47% | 12.55% | 14.62% | 16.7% | 18.77% | 20.85% | 22.93% | 25% | 27.07% | 29.15% | 31.23% | 33.3% | 35.38% | 37.45% | 39.52% | 41.6% | 43.68% | 45.75% | 47.83% | 49.9% | 51.98% | 54.05% | 56.12% | 58.2% | 60.27% | 62.35% | 64.42% | 66.5%
Bus, Highway Fast Charging | 0.125% | 0.2875% | 0.45% | 0.6125% | 0.775% | 0.9375% | 1.1% | 1.263% | 1.425% | 1.587% | 1.75% | 1.912% | 2.075% | 2.237% | 2.4% | 2.562% | 2.725% | 2.888% | 3.05% | 3.212% | 3.375% | 3.537% | 3.7% | 3.862% | 4.025% | 4.188% | 4.35% | 4.513% | 4.675% | 4.838% | 5%
Bus, Nighttime Charging | 0.09375% | 0.09063% | 0.0875% | 0.08438% | 0.08125% | 0.07812% | 0.075% | 0.07187% | 0.06875% | 0.06563% | 0.0625% | 0.05937% | 0.05625% | 0.05313% | 0.05% | 0.04688% | 0.04375% | 0.04063% | 0.0375% | 0.03437% | 0.03125% | 0.02812% | 0.025% | 0.02188% | 0.01875% | 0.01562% | 0.0125% | 0.00938% | 0.00625% | 0.00313% | 0%
Light Commercial, Convenience Charging | 95.44% | 93.26% | 91.07% | 88.89% | 86.71% | 84.53% | 82.35% | 80.17% | 77.99% | 75.81% | 73.63% | 71.44% | 69.26% | 67.08% | 64.9% | 62.72% | 60.54% | 58.36% | 56.17% | 53.99% | 51.81% | 49.63% | 47.45% | 45.27% | 43.09% | 40.91% | 38.73% | 36.54% | 34.36% | 32.18% | 28.57%
Light Commercial, Daytime Charging | 4.469% | 6.653% | 8.838% | 11.02% | 13.21% | 15.39% | 17.57% | 19.76% | 21.94% | 24.13% | 26.31% | 28.5% | 30.68% | 32.87% | 35.05% | 37.23% | 39.42% | 41.6% | 43.79% | 45.97% | 48.16% | 50.34% | 52.53% | 54.71% | 56.89% | 59.08% | 61.26% | 63.45% | 65.63% | 67.82% | 66.67%
Light Commercial, Highway Fast Charging | 0% | 0% | 0% | 0% | 0% | 0% | 0% | 0% | 0% | 0% | 0% | 0% | 0% | 0% | 0% | 0% | 0% | 0% | 0% | 0% | 0% | 0% | 0% | 0% | 0% | 0% | 0% | 0% | 0% | 0% | 4.762%
Light Commercial, Nighttime Charging | 0.09375% | 0.09063% | 0.0875% | 0.08438% | 0.08125% | 0.07812% | 0.075% | 0.07188% | 0.06875% | 0.06562% | 0.0625% | 0.05937% | 0.05625% | 0.05312% | 0.05% | 0.04688% | 0.04375% | 0.04063% | 0.0375% | 0.03437% | 0.03125% | 0.02813% | 0.025% | 0.02188% | 0.01875% | 0.01562% | 0.0125% | 0.00938% | 0.00625% | 0.00313% | 0%
Residential, Convenience Charging | 94.59% | 91.88% | 89.18% | 86.47% | 83.77% | 81.06% | 78.35% | 75.65% | 72.94% | 70.24% | 67.53% | 64.83% | 62.12% | 59.41% | 56.71% | 54% | 51.3% | 48.59% | 45.89% | 43.18% | 40.47% | 37.77% | 35.06% | 32.36% | 29.65% | 26.95% | 24.24% | 21.53% | 18.83% | 16.12% | 13.42%
Residential, Daytime Charging | 3.236% | 4.804% | 6.372% | 7.94% | 9.508% | 11.08% | 12.64% | 14.21% | 15.78% | 17.35% | 18.92% | 20.48% | 22.05% | 23.62% | 25.19% | 26.75% | 28.32% | 29.89% | 31.46% | 33.03% | 34.59% | 36.16% | 37.73% | 39.3% | 40.87% | 42.43% | 44% | 45.57% | 47.14% | 48.71% | 50.27%
Residential, Highway Fast Charging | 0.125% | 0.2875% | 0.45% | 0.6125% | 0.775% | 0.9375% | 1.1% | 1.263% | 1.425% | 1.587% | 1.75% | 1.912% | 2.075% | 2.237% | 2.4% | 2.562% | 2.725% | 2.888% | 3.05% | 3.212% | 3.375% | 3.537% | 3.7% | 3.862% | 4.025% | 4.188% | 4.35% | 4.513% | 4.675% | 4.838% | 5%
Residential, Nighttime Charging | 2.051% | 3.026% | 4.001% | 4.976% | 5.952% | 6.927% | 7.902% | 8.877% | 9.853% | 10.83% | 11.8% | 12.78% | 13.75% | 14.73% | 15.7% | 16.68% | 17.65% | 18.63% | 19.61% | 20.58% | 21.56% | 22.53% | 23.51% | 24.48% | 25.46% | 26.43% | 27.41% | 28.38% | 29.36% | 30.33% | 31.31%
Truck, Convenience Charging | 95.53% | 93.3% | 91.06% | 88.83% | 86.59% | 84.36% | 82.12% | 79.89% | 77.66% | 75.42% | 73.19% | 70.95% | 68.72% | 66.48% | 64.25% | 62.02% | 59.78% | 57.55% | 55.31% | 53.08% | 50.84% | 48.61% | 46.38% | 44.14% | 41.91% | 39.67% | 37.44% | 35.2% | 32.97% | 30.73% | 28.5%
Truck, Daytime Charging | 4.25% | 6.325% | 8.4% | 10.47% | 12.55% | 14.62% | 16.7% | 18.77% | 20.85% | 22.93% | 25% | 27.07% | 29.15% | 31.23% | 33.3% | 35.38% | 37.45% | 39.52% | 41.6% | 43.68% | 45.75% | 47.83% | 49.9% | 51.98% | 54.05% | 56.12% | 58.2% | 60.27% | 62.35% | 64.42% | 66.5%
Truck, Highway Fast Charging | 0.125% | 0.2875% | 0.45% | 0.6125% | 0.775% | 0.9375% | 1.1% | 1.263% | 1.425% | 1.587% | 1.75% | 1.912% | 2.075% | 2.237% | 2.4% | 2.562% | 2.725% | 2.888% | 3.05% | 3.212% | 3.375% | 3.537% | 3.7% | 3.862% | 4.025% | 4.188% | 4.35% | 4.513% | 4.675% | 4.838% | 5%
Truck, Nighttime Charging | 0.09375% | 0.09063% | 0.0875% | 0.08438% | 0.08125% | 0.07812% | 0.075% | 0.07187% | 0.06875% | 0.06563% | 0.0625% | 0.05937% | 0.05625% | 0.05313% | 0.05% | 0.04688% | 0.04375% | 0.04063% | 0.0375% | 0.03437% | 0.03125% | 0.02812% | 0.025% | 0.02188% | 0.01875% | 0.01562% | 0.0125% | 0.00938% | 0.00625% | 0.00313% | 0%
High DER
| 2019-20 | 2020-21 | 2021-22 | 2022-23 | 2023-24 | 2024-25 | 2025-26 | 2026-27 | 2027-28 | 2028-29 | 2029-30 | 2030-31 | 2031-32 | 2032-33 | 2033-34 | 2034-35 | 2035-36 | 2036-37 | 2037-38 | 2038-39 | 2039-40 | 2040-41 | 2041-42 | 2042-43 | 2043-44 | 2044-45 | 2045-46 | 2046-47 | 2047-48 | 2048-49 | 2049-50
Bus, Convenience Charging | 95.23% | 92.85% | 90.47% | 88.09% | 85.7% | 83.32% | 80.94% | 78.55% | 76.17% | 73.79% | 71.41% | 69.02% | 66.64% | 64.26% | 61.88% | 59.49% | 57.11% | 54.73% | 52.34% | 49.96% | 47.58% | 45.2% | 42.81% | 40.43% | 38.05% | 35.66% | 33.28% | 30.9% | 28.52% | 26.13% | 23.75%
Bus, Daytime Charging | 4.547% | 6.77% | 8.994% | 11.22% | 13.44% | 15.66% | 17.89% | 20.11% | 22.33% | 24.56% | 26.78% | 29% | 31.23% | 33.45% | 35.68% | 37.9% | 40.12% | 42.35% | 44.57% | 46.79% | 49.02% | 51.24% | 53.46% | 55.69% | 57.91% | 60.13% | 62.36% | 64.58% | 66.8% | 69.03% | 71.25%
Bus, Highway Fast Charging | 0.125% | 0.2875% | 0.45% | 0.6125% | 0.775% | 0.9375% | 1.1% | 1.263% | 1.425% | 1.587% | 1.75% | 1.912% | 2.075% | 2.237% | 2.4% | 2.562% | 2.725% | 2.888% | 3.05% | 3.212% | 3.375% | 3.537% | 3.7% | 3.862% | 4.025% | 4.188% | 4.35% | 4.513% | 4.675% | 4.838% | 5%
Bus, Nighttime Charging | 0.09375% | 0.09063% | 0.0875% | 0.08438% | 0.08125% | 0.07812% | 0.075% | 0.07187% | 0.06875% | 0.06563% | 0.0625% | 0.05937% | 0.05625% | 0.05313% | 0.05% | 0.04688% | 0.04375% | 0.04063% | 0.0375% | 0.03437% | 0.03125% | 0.02812% | 0.025% | 0.02188% | 0.01875% | 0.01562% | 0.0125% | 0.00938% | 0.00625% | 0.00313% | 0%
Light Commercial, Convenience Charging | 95.12% | 92.79% | 90.45% | 88.11% | 85.78% | 83.44% | 81.1% | 78.76% | 76.43% | 74.09% | 71.75% | 69.41% | 67.07% | 64.74% | 62.4% | 60.06% | 57.73% | 55.39% | 53.05% | 50.71% | 48.37% | 46.04% | 43.7% | 41.36% | 39.02% | 36.69% | 34.35% | 32.01% | 29.67% | 27.34% | 23.81%
Light Commercial, Daytime Charging | 4.781% | 7.122% | 9.463% | 11.8% | 14.14% | 16.48% | 18.82% | 21.17% | 23.51% | 25.85% | 28.19% | 30.53% | 32.87% | 35.21% | 37.55% | 39.89% | 42.23% | 44.57% | 46.91% | 49.25% | 51.59% | 53.93% | 56.28% | 58.62% | 60.96% | 63.3% | 65.64% | 67.98% | 70.32% | 72.66% | 71.43%
Light Commercial, Highway Fast Charging | 0% | 0% | 0% | 0% | 0% | 0% | 0% | 0% | 0% | 0% | 0% | 0% | 0% | 0% | 0% | 0% | 0% | 0% | 0% | 0% | 0% | 0% | 0% | 0% | 0% | 0% | 0% | 0% | 0% | 0% | 4.762%
Light Commercial, Nighttime Charging | 0.09375% | 0.09063% | 0.0875% | 0.08438% | 0.08125% | 0.07812% | 0.075% | 0.07188% | 0.06875% | 0.06563% | 0.0625% | 0.05937% | 0.05625% | 0.05312% | 0.05% | 0.04687% | 0.04375% | 0.04063% | 0.0375% | 0.03438% | 0.03125% | 0.02812% | 0.025% | 0.02188% | 0.01875% | 0.01563% | 0.0125% | 0.00938% | 0.00625% | 0.00313% | 0%
Residential, Convenience Charging | 94.11% | 91.17% | 88.23% | 85.29% | 82.34% | 79.4% | 76.46% | 73.52% | 70.57% | 67.63% | 64.69% | 61.74% | 58.8% | 55.86% | 52.92% | 49.97% | 47.03% | 44.09% | 41.15% | 38.2% | 35.26% | 32.32% | 29.38% | 26.43% | 23.49% | 20.55% | 17.6% | 14.66% | 11.72% | 8.776% | 5.834%
Residential, Daytime Charging | 3.114% | 4.622% | 6.129% | 7.636% | 9.143% | 10.65% | 12.16% | 13.66% | 15.17% | 16.68% | 18.19% | 19.69% | 21.2% | 22.71% | 24.21% | 25.72% | 27.23% | 28.74% | 30.24% | 31.75% | 33.26% | 34.77% | 36.27% | 37.78% | 39.29% | 40.79% | 42.3% | 43.81% | 45.32% | 46.82% | 48.33%
Residential, Highway Fast Charging | 1.583% | 2.475% | 3.367% | 4.259% | 5.15% | 6.042% | 6.934% | 7.826% | 8.717% | 9.609% | 10.5% | 11.39% | 12.28% | 13.18% | 14.07% | 14.96% | 15.85% | 16.74% | 17.63% | 18.53% | 19.42% | 20.31% | 21.2% | 22.09% | 22.98% | 23.88% | 24.77% | 25.66% | 26.55% | 27.44% | 28.34%
Residential, Nighttime Charging | 1.188% | 1.731% | 2.275% | 2.819% | 3.363% | 3.907% | 4.45% | 4.994% | 5.538% | 6.082% | 6.626% | 7.169% | 7.713% | 8.257% | 8.801% | 9.344% | 9.888% | 10.43% | 10.98% | 11.52% | 12.06% | 12.61% | 13.15% | 13.69% | 14.24% | 14.78% | 15.33% | 15.87% | 16.41% | 16.96% | 17.5%
Truck, Convenience Charging | 95.23% | 92.85% | 90.47% | 88.09% | 85.7% | 83.32% | 80.94% | 78.55% | 76.17% | 73.79% | 71.41% | 69.02% | 66.64% | 64.26% | 61.88% | 59.49% | 57.11% | 54.73% | 52.34% | 49.96% | 47.58% | 45.2% | 42.81% | 40.43% | 38.05% | 35.66% | 33.28% | 30.9% | 28.52% | 26.13% | 23.75%
Truck, Daytime Charging | 4.547% | 6.77% | 8.994% | 11.22% | 13.44% | 15.66% | 17.89% | 20.11% | 22.33% | 24.56% | 26.78% | 29% | 31.23% | 33.45% | 35.68% | 37.9% | 40.12% | 42.35% | 44.57% | 46.79% | 49.02% | 51.24% | 53.46% | 55.69% | 57.91% | 60.13% | 62.36% | 64.58% | 66.8% | 69.03% | 71.25%
Truck, Highway Fast Charging | 0.125% | 0.2875% | 0.45% | 0.6125% | 0.775% | 0.9375% | 1.1% | 1.263% | 1.425% | 1.587% | 1.75% | 1.912% | 2.075% | 2.237% | 2.4% | 2.562% | 2.725% | 2.888% | 3.05% | 3.212% | 3.375% | 3.537% | 3.7% | 3.862% | 4.025% | 4.188% | 4.35% | 4.513% | 4.675% | 4.838% | 5%
Truck, Nighttime Charging | 0.09375% | 0.09063% | 0.0875% | 0.08438% | 0.08125% | 0.07812% | 0.075% | 0.07187% | 0.06875% | 0.06563% | 0.0625% | 0.05937% | 0.05625% | 0.05313% | 0.05% | 0.04688% | 0.04375% | 0.04063% | 0.0375% | 0.03437% | 0.03125% | 0.02812% | 0.025% | 0.02188% | 0.01875% | 0.01562% | 0.0125% | 0.00938% | 0.00625% | 0.00313% | 0%
Step Change
| 2019-20 | 2020-21 | 2021-22 | 2022-23 | 2023-24 | 2024-25 | 2025-26 | 2026-27 | 2027-28 | 2028-29 | 2029-30 | 2030-31 | 2031-32 | 2032-33 | 2033-34 | 2034-35 | 2035-36 | 2036-37 | 2037-38 | 2038-39 | 2039-40 | 2040-41 | 2041-42 | 2042-43 | 2043-44 | 2044-45 | 2045-46 | 2046-47 | 2047-48 | 2048-49 | 2049-50
Bus, Convenience Charging | 93.07% | 89.6% | 86.14% | 82.67% | 79.2% | 75.74% | 72.27% | 68.81% | 65.34% | 61.88% | 58.41% | 54.94% | 51.48% | 48.01% | 44.55% | 41.08% | 37.61% | 34.15% | 30.68% | 27.22% | 23.75% | 23.75% | 23.75% | 23.75% | 23.75% | 23.75% | 23.75% | 23.75% | 23.75% | 23.75% | 23.75%
Bus, Daytime Charging | 6.568% | 9.802% | 13.04% | 16.27% | 19.5% | 22.74% | 25.97% | 29.21% | 32.44% | 35.68% | 38.91% | 42.14% | 45.38% | 48.61% | 51.85% | 55.08% | 58.31% | 61.55% | 64.78% | 68.02% | 71.25% | 71.25% | 71.25% | 71.25% | 71.25% | 71.25% | 71.25% | 71.25% | 71.25% | 71.25% | 71.25%
Bus, Highway Fast Charging | 0.5455% | 0.7682% | 0.9909% | 1.214% | 1.436% | 1.659% | 1.882% | 2.105% | 2.327% | 2.55% | 2.773% | 2.995% | 3.218% | 3.441% | 3.664% | 3.886% | 4.109% | 4.332% | 4.555% | 4.777% | 5% | 5% | 5% | 5% | 5% | 5% | 5% | 5% | 5% | 5% | 5%
Bus, Nighttime Charging | 0.09091% | 0.08636% | 0.08182% | 0.07727% | 0.07273% | 0.06818% | 0.06364% | 0.05909% | 0.05455% | 0.05% | 0.04545% | 0.04091% | 0.03636% | 0.03182% | 0.02727% | 0.02273% | 0.01818% | 0.01364% | 0.00909% | 0.00455% | 0% | 0% | 0% | 0% | 0% | 0% | 0% | 0% | 0% | 0% | 0%
Light Commercial, Convenience Charging | 91.96% | 88.42% | 84.89% | 81.37% | 77.87% | 74.38% | 70.91% | 67.46% | 64.01% | 60.59% | 57.17% | 53.77% | 50.39% | 47.02% | 43.66% | 40.32% | 36.99% | 33.67% | 30.37% | 27.08% | 23.81% | 23.81% | 23.81% | 23.81% | 23.81% | 23.81% | 23.81% | 23.81% | 23.81% | 23.81% | 23.81%
Light Commercial, Daytime Charging | 6.859% | 10.22% | 13.56% | 16.89% | 20.21% | 23.51% | 26.8% | 30.07% | 33.33% | 36.58% | 39.81% | 43.03% | 46.24% | 49.44% | 52.62% | 55.78% | 58.94% | 62.08% | 65.21% | 68.33% | 71.43% | 71.43% | 71.43% | 71.43% | 71.43% | 71.43% | 71.43% | 71.43% | 71.43% | 71.43% | 71.43%
Light Commercial, Highway Fast Charging | 0.5415% | 0.761% | 0.9796% | 1.197% | 1.414% | 1.63% | 1.845% | 2.059% | 2.272% | 2.484% | 2.696% | 2.906% | 3.116% | 3.324% | 3.532% | 3.739% | 3.946% | 4.151% | 4.355% | 4.559% | 4.762% | 4.762% | 4.762% | 4.762% | 4.762% | 4.762% | 4.762% | 4.762% | 4.762% | 4.762% | 4.762%
Light Commercial, Nighttime Charging | 0.09025% | 0.08556% | 0.08088% | 0.07623% | 0.07159% | 0.06698% | 0.06238% | 0.05781% | 0.05325% | 0.04871% | 0.04419% | 0.03969% | 0.03521% | 0.03074% | 0.0263% | 0.02187% | 0.01746% | 0.01307% | 0.008693% | 0.004342% | 0% | 0% | 0% | 0% | 0% | 0% | 0% | 0% | 0% | 0% | 0%
Residential, Convenience Charging | 91.44% | 87.16% | 82.88% | 78.6% | 74.32% | 70.04% | 65.76% | 61.48% | 57.2% | 52.92% | 48.64% | 44.36% | 40.08% | 35.8% | 31.52% | 27.24% | 22.95% | 18.67% | 14.39% | 10.11% | 5.834% | 5.834% | 5.834% | 5.834% | 5.834% | 5.834% | 5.834% | 5.834% | 5.834% | 5.834% | 5.834%
Residential, Daytime Charging | 4.485% | 6.677% | 8.869% | 11.06% | 13.25% | 15.45% | 17.64% | 19.83% | 22.02% | 24.21% | 26.41% | 28.6% | 30.79% | 32.98% | 35.18% | 37.37% | 39.56% | 41.75% | 43.95% | 46.14% | 47.33% | 45.1% | 42.86% | 40.63% | 38.4% | 36.16% | 33.93% | 31.69% | 29.46% | 27.23% | 24.99%
Residential, Highway Fast Charging | 2.394% | 3.691% | 4.988% | 6.285% | 7.582% | 8.879% | 10.18% | 11.47% | 12.77% | 14.07% | 15.36% | 16.66% | 17.96% | 19.26% | 20.55% | 21.85% | 23.15% | 24.44% | 25.74% | 27.04% | 28.34% | 28.34% | 28.34% | 28.34% | 28.34% | 28.34% | 28.34% | 28.34% | 28.34% | 28.34% | 28.34%
Residential, Nighttime Charging | 1.682% | 2.473% | 3.264% | 4.055% | 4.846% | 5.637% | 6.428% | 7.219% | 8.01% | 8.801% | 9.592% | 10.38% | 11.17% | 11.96% | 12.76% | 13.55% | 14.34% | 15.13% | 15.92% | 16.71% | 17.5% | 17.5% | 17.5% | 17.5% | 17.5% | 17.5% | 17.5% | 17.5% | 17.5% | 17.5% | 17.5%
Residential, Vehicle to Home1 | 0% | 0% | 0% | 0% | 0% | 0% | 0% | 0% | 0% | 0% | 0% | 0% | 0% | 0% | 0% | 0% | 0% | 0% | 0% | 0% | 1% | 3.234% | 5.467% | 7.701% | 9.934% | 12.17% | 14.4% | 16.63% | 18.87% | 21.1% | 23.34%
Truck, Convenience Charging | 93.07% | 89.6% | 86.14% | 82.67% | 79.2% | 75.74% | 72.27% | 68.81% | 65.34% | 61.88% | 58.41% | 54.94% | 51.48% | 48.01% | 44.55% | 41.08% | 37.61% | 34.15% | 30.68% | 27.22% | 23.75% | 23.75% | 23.75% | 23.75% | 23.75% | 23.75% | 23.75% | 23.75% | 23.75% | 23.75% | 23.75%
Truck, Daytime Charging | 6.568% | 9.802% | 13.04% | 16.27% | 19.5% | 22.74% | 25.97% | 29.21% | 32.44% | 35.68% | 38.91% | 42.14% | 45.38% | 48.61% | 51.85% | 55.08% | 58.31% | 61.55% | 64.78% | 68.02% | 71.25% | 71.25% | 71.25% | 71.25% | 71.25% | 71.25% | 71.25% | 71.25% | 71.25% | 71.25% | 71.25%
Truck, Highway Fast Charging | 0.5455% | 0.7682% | 0.9909% | 1.214% | 1.436% | 1.659% | 1.882% | 2.105% | 2.327% | 2.55% | 2.773% | 2.995% | 3.218% | 3.441% | 3.664% | 3.886% | 4.109% | 4.332% | 4.555% | 4.777% | 5% | 5% | 5% | 5% | 5% | 5% | 5% | 5% | 5% | 5% | 5%
Truck, Nighttime Charging | 0.09091% | 0.08636% | 0.08182% | 0.07727% | 0.07273% | 0.06818% | 0.06364% | 0.05909% | 0.05455% | 0.05% | 0.04545% | 0.04091% | 0.03636% | 0.03182% | 0.02727% | 0.02273% | 0.01818% | 0.01364% | 0.00909% | 0.00455% | 0% | 0% | 0% | 0% | 0% | 0% | 0% | 0% | 0% | 0% | 0%
Residential, Vehicle to Home | 0% | 0% | 0% | 0% | 0% | 0% | 0% | 0% | 0% | 0% | 0% | 0% | 0% | 0% | 0% | 0% | 0% | 0% | 0% | 0% | 1% | 3.234% | 5.467% | 7.701% | 9.934% | 12.17% | 14.4% | 16.63% | 18.87% | 21.1% | 23.34%
1. Average vehicle to home charge profiles are not included below as the energy and demand forecasts captured vehicle to home behaviour on an interval basis using market modelling software.
Electric Vehicles (Average Half Hour Charge Profile, kW/Vehicle)
Split between time of day electric vehicles are charged by state
New South Wales
| 0:00 | 0:30 | 1:00 | 1:30 | 2:00 | 2:30 | 3:00 | 3:30 | 4:00 | 4:30 | 5:00 | 5:30 | 6:00 | 6:30 | 7:00 | 7:30 | 8:00 | 8:30 | 9:00 | 9:30 | 10:00 | 10:30 | 11:00 | 11:30 | 12:00 | 12:30 | 13:00 | 13:30 | 14:00 | 14:30 | 15:00 | 15:30 | 16:00 | 16:30 | 17:00 | 17:30 | 18:00 | 18:30 | 19:00 | 19:30 | 20:00 | 20:30 | 21:00 | 21:30 | 22:00 | 22:30 | 23:00 | 23:30
Bus, Convenience Charging | 0.92981 | 0.83683 | 0.74385 | 0.65087 | 0.55789 | 0.46491 | 0.37193 | 0.30219 | 0.23245 | 0.16272 | 0.092981 | 0.5114 | 0.92981 | 2.7894 | 4.6491 | 7.9034 | 11.1578 | 7.4385 | 3.7193 | 3.4868 | 3.2544 | 3.0219 | 2.7894 | 2.6732 | 2.557 | 2.4408 | 2.3245 | 2.9057 | 3.4868 | 3.4636 | 3.4403 | 3.2544 | 3.0684 | 2.9289 | 2.7894 | 2.6732 | 2.557 | 2.4408 | 2.3245 | 2.0921 | 1.8596 | 1.6272 | 1.3947 | 1.2785 | 1.1623 | 1.046 | 0.92981 | 0.92981
Bus, Daytime Charging | 0.92981 | 0.83683 | 0.74385 | 0.65087 | 0.55789 | 0.46491 | 0.37193 | 0.30219 | 0.23245 | 0.16272 | 0.092981 | 0.5114 | 0.92981 | 0.87645 | 0.82308 | 0.92596 | 1.0288 | 1.7247 | 2.4205 | 4.4375 | 6.4546 | 7.6648 | 8.875 | 9.4801 | 10.0852 | 9.4801 | 8.875 | 7.6648 | 6.4546 | 4.4375 | 2.4205 | 1.5947 | 0.7689 | 0.7689 | 0.7689 | 0.7689 | 0.7689 | 0.7689 | 0.7689 | 0.7689 | 0.7689 | 0.7689 | 0.7689 | 0.7689 | 0.7689 | 0.70718 | 0.64546 | 0.78764
Bus, Highway Fast Charging | 0.32681 | 0.32681 | 0.32681 | 0.17975 | 0.032681 | 0.032681 | 0.032681 | 0.032681 | 0.032681 | 0.032681 | 0.032681 | 0.34315 | 0.65363 | 0.98044 | 1.3073 | 1.9609 | 2.6145 | 3.2681 | 3.9218 | 4.5754 | 5.229 | 4.9022 | 4.5754 | 4.5754 | 4.5754 | 4.412 | 4.2486 | 4.412 | 4.5754 | 4.5754 | 4.5754 | 4.5754 | 4.5754 | 4.412 | 4.2486 | 3.4315 | 2.6145 | 2.4511 | 2.2877 | 2.2877 | 2.2877 | 2.1243 | 1.9609 | 1.7975 | 1.6341 | 1.1438 | 0.65363 | 0.49022
Bus, Nighttime Charging | 1.7941 | 3.3867 | 4.9793 | 4.9793 | 4.9793 | 4.9793 | 4.9793 | 4.9793 | 4.9793 | 4.9793 | 4.9793 | 3.8476 | 2.716 | 2.716 | 2.716 | 2.716 | 2.716 | 2.4896 | 2.2633 | 2.037 | 1.8106 | 1.7422 | 1.6737 | 1.6039 | 1.5342 | 1.4645 | 1.3947 | 1.7434 | 2.0921 | 2.0781 | 2.0642 | 1.9526 | 1.841 | 1.7573 | 1.6737 | 1.6039 | 1.5342 | 1.4645 | 1.3947 | 1.2552 | 1.1158 | 0.97631 | 0.83683 | 0.7671 | 0.69736 | 0.62762 | 0.55789 | 1.176
Light Commercial, Convenience Charging | 0.05739 | 0.05739 | 0.05739 | 0.050216 | 0.043043 | 0.035869 | 0.028695 | 0.043043 | 0.05739 | 0.071738 | 0.086085 | 0.10043 | 0.11478 | 0.165 | 0.21521 | 0.32282 | 0.43043 | 0.50216 | 0.5739 | 0.6026 | 0.63129 | 0.65999 | 0.68868 | 0.67433 | 0.65999 | 0.65999 | 0.65999 | 0.70303 | 0.74607 | 0.80346 | 0.86085 | 0.81781 | 0.77477 | 0.73172 | 0.68868 | 0.5739 | 0.45912 | 0.40173 | 0.34434 | 0.28695 | 0.22956 | 0.18652 | 0.14348 | 0.12913 | 0.11478 | 0.10043 | 0.086085 | 0.071738
Light Commercial, Daytime Charging | 0.05739 | 0.05739 | 0.05739 | 0.050216 | 0.043043 | 0.035869 | 0.028695 | 0.043043 | 0.05739 | 0.071738 | 0.086085 | 0.10043 | 0.11478 | 0.165 | 0.21521 | 0.32282 | 0.43043 | 0.50216 | 0.5739 | 0.75194 | 0.92998 | 1.1044 | 1.2787 | 1.3659 | 1.4531 | 1.3659 | 1.2787 | 1.1044 | 0.92998 | 0.63936 | 0.34874 | 0.22976 | 0.11078 | 0.11078 | 0.11078 | 0.11078 | 0.11078 | 0.11078 | 0.11078 | 0.11078 | 0.11078 | 0.11078 | 0.11078 | 0.11078 | 0.11078 | 0.10189 | 0.092998 | 0.075194
Light Commercial, Highway Fast Charging | 0.049897 | 0.049897 | 0.049897 | 0.027444 | 0.0049897 | 0.0049897 | 0.0049897 | 0.0049897 | 0.0049897 | 0.0049897 | 0.0049897 | 0.052392 | 0.099795 | 0.14969 | 0.19959 | 0.29938 | 0.39918 | 0.49897 | 0.59877 | 0.69856 | 0.79836 | 0.74846 | 0.69856 | 0.69856 | 0.69856 | 0.67361 | 0.64867 | 0.67361 | 0.69856 | 0.69856 | 0.69856 | 0.69856 | 0.69856 | 0.67361 | 0.64867 | 0.52392 | 0.39918 | 0.37423 | 0.34928 | 0.34928 | 0.34928 | 0.32433 | 0.29938 | 0.27444 | 0.24949 | 0.17464 | 0.099795 | 0.074846
Light Commercial, Nighttime Charging | 0.3826 | 0.45767 | 0.53274 | 0.53274 | 0.53274 | 0.53274 | 0.53274 | 0.53274 | 0.53274 | 0.53274 | 0.53274 | 0.46115 | 0.38957 | 0.30239 | 0.21521 | 0.32282 | 0.43043 | 0.50216 | 0.5739 | 0.6026 | 0.63129 | 0.65999 | 0.68868 | 0.67433 | 0.65999 | 0.54779 | 0.43559 | 0.36154 | 0.28749 | 0.23862 | 0.18974 | 0.18026 | 0.17077 | 0.17077 | 0.17077 | 0.17077 | 0.17077 | 0.17077 | 0.17077 | 0.17077 | 0.17077 | 0.15712 | 0.14348 | 0.12913 | 0.11478 | 0.10043 | 0.086085 | 0.23434
Residential, Convenience Charging | 0.073044 | 0.06574 | 0.058436 | 0.051131 | 0.043827 | 0.038957 | 0.034087 | 0.029218 | 0.024348 | 0.021913 | 0.019479 | 0.018505 | 0.017531 | 0.058443 | 0.099355 | 0.11177 | 0.12419 | 0.17387 | 0.22355 | 0.2459 | 0.26826 | 0.27323 | 0.27819 | 0.27323 | 0.26826 | 0.25832 | 0.24839 | 0.27323 | 0.29807 | 0.28316 | 0.26826 | 0.28316 | 0.29807 | 0.3229 | 0.34774 | 0.385 | 0.42226 | 0.62018 | 0.8181 | 0.91403 | 1.01 | 0.95299 | 0.89601 | 0.70136 | 0.50671 | 0.29231 | 0.077914 | 0.075479
Residential, Daytime Charging | 0.073044 | 0.06574 | 0.058436 | 0.051131 | 0.043827 | 0.038957 | 0.034087 | 0.029218 | 0.024348 | 0.021913 | 0.019479 | 0.018505 | 0.017531 | 0.058443 | 0.099355 | 0.11177 | 0.12419 | 0.20819 | 0.29218 | 0.53566 | 0.77914 | 0.92523 | 1.0713 | 1.1444 | 1.2174 | 1.1444 | 1.0713 | 0.92523 | 0.77914 | 0.53566 | 0.29218 | 0.1925 | 0.092815 | 0.092815 | 0.092815 | 0.092815 | 0.092815 | 0.092815 | 0.092815 | 0.092815 | 0.092815 | 0.092815 | 0.092815 | 0.092815 | 0.092815 | 0.085365 | 0.077914 | 0.075479
Residential, Highway Fast Charging | 0.038336 | 0.038336 | 0.038336 | 0.021085 | 0.0038336 | 0.0038336 | 0.0038336 | 0.0038336 | 0.0038336 | 0.0038336 | 0.0038336 | 0.040253 | 0.076672 | 0.11501 | 0.15334 | 0.23001 | 0.30669 | 0.38336 | 0.46003 | 0.5367 | 0.61337 | 0.57504 | 0.5367 | 0.5367 | 0.5367 | 0.51753 | 0.49836 | 0.51753 | 0.5367 | 0.5367 | 0.5367 | 0.5367 | 0.5367 | 0.51753 | 0.49836 | 0.40253 | 0.30669 | 0.28752 | 0.26835 | 0.26835 | 0.26835 | 0.24918 | 0.23001 | 0.21085 | 0.19168 | 0.13418 | 0.076672 | 0.057504
Residential, Nighttime Charging | 0.48696 | 0.51496 | 0.54296 | 0.54296 | 0.54296 | 0.54296 | 0.54296 | 0.54296 | 0.54296 | 0.54296 | 0.54296 | 0.51496 | 0.48696 | 0.38957 | 0.29218 | 0.27757 | 0.26296 | 0.24325 | 0.22355 | 0.2459 | 0.26826 | 0.27323 | 0.27819 | 0.27323 | 0.26826 | 0.25832 | 0.24839 | 0.27323 | 0.29807 | 0.28316 | 0.26826 | 0.18054 | 0.092815 | 0.070756 | 0.048696 | 0.048696 | 0.048696 | 0.048696 | 0.048696 | 0.048696 | 0.048696 | 0.048696 | 0.048696 | 0.073044 | 0.097393 | 0.14609 | 0.19479 | 0.34087
Truck, Convenience Charging | 0.63407 | 0.57066 | 0.50725 | 0.44385 | 0.38044 | 0.31703 | 0.25363 | 0.20607 | 0.15852 | 0.11096 | 0.063407 | 0.34874 | 0.63407 | 1.9022 | 3.1703 | 5.3896 | 7.6088 | 5.0725 | 2.5363 | 2.3778 | 2.2192 | 2.0607 | 1.9022 | 1.8229 | 1.7437 | 1.6644 | 1.5852 | 1.9815 | 2.3778 | 2.3619 | 2.3461 | 2.2192 | 2.0924 | 1.9973 | 1.9022 | 1.8229 | 1.7437 | 1.6644 | 1.5852 | 1.4267 | 1.2681 | 1.1096 | 0.9511 | 0.87184 | 0.79259 | 0.71333 | 0.63407 | 0.63407
Truck, Daytime Charging | 0.63407 | 0.57066 | 0.50725 | 0.44385 | 0.38044 | 0.31703 | 0.25363 | 0.20607 | 0.15852 | 0.11096 | 0.063407 | 0.34874 | 0.63407 | 0.59768 | 0.56128 | 0.63144 | 0.7016 | 1.1761 | 1.6506 | 3.0261 | 4.4016 | 5.2269 | 6.0521 | 6.4648 | 6.8774 | 6.4648 | 6.0521 | 5.2269 | 4.4016 | 3.0261 | 1.6506 | 1.0875 | 0.52434 | 0.52434 | 0.52434 | 0.52434 | 0.52434 | 0.52434 | 0.52434 | 0.52434 | 0.52434 | 0.52434 | 0.52434 | 0.52434 | 0.52434 | 0.48225 | 0.44016 | 0.53711
Truck, Highway Fast Charging | 0.22286 | 0.22286 | 0.22286 | 0.12258 | 0.022286 | 0.022286 | 0.022286 | 0.022286 | 0.022286 | 0.022286 | 0.022286 | 0.23401 | 0.44573 | 0.66859 | 0.89146 | 1.3372 | 1.7829 | 2.2286 | 2.6744 | 3.1201 | 3.5658 | 3.343 | 3.1201 | 3.1201 | 3.1201 | 3.0087 | 2.8972 | 3.0087 | 3.1201 | 3.1201 | 3.1201 | 3.1201 | 3.1201 | 3.0087 | 2.8972 | 2.3401 | 1.7829 | 1.6715 | 1.56 | 1.56 | 1.56 | 1.4486 | 1.3372 | 1.2258 | 1.1143 | 0.78002 | 0.44573 | 0.3343
Truck, Nighttime Charging | 1.2258 | 2.3107 | 3.3955 | 3.3955 | 3.3955 | 3.3955 | 3.3955 | 3.3955 | 3.3955 | 3.3955 | 3.3955 | 2.6238 | 1.8521 | 1.8521 | 1.8521 | 1.8521 | 1.8521 | 1.6978 | 1.5434 | 1.3891 | 1.2347 | 1.188 | 1.1413 | 1.0938 | 1.0462 | 0.99866 | 0.9511 | 1.1889 | 1.4267 | 1.4171 | 1.4076 | 1.3315 | 1.2555 | 1.1984 | 1.1413 | 1.0938 | 1.0462 | 0.99866 | 0.9511 | 0.85599 | 0.76088 | 0.66577 | 0.57066 | 0.52311 | 0.47555 | 0.428 | 0.38044 | 0.80314
Queensland
| 0:00 | 0:30 | 1:00 | 1:30 | 2:00 | 2:30 | 3:00 | 3:30 | 4:00 | 4:30 | 5:00 | 5:30 | 6:00 | 6:30 | 7:00 | 7:30 | 8:00 | 8:30 | 9:00 | 9:30 | 10:00 | 10:30 | 11:00 | 11:30 | 12:00 | 12:30 | 13:00 | 13:30 | 14:00 | 14:30 | 15:00 | 15:30 | 16:00 | 16:30 | 17:00 | 17:30 | 18:00 | 18:30 | 19:00 | 19:30 | 20:00 | 20:30 | 21:00 | 21:30 | 22:00 | 22:30 | 23:00 | 23:30
Bus, Convenience Charging | 1.0817 | 0.97353 | 0.86536 | 0.75719 | 0.64902 | 0.54085 | 0.43268 | 0.35155 | 0.27042 | 0.1893 | 0.10817 | 0.59493 | 1.0817 | 3.2451 | 5.4085 | 9.1944 | 12.9804 | 8.6536 | 4.3268 | 4.0564 | 3.7859 | 3.5155 | 3.2451 | 3.1099 | 2.9747 | 2.8395 | 2.7042 | 3.3803 | 4.0564 | 4.0293 | 4.0023 | 3.7859 | 3.5696 | 3.4073 | 3.2451 | 3.1099 | 2.9747 | 2.8395 | 2.7042 | 2.4338 | 2.1634 | 1.893 | 1.6225 | 1.4873 | 1.3521 | 1.2169 | 1.0817 | 1.0817
Bus, Daytime Charging | 1.0817 | 0.97353 | 0.86536 | 0.75719 | 0.64902 | 0.54085 | 0.43268 | 0.35155 | 0.27042 | 0.1893 | 0.10817 | 0.59493 | 1.0817 | 1.0196 | 0.95753 | 1.0772 | 1.1969 | 2.0064 | 2.8158 | 5.1624 | 7.5089 | 8.9168 | 10.3247 | 11.0287 | 11.7326 | 11.0287 | 10.3247 | 8.9168 | 7.5089 | 5.1624 | 2.8158 | 1.8552 | 0.8945 | 0.8945 | 0.8945 | 0.8945 | 0.8945 | 0.8945 | 0.8945 | 0.8945 | 0.8945 | 0.8945 | 0.8945 | 0.8945 | 0.8945 | 0.82269 | 0.75089 | 0.91629
Bus, Highway Fast Charging | 0.3802 | 0.3802 | 0.3802 | 0.20911 | 0.03802 | 0.03802 | 0.03802 | 0.03802 | 0.03802 | 0.03802 | 0.03802 | 0.39921 | 0.76039 | 1.1406 | 1.5208 | 2.2812 | 3.0416 | 3.802 | 4.5624 | 5.3228 | 6.0832 | 5.703 | 5.3228 | 5.3228 | 5.3228 | 5.1327 | 4.9426 | 5.1327 | 5.3228 | 5.3228 | 5.3228 | 5.3228 | 5.3228 | 5.1327 | 4.9426 | 3.9921 | 3.0416 | 2.8515 | 2.6614 | 2.6614 | 2.6614 | 2.4713 | 2.2812 | 2.0911 | 1.901 | 1.3307 | 0.76039 | 0.5703
Bus, Nighttime Charging | 2.0871 | 3.9399 | 5.7926 | 5.7926 | 5.7926 | 5.7926 | 5.7926 | 5.7926 | 5.7926 | 5.7926 | 5.7926 | 4.4761 | 3.1596 | 3.1596 | 3.1596 | 3.1596 | 3.1596 | 2.8963 | 2.633 | 2.3697 | 2.1064 | 2.0267 | 1.9471 | 1.8659 | 1.7848 | 1.7037 | 1.6225 | 2.0282 | 2.4338 | 2.4176 | 2.4014 | 2.2716 | 2.1418 | 2.0444 | 1.9471 | 1.8659 | 1.7848 | 1.7037 | 1.6225 | 1.4603 | 1.298 | 1.1358 | 0.97353 | 0.8924 | 0.81127 | 0.73015 | 0.64902 | 1.3681
Light Commercial, Convenience Charging | 0.05564 | 0.05564 | 0.05564 | 0.048685 | 0.04173 | 0.034775 | 0.02782 | 0.04173 | 0.05564 | 0.069551 | 0.083461 | 0.097371 | 0.11128 | 0.15997 | 0.20865 | 0.31298 | 0.4173 | 0.48685 | 0.5564 | 0.58422 | 0.61204 | 0.63986 | 0.66768 | 0.65377 | 0.63986 | 0.63986 | 0.63986 | 0.68159 | 0.72333 | 0.77897 | 0.83461 | 0.79288 | 0.75115 | 0.70942 | 0.66768 | 0.5564 | 0.44512 | 0.38948 | 0.33384 | 0.2782 | 0.22256 | 0.18083 | 0.1391 | 0.12519 | 0.11128 | 0.097371 | 0.083461 | 0.069551
Light Commercial, Daytime Charging | 0.05564 | 0.05564 | 0.05564 | 0.048685 | 0.04173 | 0.034775 | 0.02782 | 0.04173 | 0.05564 | 0.069551 | 0.083461 | 0.097371 | 0.11128 | 0.15997 | 0.20865 | 0.31298 | 0.4173 | 0.48685 | 0.5564 | 0.72902 | 0.90163 | 1.0707 | 1.2397 | 1.3243 | 1.4088 | 1.3243 | 1.2397 | 1.0707 | 0.90163 | 0.61987 | 0.33811 | 0.22276 | 0.10741 | 0.10741 | 0.10741 | 0.10741 | 0.10741 | 0.10741 | 0.10741 | 0.10741 | 0.10741 | 0.10741 | 0.10741 | 0.10741 | 0.10741 | 0.098785 | 0.090163 | 0.072902
Light Commercial, Highway Fast Charging | 0.048376 | 0.048376 | 0.048376 | 0.026607 | 0.0048376 | 0.0048376 | 0.0048376 | 0.0048376 | 0.0048376 | 0.0048376 | 0.0048376 | 0.050795 | 0.096752 | 0.14513 | 0.1935 | 0.29026 | 0.38701 | 0.48376 | 0.58051 | 0.67726 | 0.77402 | 0.72564 | 0.67726 | 0.67726 | 0.67726 | 0.65308 | 0.62889 | 0.65308 | 0.67726 | 0.67726 | 0.67726 | 0.67726 | 0.67726 | 0.65308 | 0.62889 | 0.50795 | 0.38701 | 0.36282 | 0.33863 | 0.33863 | 0.33863 | 0.31444 | 0.29026 | 0.26607 | 0.24188 | 0.16932 | 0.096752 | 0.072564
Light Commercial, Nighttime Charging | 0.37094 | 0.44372 | 0.5165 | 0.5165 | 0.5165 | 0.5165 | 0.5165 | 0.5165 | 0.5165 | 0.5165 | 0.5165 | 0.44709 | 0.37769 | 0.29317 | 0.20865 | 0.31298 | 0.4173 | 0.48685 | 0.5564 | 0.58422 | 0.61204 | 0.63986 | 0.66768 | 0.65377 | 0.63986 | 0.53109 | 0.42231 | 0.35052 | 0.27873 | 0.23134 | 0.18396 | 0.17476 | 0.16556 | 0.16556 | 0.16556 | 0.16556 | 0.16556 | 0.16556 | 0.16556 | 0.16556 | 0.16556 | 0.15233 | 0.1391 | 0.12519 | 0.11128 | 0.097371 | 0.083461 | 0.2272
Residential, Convenience Charging | 0.074204 | 0.066783 | 0.059363 | 0.051943 | 0.044522 | 0.039575 | 0.034628 | 0.029682 | 0.024735 | 0.022261 | 0.019788 | 0.018798 | 0.017809 | 0.059371 | 0.10093 | 0.11355 | 0.12617 | 0.17663 | 0.2271 | 0.24981 | 0.27252 | 0.27756 | 0.28261 | 0.27756 | 0.27252 | 0.26242 | 0.25233 | 0.27756 | 0.3028 | 0.28766 | 0.27252 | 0.28766 | 0.3028 | 0.32803 | 0.35326 | 0.39111 | 0.42896 | 0.63002 | 0.83108 | 0.92854 | 1.026 | 0.96812 | 0.91023 | 0.71249 | 0.51476 | 0.29695 | 0.079151 | 0.076677
Residential, Daytime Charging | 0.074204 | 0.066783 | 0.059363 | 0.051943 | 0.044522 | 0.039575 | 0.034628 | 0.029682 | 0.024735 | 0.022261 | 0.019788 | 0.018798 | 0.017809 | 0.059371 | 0.10093 | 0.11355 | 0.12617 | 0.21149 | 0.29682 | 0.54416 | 0.79151 | 0.93992 | 1.0883 | 1.1625 | 1.2367 | 1.1625 | 1.0883 | 0.93992 | 0.79151 | 0.54416 | 0.29682 | 0.19555 | 0.094288 | 0.094288 | 0.094288 | 0.094288 | 0.094288 | 0.094288 | 0.094288 | 0.094288 | 0.094288 | 0.094288 | 0.094288 | 0.094288 | 0.094288 | 0.08672 | 0.079151 | 0.076677
Residential, Highway Fast Charging | 0.038944 | 0.038944 | 0.038944 | 0.021419 | 0.0038944 | 0.0038944 | 0.0038944 | 0.0038944 | 0.0038944 | 0.0038944 | 0.0038944 | 0.040891 | 0.077889 | 0.11683 | 0.15578 | 0.23367 | 0.31155 | 0.38944 | 0.46733 | 0.54522 | 0.62311 | 0.58416 | 0.54522 | 0.54522 | 0.54522 | 0.52575 | 0.50628 | 0.52575 | 0.54522 | 0.54522 | 0.54522 | 0.54522 | 0.54522 | 0.52575 | 0.50628 | 0.40891 | 0.31155 | 0.29208 | 0.27261 | 0.27261 | 0.27261 | 0.25314 | 0.23367 | 0.21419 | 0.19472 | 0.1363 | 0.077889 | 0.058416
Residential, Nighttime Charging | 0.49469 | 0.52314 | 0.55158 | 0.55158 | 0.55158 | 0.55158 | 0.55158 | 0.55158 | 0.55158 | 0.55158 | 0.55158 | 0.52314 | 0.49469 | 0.39575 | 0.29682 | 0.28197 | 0.26713 | 0.24712 | 0.2271 | 0.24981 | 0.27252 | 0.27756 | 0.28261 | 0.27756 | 0.27252 | 0.26242 | 0.25233 | 0.27756 | 0.3028 | 0.28766 | 0.27252 | 0.1834 | 0.094288 | 0.071879 | 0.049469 | 0.049469 | 0.049469 | 0.049469 | 0.049469 | 0.049469 | 0.049469 | 0.049469 | 0.049469 | 0.074204 | 0.098938 | 0.14841 | 0.19788 | 0.34628
Truck, Convenience Charging | 0.66337 | 0.59703 | 0.5307 | 0.46436 | 0.39802 | 0.33169 | 0.26535 | 0.2156 | 0.16584 | 0.11609 | 0.066337 | 0.36485 | 0.66337 | 1.9901 | 3.3169 | 5.6387 | 7.9605 | 5.307 | 2.6535 | 2.4876 | 2.3218 | 2.156 | 1.9901 | 1.9072 | 1.8243 | 1.7414 | 1.6584 | 2.073 | 2.4876 | 2.4711 | 2.4545 | 2.3218 | 2.1891 | 2.0896 | 1.9901 | 1.9072 | 1.8243 | 1.7414 | 1.6584 | 1.4926 | 1.3267 | 1.1609 | 0.99506 | 0.91214 | 0.82922 | 0.74629 | 0.66337 | 0.66337
Truck, Daytime Charging | 0.66337 | 0.59703 | 0.5307 | 0.46436 | 0.39802 | 0.33169 | 0.26535 | 0.2156 | 0.16584 | 0.11609 | 0.066337 | 0.36485 | 0.66337 | 0.6253 | 0.58722 | 0.66063 | 0.73403 | 1.2304 | 1.7269 | 3.1659 | 4.605 | 5.4684 | 6.3318 | 6.7636 | 7.1953 | 6.7636 | 6.3318 | 5.4684 | 4.605 | 3.1659 | 1.7269 | 1.1377 | 0.54857 | 0.54857 | 0.54857 | 0.54857 | 0.54857 | 0.54857 | 0.54857 | 0.54857 | 0.54857 | 0.54857 | 0.54857 | 0.54857 | 0.54857 | 0.50453 | 0.4605 | 0.56193
Truck, Highway Fast Charging | 0.23316 | 0.23316 | 0.23316 | 0.12824 | 0.023316 | 0.023316 | 0.023316 | 0.023316 | 0.023316 | 0.023316 | 0.023316 | 0.24482 | 0.46633 | 0.69949 | 0.93265 | 1.399 | 1.8653 | 2.3316 | 2.798 | 3.2643 | 3.7306 | 3.4975 | 3.2643 | 3.2643 | 3.2643 | 3.1477 | 3.0311 | 3.1477 | 3.2643 | 3.2643 | 3.2643 | 3.2643 | 3.2643 | 3.1477 | 3.0311 | 2.4482 | 1.8653 | 1.7487 | 1.6321 | 1.6321 | 1.6321 | 1.5156 | 1.399 | 1.2824 | 1.1658 | 0.81607 | 0.46633 | 0.34975
Truck, Nighttime Charging | 1.2825 | 2.4175 | 3.5524 | 3.5524 | 3.5524 | 3.5524 | 3.5524 | 3.5524 | 3.5524 | 3.5524 | 3.5524 | 2.7451 | 1.9377 | 1.9377 | 1.9377 | 1.9377 | 1.9377 | 1.7762 | 1.6147 | 1.4533 | 1.2918 | 1.2429 | 1.1941 | 1.1443 | 1.0946 | 1.0448 | 0.99506 | 1.2438 | 1.4926 | 1.4826 | 1.4727 | 1.3931 | 1.3135 | 1.2538 | 1.1941 | 1.1443 | 1.0946 | 1.0448 | 0.99506 | 0.89555 | 0.79605 | 0.69654 | 0.59703 | 0.54728 | 0.49753 | 0.44778 | 0.39802 | 0.84026
South Australia
| 0:00 | 0:30 | 1:00 | 1:30 | 2:00 | 2:30 | 3:00 | 3:30 | 4:00 | 4:30 | 5:00 | 5:30 | 6:00 | 6:30 | 7:00 | 7:30 | 8:00 | 8:30 | 9:00 | 9:30 | 10:00 | 10:30 | 11:00 | 11:30 | 12:00 | 12:30 | 13:00 | 13:30 | 14:00 | 14:30 | 15:00 | 15:30 | 16:00 | 16:30 | 17:00 | 17:30 | 18:00 | 18:30 | 19:00 | 19:30 | 20:00 | 20:30 | 21:00 | 21:30 | 22:00 | 22:30 | 23:00 | 23:30
Bus, Convenience Charging | 1.0706 | 0.96352 | 0.85647 | 0.74941 | 0.64235 | 0.53529 | 0.42823 | 0.34794 | 0.26765 | 0.18735 | 0.10706 | 0.58882 | 1.0706 | 3.2117 | 5.3529 | 9.1 | 12.847 | 8.5647 | 4.2823 | 4.0147 | 3.747 | 3.4794 | 3.2117 | 3.0779 | 2.9441 | 2.8103 | 2.6765 | 3.3456 | 4.0147 | 3.9879 | 3.9612 | 3.747 | 3.5329 | 3.3723 | 3.2117 | 3.0779 | 2.9441 | 2.8103 | 2.6765 | 2.4088 | 2.1412 | 1.8735 | 1.6059 | 1.4721 | 1.3382 | 1.2044 | 1.0706 | 1.0706
Bus, Daytime Charging | 1.0706 | 0.96352 | 0.85647 | 0.74941 | 0.64235 | 0.53529 | 0.42823 | 0.34794 | 0.26765 | 0.18735 | 0.10706 | 0.58882 | 1.0706 | 1.0091 | 0.94769 | 1.0662 | 1.1846 | 1.9858 | 2.7869 | 5.1093 | 7.4317 | 8.8252 | 10.2186 | 10.9154 | 11.6121 | 10.9154 | 10.2186 | 8.8252 | 7.4317 | 5.1093 | 2.7869 | 1.8361 | 0.88531 | 0.88531 | 0.88531 | 0.88531 | 0.88531 | 0.88531 | 0.88531 | 0.88531 | 0.88531 | 0.88531 | 0.88531 | 0.88531 | 0.88531 | 0.81424 | 0.74317 | 0.90688
Bus, Highway Fast Charging | 0.37629 | 0.37629 | 0.37629 | 0.20696 | 0.037629 | 0.037629 | 0.037629 | 0.037629 | 0.037629 | 0.037629 | 0.037629 | 0.39511 | 0.75258 | 1.1289 | 1.5052 | 2.2577 | 3.0103 | 3.7629 | 4.5155 | 5.2681 | 6.0207 | 5.6444 | 5.2681 | 5.2681 | 5.2681 | 5.0799 | 4.8918 | 5.0799 | 5.2681 | 5.2681 | 5.2681 | 5.2681 | 5.2681 | 5.0799 | 4.8918 | 3.9511 | 3.0103 | 2.8222 | 2.634 | 2.634 | 2.634 | 2.4459 | 2.2577 | 2.0696 | 1.8815 | 1.317 | 0.75258 | 0.56444
Bus, Nighttime Charging | 2.0657 | 3.8994 | 5.7331 | 5.7331 | 5.7331 | 5.7331 | 5.7331 | 5.7331 | 5.7331 | 5.7331 | 5.7331 | 4.4301 | 3.1271 | 3.1271 | 3.1271 | 3.1271 | 3.1271 | 2.8665 | 2.6059 | 2.3454 | 2.0848 | 2.0059 | 1.927 | 1.8468 | 1.7665 | 1.6862 | 1.6059 | 2.0073 | 2.4088 | 2.3928 | 2.3767 | 2.2482 | 2.1198 | 2.0234 | 1.927 | 1.8468 | 1.7665 | 1.6862 | 1.6059 | 1.4453 | 1.2847 | 1.1241 | 0.96352 | 0.88323 | 0.80294 | 0.72264 | 0.64235 | 1.354
Light Commercial, Convenience Charging | 0.054941 | 0.054941 | 0.054941 | 0.048073 | 0.041205 | 0.034338 | 0.02747 | 0.041205 | 0.054941 | 0.068676 | 0.082411 | 0.096146 | 0.10988 | 0.15795 | 0.20603 | 0.30904 | 0.41205 | 0.48073 | 0.54941 | 0.57688 | 0.60435 | 0.63182 | 0.65929 | 0.64555 | 0.63182 | 0.63182 | 0.63182 | 0.67302 | 0.71423 | 0.76917 | 0.82411 | 0.7829 | 0.7417 | 0.70049 | 0.65929 | 0.54941 | 0.43952 | 0.38458 | 0.32964 | 0.2747 | 0.21976 | 0.17856 | 0.13735 | 0.12362 | 0.10988 | 0.096146 | 0.082411 | 0.068676
Light Commercial, Daytime Charging | 0.054941 | 0.054941 | 0.054941 | 0.048073 | 0.041205 | 0.034338 | 0.02747 | 0.041205 | 0.054941 | 0.068676 | 0.082411 | 0.096146 | 0.10988 | 0.15795 | 0.20603 | 0.30904 | 0.41205 | 0.48073 | 0.54941 | 0.71985 | 0.89029 | 1.0572 | 1.2241 | 1.3076 | 1.3911 | 1.3076 | 1.2241 | 1.0572 | 0.89029 | 0.61207 | 0.33386 | 0.21996 | 0.10606 | 0.10606 | 0.10606 | 0.10606 | 0.10606 | 0.10606 | 0.10606 | 0.10606 | 0.10606 | 0.10606 | 0.10606 | 0.10606 | 0.10606 | 0.097542 | 0.089029 | 0.071985
Light Commercial, Highway Fast Charging | 0.047768 | 0.047768 | 0.047768 | 0.026272 | 0.0047768 | 0.0047768 | 0.0047768 | 0.0047768 | 0.0047768 | 0.0047768 | 0.0047768 | 0.050156 | 0.095535 | 0.1433 | 0.19107 | 0.28661 | 0.38214 | 0.47768 | 0.57321 | 0.66875 | 0.76428 | 0.71651 | 0.66875 | 0.66875 | 0.66875 | 0.64486 | 0.62098 | 0.64486 | 0.66875 | 0.66875 | 0.66875 | 0.66875 | 0.66875 | 0.64486 | 0.62098 | 0.50156 | 0.38214 | 0.35826 | 0.33437 | 0.33437 | 0.33437 | 0.31049 | 0.28661 | 0.26272 | 0.23884 | 0.16719 | 0.095535 | 0.071651
Light Commercial, Nighttime Charging | 0.36627 | 0.43813 | 0.51 | 0.51 | 0.51 | 0.51 | 0.51 | 0.51 | 0.51 | 0.51 | 0.51 | 0.44147 | 0.37294 | 0.28948 | 0.20603 | 0.30904 | 0.41205 | 0.48073 | 0.54941 | 0.57688 | 0.60435 | 0.63182 | 0.65929 | 0.64555 | 0.63182 | 0.52441 | 0.417 | 0.34611 | 0.27522 | 0.22843 | 0.18164 | 0.17256 | 0.16348 | 0.16348 | 0.16348 | 0.16348 | 0.16348 | 0.16348 | 0.16348 | 0.16348 | 0.16348 | 0.15042 | 0.13735 | 0.12362 | 0.10988 | 0.096146 | 0.082411 | 0.22434
Residential, Convenience Charging | 0.070726 | 0.063653 | 0.05658 | 0.049508 | 0.042435 | 0.03772 | 0.033005 | 0.02829 | 0.023575 | 0.021218 | 0.01886 | 0.017917 | 0.016974 | 0.056588 | 0.096201 | 0.10823 | 0.12025 | 0.16835 | 0.21645 | 0.2381 | 0.25974 | 0.26455 | 0.26936 | 0.26455 | 0.25974 | 0.25012 | 0.2405 | 0.26455 | 0.2886 | 0.27417 | 0.25974 | 0.27417 | 0.2886 | 0.31265 | 0.3367 | 0.37278 | 0.40886 | 0.60049 | 0.79213 | 0.88501 | 0.9779 | 0.92273 | 0.86757 | 0.6791 | 0.49063 | 0.28303 | 0.075441 | 0.073083
Residential, Daytime Charging | 0.070726 | 0.063653 | 0.05658 | 0.049508 | 0.042435 | 0.03772 | 0.033005 | 0.02829 | 0.023575 | 0.021218 | 0.01886 | 0.017917 | 0.016974 | 0.056588 | 0.096201 | 0.10823 | 0.12025 | 0.20158 | 0.2829 | 0.51865 | 0.75441 | 0.89586 | 1.0373 | 1.108 | 1.1788 | 1.108 | 1.0373 | 0.89586 | 0.75441 | 0.51865 | 0.2829 | 0.18639 | 0.089869 | 0.089869 | 0.089869 | 0.089869 | 0.089869 | 0.089869 | 0.089869 | 0.089869 | 0.089869 | 0.089869 | 0.089869 | 0.089869 | 0.089869 | 0.082655 | 0.075441 | 0.073083
Residential, Highway Fast Charging | 0.037119 | 0.037119 | 0.037119 | 0.020415 | 0.0037119 | 0.0037119 | 0.0037119 | 0.0037119 | 0.0037119 | 0.0037119 | 0.0037119 | 0.038975 | 0.074237 | 0.11136 | 0.14847 | 0.22271 | 0.29695 | 0.37119 | 0.44542 | 0.51966 | 0.5939 | 0.55678 | 0.51966 | 0.51966 | 0.51966 | 0.5011 | 0.48254 | 0.5011 | 0.51966 | 0.51966 | 0.51966 | 0.51966 | 0.51966 | 0.5011 | 0.48254 | 0.38975 | 0.29695 | 0.27839 | 0.25983 | 0.25983 | 0.25983 | 0.24127 | 0.22271 | 0.20415 | 0.18559 | 0.12992 | 0.074237 | 0.055678
Residential, Nighttime Charging | 0.4715 | 0.49862 | 0.52573 | 0.52573 | 0.52573 | 0.52573 | 0.52573 | 0.52573 | 0.52573 | 0.52573 | 0.52573 | 0.49862 | 0.4715 | 0.3772 | 0.2829 | 0.26876 | 0.25461 | 0.23553 | 0.21645 | 0.2381 | 0.25974 | 0.26455 | 0.26936 | 0.26455 | 0.25974 | 0.25012 | 0.2405 | 0.26455 | 0.2886 | 0.27417 | 0.25974 | 0.17481 | 0.089869 | 0.068509 | 0.04715 | 0.04715 | 0.04715 | 0.04715 | 0.04715 | 0.04715 | 0.04715 | 0.04715 | 0.04715 | 0.070726 | 0.094301 | 0.14145 | 0.1886 | 0.33005
Truck, Convenience Charging | 0.5598 | 0.50382 | 0.44784 | 0.39186 | 0.33588 | 0.2799 | 0.22392 | 0.18193 | 0.13995 | 0.097965 | 0.05598 | 0.30789 | 0.5598 | 1.6794 | 2.799 | 4.7583 | 6.7176 | 4.4784 | 2.2392 | 2.0992 | 1.9593 | 1.8193 | 1.6794 | 1.6094 | 1.5394 | 1.4695 | 1.3995 | 1.7494 | 2.0992 | 2.0853 | 2.0713 | 1.9593 | 1.8473 | 1.7634 | 1.6794 | 1.6094 | 1.5394 | 1.4695 | 1.3995 | 1.2595 | 1.1196 | 0.97965 | 0.8397 | 0.76972 | 0.69975 | 0.62977 | 0.5598 | 0.5598
Truck, Daytime Charging | 0.5598 | 0.50382 | 0.44784 | 0.39186 | 0.33588 | 0.2799 | 0.22392 | 0.18193 | 0.13995 | 0.097965 | 0.05598 | 0.30789 | 0.5598 | 0.52767 | 0.49554 | 0.55748 | 0.61942 | 1.0383 | 1.4572 | 2.6716 | 3.886 | 4.6146 | 5.3432 | 5.7076 | 6.0719 | 5.7076 | 5.3432 | 4.6146 | 3.886 | 2.6716 | 1.4572 | 0.96008 | 0.46292 | 0.46292 | 0.46292 | 0.46292 | 0.46292 | 0.46292 | 0.46292 | 0.46292 | 0.46292 | 0.46292 | 0.46292 | 0.46292 | 0.46292 | 0.42576 | 0.3886 | 0.4742
Truck, Highway Fast Charging | 0.19676 | 0.19676 | 0.19676 | 0.10822 | 0.019676 | 0.019676 | 0.019676 | 0.019676 | 0.019676 | 0.019676 | 0.019676 | 0.2066 | 0.39352 | 0.59028 | 0.78704 | 1.1806 | 1.5741 | 1.9676 | 2.3611 | 2.7546 | 3.1482 | 2.9514 | 2.7546 | 2.7546 | 2.7546 | 2.6563 | 2.5579 | 2.6563 | 2.7546 | 2.7546 | 2.7546 | 2.7546 | 2.7546 | 2.6563 | 2.5579 | 2.066 | 1.5741 | 1.4757 | 1.3773 | 1.3773 | 1.3773 | 1.2789 | 1.1806 | 1.0822 | 0.9838 | 0.68866 | 0.39352 | 0.29514
Truck, Nighttime Charging | 1.0823 | 2.04 | 2.9978 | 2.9978 | 2.9978 | 2.9978 | 2.9978 | 2.9978 | 2.9978 | 2.9978 | 2.9978 | 2.3165 | 1.6352 | 1.6352 | 1.6352 | 1.6352 | 1.6352 | 1.4989 | 1.3626 | 1.2264 | 1.0901 | 1.0489 | 1.0076 | 0.96565 | 0.92367 | 0.88168 | 0.8397 | 1.0496 | 1.2595 | 1.2512 | 1.2428 | 1.1756 | 1.1084 | 1.058 | 1.0076 | 0.96565 | 0.92367 | 0.88168 | 0.8397 | 0.75573 | 0.67176 | 0.58779 | 0.50382 | 0.46183 | 0.41985 | 0.37786 | 0.33588 | 0.70907
Tasmania
| 0:00 | 0:30 | 1:00 | 1:30 | 2:00 | 2:30 | 3:00 | 3:30 | 4:00 | 4:30 | 5:00 | 5:30 | 6:00 | 6:30 | 7:00 | 7:30 | 8:00 | 8:30 | 9:00 | 9:30 | 10:00 | 10:30 | 11:00 | 11:30 | 12:00 | 12:30 | 13:00 | 13:30 | 14:00 | 14:30 | 15:00 | 15:30 | 16:00 | 16:30 | 17:00 | 17:30 | 18:00 | 18:30 | 19:00 | 19:30 | 20:00 | 20:30 | 21:00 | 21:30 | 22:00 | 22:30 | 23:00 | 23:30
Bus, Convenience Charging | 0.84832 | 0.76349 | 0.67865 | 0.59382 | 0.50899 | 0.42416 | 0.33933 | 0.2757 | 0.21208 | 0.14846 | 0.084832 | 0.46657 | 0.84832 | 2.545 | 4.2416 | 7.2107 | 10.1798 | 6.7865 | 3.3933 | 3.1812 | 2.9691 | 2.757 | 2.545 | 2.4389 | 2.3329 | 2.2268 | 2.1208 | 2.651 | 3.1812 | 3.16 | 3.1388 | 2.9691 | 2.7994 | 2.6722 | 2.545 | 2.4389 | 2.3329 | 2.2268 | 2.1208 | 1.9087 | 1.6966 | 1.4846 | 1.2725 | 1.1664 | 1.0604 | 0.95436 | 0.84832 | 0.84832
Bus, Daytime Charging | 0.84832 | 0.76349 | 0.67865 | 0.59382 | 0.50899 | 0.42416 | 0.33933 | 0.2757 | 0.21208 | 0.14846 | 0.084832 | 0.46657 | 0.84832 | 0.79963 | 0.75094 | 0.8448 | 0.93867 | 1.5735 | 2.2083 | 4.0486 | 5.8888 | 6.993 | 8.0971 | 8.6492 | 9.2013 | 8.6492 | 8.0971 | 6.993 | 5.8888 | 4.0486 | 2.2083 | 1.4549 | 0.70151 | 0.70151 | 0.70151 | 0.70151 | 0.70151 | 0.70151 | 0.70151 | 0.70151 | 0.70151 | 0.70151 | 0.70151 | 0.70151 | 0.70151 | 0.64519 | 0.58888 | 0.7186
Bus, Highway Fast Charging | 0.29817 | 0.29817 | 0.29817 | 0.16399 | 0.029817 | 0.029817 | 0.029817 | 0.029817 | 0.029817 | 0.029817 | 0.029817 | 0.31308 | 0.59634 | 0.89451 | 1.1927 | 1.789 | 2.3853 | 2.9817 | 3.578 | 4.1744 | 4.7707 | 4.4725 | 4.1744 | 4.1744 | 4.1744 | 4.0253 | 3.8762 | 4.0253 | 4.1744 | 4.1744 | 4.1744 | 4.1744 | 4.1744 | 4.0253 | 3.8762 | 3.1308 | 2.3853 | 2.2363 | 2.0872 | 2.0872 | 2.0872 | 1.9381 | 1.789 | 1.6399 | 1.4908 | 1.0436 | 0.59634 | 0.44725
Bus, Nighttime Charging | 1.6368 | 3.0898 | 4.5428 | 4.5428 | 4.5428 | 4.5428 | 4.5428 | 4.5428 | 4.5428 | 4.5428 | 4.5428 | 3.5104 | 2.4779 | 2.4779 | 2.4779 | 2.4779 | 2.4779 | 2.2714 | 2.0649 | 1.8584 | 1.6519 | 1.5895 | 1.527 | 1.4633 | 1.3997 | 1.3361 | 1.2725 | 1.5906 | 1.9087 | 1.896 | 1.8833 | 1.7815 | 1.6797 | 1.6033 | 1.527 | 1.4633 | 1.3997 | 1.3361 | 1.2725 | 1.1452 | 1.018 | 0.89073 | 0.76349 | 0.69986 | 0.63624 | 0.57261 | 0.50899 | 1.0729
Light Commercial, Convenience Charging | 0.043043 | 0.043043 | 0.043043 | 0.037662 | 0.032282 | 0.026902 | 0.021521 | 0.032282 | 0.043043 | 0.053803 | 0.064564 | 0.075325 | 0.086085 | 0.12375 | 0.16141 | 0.24211 | 0.32282 | 0.37662 | 0.43043 | 0.45195 | 0.47347 | 0.49499 | 0.51651 | 0.50575 | 0.49499 | 0.49499 | 0.49499 | 0.52727 | 0.55955 | 0.6026 | 0.64564 | 0.61336 | 0.58107 | 0.54879 | 0.51651 | 0.43043 | 0.34434 | 0.3013 | 0.25826 | 0.21521 | 0.17217 | 0.13989 | 0.10761 | 0.096846 | 0.086085 | 0.075325 | 0.064564 | 0.053803
Light Commercial, Daytime Charging | 0.043043 | 0.043043 | 0.043043 | 0.037662 | 0.032282 | 0.026902 | 0.021521 | 0.032282 | 0.043043 | 0.053803 | 0.064564 | 0.075325 | 0.086085 | 0.12375 | 0.16141 | 0.24211 | 0.32282 | 0.37662 | 0.43043 | 0.56396 | 0.69749 | 0.82827 | 0.95904 | 1.0244 | 1.0898 | 1.0244 | 0.95904 | 0.82827 | 0.69749 | 0.47952 | 0.26156 | 0.17232 | 0.083088 | 0.083088 | 0.083088 | 0.083088 | 0.083088 | 0.083088 | 0.083088 | 0.083088 | 0.083088 | 0.083088 | 0.083088 | 0.083088 | 0.083088 | 0.076418 | 0.069749 | 0.056396
Light Commercial, Highway Fast Charging | 0.037423 | 0.037423 | 0.037423 | 0.020583 | 0.0037423 | 0.0037423 | 0.0037423 | 0.0037423 | 0.0037423 | 0.0037423 | 0.0037423 | 0.039294 | 0.074846 | 0.11227 | 0.14969 | 0.22454 | 0.29938 | 0.37423 | 0.44908 | 0.52392 | 0.59877 | 0.56134 | 0.52392 | 0.52392 | 0.52392 | 0.50521 | 0.4865 | 0.50521 | 0.52392 | 0.52392 | 0.52392 | 0.52392 | 0.52392 | 0.50521 | 0.4865 | 0.39294 | 0.29938 | 0.28067 | 0.26196 | 0.26196 | 0.26196 | 0.24325 | 0.22454 | 0.20583 | 0.18711 | 0.13098 | 0.074846 | 0.056134
Light Commercial, Nighttime Charging | 0.28695 | 0.34325 | 0.39955 | 0.39955 | 0.39955 | 0.39955 | 0.39955 | 0.39955 | 0.39955 | 0.39955 | 0.39955 | 0.34587 | 0.29218 | 0.22679 | 0.16141 | 0.24211 | 0.32282 | 0.37662 | 0.43043 | 0.45195 | 0.47347 | 0.49499 | 0.51651 | 0.50575 | 0.49499 | 0.41084 | 0.32669 | 0.27116 | 0.21562 | 0.17896 | 0.14231 | 0.13519 | 0.12808 | 0.12808 | 0.12808 | 0.12808 | 0.12808 | 0.12808 | 0.12808 | 0.12808 | 0.12808 | 0.11784 | 0.10761 | 0.096846 | 0.086085 | 0.075325 | 0.064564 | 0.17576
Residential, Convenience Charging | 0.069566 | 0.06261 | 0.055653 | 0.048696 | 0.04174 | 0.037102 | 0.032464 | 0.027826 | 0.023189 | 0.02087 | 0.018551 | 0.017623 | 0.016696 | 0.05566 | 0.094624 | 0.10645 | 0.11828 | 0.16559 | 0.2129 | 0.23419 | 0.25549 | 0.26022 | 0.26495 | 0.26022 | 0.25549 | 0.24602 | 0.23656 | 0.26022 | 0.28387 | 0.26968 | 0.25549 | 0.26968 | 0.28387 | 0.30753 | 0.33118 | 0.36667 | 0.40215 | 0.59065 | 0.77914 | 0.87051 | 0.96187 | 0.90761 | 0.85334 | 0.66796 | 0.48258 | 0.27839 | 0.074204 | 0.071885
Residential, Daytime Charging | 0.069566 | 0.06261 | 0.055653 | 0.048696 | 0.04174 | 0.037102 | 0.032464 | 0.027826 | 0.023189 | 0.02087 | 0.018551 | 0.017623 | 0.016696 | 0.05566 | 0.094624 | 0.10645 | 0.11828 | 0.19827 | 0.27826 | 0.51015 | 0.74204 | 0.88117 | 1.0203 | 1.0899 | 1.1594 | 1.0899 | 1.0203 | 0.88117 | 0.74204 | 0.51015 | 0.27826 | 0.18333 | 0.088395 | 0.088395 | 0.088395 | 0.088395 | 0.088395 | 0.088395 | 0.088395 | 0.088395 | 0.088395 | 0.088395 | 0.088395 | 0.088395 | 0.088395 | 0.0813 | 0.074204 | 0.071885
Residential, Highway Fast Charging | 0.03651 | 0.03651 | 0.03651 | 0.020081 | 0.003651 | 0.003651 | 0.003651 | 0.003651 | 0.003651 | 0.003651 | 0.003651 | 0.038336 | 0.07302 | 0.10953 | 0.14604 | 0.21906 | 0.29208 | 0.3651 | 0.43812 | 0.51114 | 0.58416 | 0.54765 | 0.51114 | 0.51114 | 0.51114 | 0.49289 | 0.47463 | 0.49289 | 0.51114 | 0.51114 | 0.51114 | 0.51114 | 0.51114 | 0.49289 | 0.47463 | 0.38336 | 0.29208 | 0.27383 | 0.25557 | 0.25557 | 0.25557 | 0.23732 | 0.21906 | 0.20081 | 0.18255 | 0.12779 | 0.07302 | 0.054765
Residential, Nighttime Charging | 0.46377 | 0.49044 | 0.51711 | 0.51711 | 0.51711 | 0.51711 | 0.51711 | 0.51711 | 0.51711 | 0.51711 | 0.51711 | 0.49044 | 0.46377 | 0.37102 | 0.27826 | 0.26435 | 0.25044 | 0.23167 | 0.2129 | 0.23419 | 0.25549 | 0.26022 | 0.26495 | 0.26022 | 0.25549 | 0.24602 | 0.23656 | 0.26022 | 0.28387 | 0.26968 | 0.25549 | 0.17194 | 0.088395 | 0.067386 | 0.046377 | 0.046377 | 0.046377 | 0.046377 | 0.046377 | 0.046377 | 0.046377 | 0.046377 | 0.046377 | 0.069566 | 0.092755 | 0.13913 | 0.18551 | 0.32464
Truck, Convenience Charging | 0.56384 | 0.50746 | 0.45107 | 0.39469 | 0.3383 | 0.28192 | 0.22554 | 0.18325 | 0.14096 | 0.098672 | 0.056384 | 0.31011 | 0.56384 | 1.6915 | 2.8192 | 4.7926 | 6.7661 | 4.5107 | 2.2554 | 2.1144 | 1.9734 | 1.8325 | 1.6915 | 1.621 | 1.5506 | 1.4801 | 1.4096 | 1.762 | 2.1144 | 2.1003 | 2.0862 | 1.9734 | 1.8607 | 1.7761 | 1.6915 | 1.621 | 1.5506 | 1.4801 | 1.4096 | 1.2686 | 1.1277 | 0.98672 | 0.84576 | 0.77528 | 0.7048 | 0.63432 | 0.56384 | 0.56384
Truck, Daytime Charging | 0.56384 | 0.50746 | 0.45107 | 0.39469 | 0.3383 | 0.28192 | 0.22554 | 0.18325 | 0.14096 | 0.098672 | 0.056384 | 0.31011 | 0.56384 | 0.53148 | 0.49912 | 0.56151 | 0.6239 | 1.0458 | 1.4678 | 2.6909 | 3.9141 | 4.6479 | 5.3818 | 5.7488 | 6.1157 | 5.7488 | 5.3818 | 4.6479 | 3.9141 | 2.6909 | 1.4678 | 0.96702 | 0.46626 | 0.46626 | 0.46626 | 0.46626 | 0.46626 | 0.46626 | 0.46626 | 0.46626 | 0.46626 | 0.46626 | 0.46626 | 0.46626 | 0.46626 | 0.42883 | 0.39141 | 0.47762
Truck, Highway Fast Charging | 0.19818 | 0.19818 | 0.19818 | 0.109 | 0.019818 | 0.019818 | 0.019818 | 0.019818 | 0.019818 | 0.019818 | 0.019818 | 0.20809 | 0.39636 | 0.59454 | 0.79272 | 1.1891 | 1.5854 | 1.9818 | 2.3782 | 2.7745 | 3.1709 | 2.9727 | 2.7745 | 2.7745 | 2.7745 | 2.6754 | 2.5763 | 2.6754 | 2.7745 | 2.7745 | 2.7745 | 2.7745 | 2.7745 | 2.6754 | 2.5763 | 2.0809 | 1.5854 | 1.4864 | 1.3873 | 1.3873 | 1.3873 | 1.2882 | 1.1891 | 1.09 | 0.9909 | 0.69363 | 0.39636 | 0.29727
Truck, Nighttime Charging | 1.0901 | 2.0547 | 3.0194 | 3.0194 | 3.0194 | 3.0194 | 3.0194 | 3.0194 | 3.0194 | 3.0194 | 3.0194 | 2.3332 | 1.647 | 1.647 | 1.647 | 1.647 | 1.647 | 1.5097 | 1.3725 | 1.2352 | 1.098 | 1.0564 | 1.0149 | 0.97263 | 0.93034 | 0.88805 | 0.84576 | 1.0572 | 1.2686 | 1.2602 | 1.2517 | 1.1841 | 1.1164 | 1.0657 | 1.0149 | 0.97263 | 0.93034 | 0.88805 | 0.84576 | 0.76119 | 0.67661 | 0.59203 | 0.50746 | 0.46517 | 0.42288 | 0.38059 | 0.3383 | 0.71419
Victoria
| 0:00 | 0:30 | 1:00 | 1:30 | 2:00 | 2:30 | 3:00 | 3:30 | 4:00 | 4:30 | 5:00 | 5:30 | 6:00 | 6:30 | 7:00 | 7:30 | 8:00 | 8:30 | 9:00 | 9:30 | 10:00 | 10:30 | 11:00 | 11:30 | 12:00 | 12:30 | 13:00 | 13:30 | 14:00 | 14:30 | 15:00 | 15:30 | 16:00 | 16:30 | 17:00 | 17:30 | 18:00 | 18:30 | 19:00 | 19:30 | 20:00 | 20:30 | 21:00 | 21:30 | 22:00 | 22:30 | 23:00 | 23:30
Bus, Convenience Charging | 1.0187 | 0.91685 | 0.81498 | 0.7131 | 0.61123 | 0.50936 | 0.40749 | 0.33108 | 0.25468 | 0.17828 | 0.10187 | 0.5603 | 1.0187 | 3.0562 | 5.0936 | 8.6591 | 12.2247 | 8.1498 | 4.0749 | 3.8202 | 3.5655 | 3.3108 | 3.0562 | 2.9288 | 2.8015 | 2.6741 | 2.5468 | 3.1835 | 3.8202 | 3.7947 | 3.7693 | 3.5655 | 3.3618 | 3.209 | 3.0562 | 2.9288 | 2.8015 | 2.6741 | 2.5468 | 2.2921 | 2.0374 | 1.7828 | 1.5281 | 1.4007 | 1.2734 | 1.1461 | 1.0187 | 1.0187
Bus, Daytime Charging | 1.0187 | 0.91685 | 0.81498 | 0.7131 | 0.61123 | 0.50936 | 0.40749 | 0.33108 | 0.25468 | 0.17828 | 0.10187 | 0.5603 | 1.0187 | 0.96025 | 0.90178 | 1.0145 | 1.1272 | 1.8896 | 2.6519 | 4.8618 | 7.0717 | 8.3977 | 9.7236 | 10.3866 | 11.0496 | 10.3866 | 9.7236 | 8.3977 | 7.0717 | 4.8618 | 2.6519 | 1.7472 | 0.84242 | 0.84242 | 0.84242 | 0.84242 | 0.84242 | 0.84242 | 0.84242 | 0.84242 | 0.84242 | 0.84242 | 0.84242 | 0.84242 | 0.84242 | 0.7748 | 0.70717 | 0.86295
Bus, Highway Fast Charging | 0.35806 | 0.35806 | 0.35806 | 0.19693 | 0.035806 | 0.035806 | 0.035806 | 0.035806 | 0.035806 | 0.035806 | 0.035806 | 0.37597 | 0.71612 | 1.0742 | 1.4322 | 2.1484 | 2.8645 | 3.5806 | 4.2967 | 5.0129 | 5.729 | 5.3709 | 5.0129 | 5.0129 | 5.0129 | 4.8338 | 4.6548 | 4.8338 | 5.0129 | 5.0129 | 5.0129 | 5.0129 | 5.0129 | 4.8338 | 4.6548 | 3.7597 | 2.8645 | 2.6855 | 2.5064 | 2.5064 | 2.5064 | 2.3274 | 2.1484 | 1.9693 | 1.7903 | 1.2532 | 0.71612 | 0.53709
Bus, Nighttime Charging | 1.9656 | 3.7105 | 5.4554 | 5.4554 | 5.4554 | 5.4554 | 5.4554 | 5.4554 | 5.4554 | 5.4554 | 5.4554 | 4.2155 | 2.9756 | 2.9756 | 2.9756 | 2.9756 | 2.9756 | 2.7277 | 2.4797 | 2.2317 | 1.9838 | 1.9087 | 1.8337 | 1.7573 | 1.6809 | 1.6045 | 1.5281 | 1.9101 | 2.2921 | 2.2768 | 2.2616 | 2.1393 | 2.0171 | 1.9254 | 1.8337 | 1.7573 | 1.6809 | 1.6045 | 1.5281 | 1.3753 | 1.2225 | 1.0697 | 0.91685 | 0.84044 | 0.76404 | 0.68764 | 0.61123 | 1.2884
Light Commercial, Convenience Charging | 0.062639 | 0.062639 | 0.062639 | 0.054809 | 0.046979 | 0.039149 | 0.03132 | 0.046979 | 0.062639 | 0.078299 | 0.093959 | 0.10962 | 0.12528 | 0.18009 | 0.2349 | 0.35235 | 0.46979 | 0.54809 | 0.62639 | 0.65771 | 0.68903 | 0.72035 | 0.75167 | 0.73601 | 0.72035 | 0.72035 | 0.72035 | 0.76733 | 0.81431 | 0.87695 | 0.93959 | 0.89261 | 0.84563 | 0.79865 | 0.75167 | 0.62639 | 0.50111 | 0.43847 | 0.37584 | 0.3132 | 0.25056 | 0.20358 | 0.1566 | 0.14094 | 0.12528 | 0.10962 | 0.093959 | 0.078299
Light Commercial, Daytime Charging | 0.062639 | 0.062639 | 0.062639 | 0.054809 | 0.046979 | 0.039149 | 0.03132 | 0.046979 | 0.062639 | 0.078299 | 0.093959 | 0.10962 | 0.12528 | 0.18009 | 0.2349 | 0.35235 | 0.46979 | 0.54809 | 0.62639 | 0.82072 | 1.015 | 1.2054 | 1.3957 | 1.4908 | 1.586 | 1.4908 | 1.3957 | 1.2054 | 1.015 | 0.69784 | 0.38064 | 0.25078 | 0.12092 | 0.12092 | 0.12092 | 0.12092 | 0.12092 | 0.12092 | 0.12092 | 0.12092 | 0.12092 | 0.12092 | 0.12092 | 0.12092 | 0.12092 | 0.11121 | 0.1015 | 0.082072
Light Commercial, Highway Fast Charging | 0.054461 | 0.054461 | 0.054461 | 0.029954 | 0.0054461 | 0.0054461 | 0.0054461 | 0.0054461 | 0.0054461 | 0.0054461 | 0.0054461 | 0.057184 | 0.10892 | 0.16338 | 0.21784 | 0.32677 | 0.43569 | 0.54461 | 0.65353 | 0.76246 | 0.87138 | 0.81692 | 0.76246 | 0.76246 | 0.76246 | 0.73522 | 0.70799 | 0.73522 | 0.76246 | 0.76246 | 0.76246 | 0.76246 | 0.76246 | 0.73522 | 0.70799 | 0.57184 | 0.43569 | 0.40846 | 0.38123 | 0.38123 | 0.38123 | 0.354 | 0.32677 | 0.29954 | 0.27231 | 0.19061 | 0.10892 | 0.081692
Light Commercial, Nighttime Charging | 0.41759 | 0.49953 | 0.58146 | 0.58146 | 0.58146 | 0.58146 | 0.58146 | 0.58146 | 0.58146 | 0.58146 | 0.58146 | 0.50333 | 0.4252 | 0.33005 | 0.2349 | 0.35235 | 0.46979 | 0.54809 | 0.62639 | 0.65771 | 0.68903 | 0.72035 | 0.75167 | 0.73601 | 0.72035 | 0.59789 | 0.47543 | 0.39461 | 0.31378 | 0.26044 | 0.2071 | 0.19674 | 0.18639 | 0.18639 | 0.18639 | 0.18639 | 0.18639 | 0.18639 | 0.18639 | 0.18639 | 0.18639 | 0.17149 | 0.1566 | 0.14094 | 0.12528 | 0.10962 | 0.093959 | 0.25578
Residential, Convenience Charging | 0.075943 | 0.068349 | 0.060754 | 0.05316 | 0.045566 | 0.040503 | 0.03544 | 0.030377 | 0.025314 | 0.022783 | 0.020251 | 0.019239 | 0.018226 | 0.060762 | 0.1033 | 0.11621 | 0.12912 | 0.18077 | 0.23242 | 0.25566 | 0.2789 | 0.28407 | 0.28923 | 0.28407 | 0.2789 | 0.26857 | 0.25825 | 0.28407 | 0.30989 | 0.2944 | 0.2789 | 0.2944 | 0.30989 | 0.33572 | 0.36154 | 0.40028 | 0.43902 | 0.64479 | 0.85056 | 0.9503 | 1.05 | 0.99081 | 0.93157 | 0.72919 | 0.52682 | 0.30391 | 0.081006 | 0.078474
Residential, Daytime Charging | 0.075943 | 0.068349 | 0.060754 | 0.05316 | 0.045566 | 0.040503 | 0.03544 | 0.030377 | 0.025314 | 0.022783 | 0.020251 | 0.019239 | 0.018226 | 0.060762 | 0.1033 | 0.11621 | 0.12912 | 0.21645 | 0.30377 | 0.55692 | 0.81006 | 0.96194 | 1.1138 | 1.1898 | 1.2657 | 1.1898 | 1.1138 | 0.96194 | 0.81006 | 0.55692 | 0.30377 | 0.20014 | 0.096498 | 0.096498 | 0.096498 | 0.096498 | 0.096498 | 0.096498 | 0.096498 | 0.096498 | 0.096498 | 0.096498 | 0.096498 | 0.096498 | 0.096498 | 0.088752 | 0.081006 | 0.078474
Residential, Highway Fast Charging | 0.039857 | 0.039857 | 0.039857 | 0.021921 | 0.0039857 | 0.0039857 | 0.0039857 | 0.0039857 | 0.0039857 | 0.0039857 | 0.0039857 | 0.04185 | 0.079714 | 0.11957 | 0.15943 | 0.23914 | 0.31886 | 0.39857 | 0.47828 | 0.558 | 0.63771 | 0.59786 | 0.558 | 0.558 | 0.558 | 0.53807 | 0.51814 | 0.53807 | 0.558 | 0.558 | 0.558 | 0.558 | 0.558 | 0.53807 | 0.51814 | 0.4185 | 0.31886 | 0.29893 | 0.279 | 0.279 | 0.279 | 0.25907 | 0.23914 | 0.21921 | 0.19929 | 0.1395 | 0.079714 | 0.059786
Residential, Nighttime Charging | 0.50629 | 0.5354 | 0.56451 | 0.56451 | 0.56451 | 0.56451 | 0.56451 | 0.56451 | 0.56451 | 0.56451 | 0.56451 | 0.5354 | 0.50629 | 0.40503 | 0.30377 | 0.28858 | 0.27339 | 0.25291 | 0.23242 | 0.25566 | 0.2789 | 0.28407 | 0.28923 | 0.28407 | 0.2789 | 0.26857 | 0.25825 | 0.28407 | 0.30989 | 0.2944 | 0.2789 | 0.1877 | 0.096498 | 0.073563 | 0.050629 | 0.050629 | 0.050629 | 0.050629 | 0.050629 | 0.050629 | 0.050629 | 0.050629 | 0.050629 | 0.075943 | 0.10126 | 0.15189 | 0.20251 | 0.3544
Truck, Convenience Charging | 0.61588 | 0.55429 | 0.4927 | 0.43112 | 0.36953 | 0.30794 | 0.24635 | 0.20016 | 0.15397 | 0.10778 | 0.061588 | 0.33873 | 0.61588 | 1.8476 | 3.0794 | 5.235 | 7.3906 | 4.927 | 2.4635 | 2.3096 | 2.1556 | 2.0016 | 1.8476 | 1.7707 | 1.6937 | 1.6167 | 1.5397 | 1.9246 | 2.3096 | 2.2942 | 2.2788 | 2.1556 | 2.0324 | 1.94 | 1.8476 | 1.7707 | 1.6937 | 1.6167 | 1.5397 | 1.3857 | 1.2318 | 1.0778 | 0.92382 | 0.84684 | 0.76985 | 0.69287 | 0.61588 | 0.61588
Truck, Daytime Charging | 0.61588 | 0.55429 | 0.4927 | 0.43112 | 0.36953 | 0.30794 | 0.24635 | 0.20016 | 0.15397 | 0.10778 | 0.061588 | 0.33873 | 0.61588 | 0.58053 | 0.54518 | 0.61333 | 0.68148 | 1.1424 | 1.6032 | 2.9393 | 4.2753 | 5.0769 | 5.8785 | 6.2793 | 6.6802 | 6.2793 | 5.8785 | 5.0769 | 4.2753 | 2.9393 | 1.6032 | 1.0563 | 0.5093 | 0.5093 | 0.5093 | 0.5093 | 0.5093 | 0.5093 | 0.5093 | 0.5093 | 0.5093 | 0.5093 | 0.5093 | 0.5093 | 0.5093 | 0.46841 | 0.42753 | 0.52171
Truck, Highway Fast Charging | 0.21647 | 0.21647 | 0.21647 | 0.11906 | 0.021647 | 0.021647 | 0.021647 | 0.021647 | 0.021647 | 0.021647 | 0.021647 | 0.22729 | 0.43294 | 0.64941 | 0.86588 | 1.2988 | 1.7318 | 2.1647 | 2.5977 | 3.0306 | 3.4635 | 3.2471 | 3.0306 | 3.0306 | 3.0306 | 2.9224 | 2.8141 | 2.9224 | 3.0306 | 3.0306 | 3.0306 | 3.0306 | 3.0306 | 2.9224 | 2.8141 | 2.2729 | 1.7318 | 1.6235 | 1.5153 | 1.5153 | 1.5153 | 1.4071 | 1.2988 | 1.1906 | 1.0824 | 0.75765 | 0.43294 | 0.32471
Truck, Nighttime Charging | 1.1907 | 2.2444 | 3.2981 | 3.2981 | 3.2981 | 3.2981 | 3.2981 | 3.2981 | 3.2981 | 3.2981 | 3.2981 | 2.5485 | 1.799 | 1.799 | 1.799 | 1.799 | 1.799 | 1.6491 | 1.4991 | 1.3492 | 1.1993 | 1.1539 | 1.1086 | 1.0624 | 1.0162 | 0.97001 | 0.92382 | 1.1548 | 1.3857 | 1.3765 | 1.3673 | 1.2933 | 1.2194 | 1.164 | 1.1086 | 1.0624 | 1.0162 | 0.97001 | 0.92382 | 0.83144 | 0.73906 | 0.64667 | 0.55429 | 0.5081 | 0.46191 | 0.41572 | 0.36953 | 0.7801

## Embedded energy storages
Go to Assumptions Summary
Distributed Energy Resources: Total embedded energy storage systems (aggregated and non-aggregated) | [16 empty] | Note: | Further information is available at http://forecasting.aemo.com.au
Embedded energy storage forecasts based on 2019 CSIRO and Energeia trajectories developed for AEMO.
Consultant forecast mapping
| Slow Change | Central | Fast Change | High DER | Step Change
Consultant's scenario | CSIRO Slow Change | CSIRO Neutral | CSIRO Fast Change | Energeia Neutral 45% | CSIRO High DER
Embedded energy storages (small-scale batteries, MW)
Embedded battery installations by NEM region. The use of batteries in managing consumer demand is 'netted' off the operational demand forecasts if 'non-aggregated', whereas the 'aggregated' share is modelled like a Virtual Power Plant, operated by a retailer / aggregator and an alternative supply source for arbitrage or emergency response.
Battery power (MW) of Embedded battery installations by NEM region.
Embedded battery storages are the cumulative total of "aggregated" and "non-aggregated" battery installations in the NEM.
Slow Change
| 2019-20 | 2020-21 | 2021-22 | 2022-23 | 2023-24 | 2024-25 | 2025-26 | 2026-27 | 2027-28 | 2028-29 | 2029-30 | 2030-31 | 2031-32 | 2032-33 | 2033-34 | 2034-35 | 2035-36 | 2036-37 | 2037-38 | 2038-39 | 2039-40 | 2040-41 | 2041-42 | 2042-43 | 2043-44 | 2044-45 | 2045-46 | 2046-47 | 2047-48 | 2048-49 | 2049-50
NSW | 105.7075 | 111.8096 | 129.822 | 142.9526 | 156.1914 | 191.966 | 227.7143 | 248.2019 | 267.5852 | 279.2264 | 319.7499 | 331.483 | 372.6031 | 398.4916 | 427.3495 | 444.6145 | 459.4957 | 464.5863 | 474.5958 | 495.1039 | 524.5397 | 533.9159 | 542.7207 | 551.1193 | 559.4359 | 567.2302 | 575.0281 | 577.0832 | 581.1451 | 587.2984 | 588.6482
QLD | 46.1139 | 47.9326 | 52.3833 | 58.0366 | 63.6341 | 79.8802 | 97.9597 | 112.218 | 120.7793 | 126.1184 | 147.6375 | 149.6406 | 164.8991 | 182.3959 | 194.8893 | 207.8929 | 216.3985 | 218.8135 | 222.6161 | 232.6668 | 248.9595 | 255.3419 | 261.5022 | 267.5273 | 273.5948 | 279.4576 | 285.4096 | 288.1663 | 292.1334 | 297.3703 | 299.5999
SA | 81.6826 | 163.8048 | 162.2078 | 160.6574 | 159.144 | 157.6638 | 156.2314 | 154.8451 | 153.4955 | 152.1278 | 150.9373 | 149.5115 | 148.1448 | 146.7888 | 145.531 | 144.2829 | 143.0499 | 141.8019 | 140.5784 | 139.4721 | 138.5843 | 137.4931 | 136.446 | 135.4246 | 134.4723 | 133.5437 | 132.7061 | 131.6761 | 130.8054 | 130.113 | 129.1658
TAS | 6.6301 | 6.9007 | 7.6837 | 8.1955 | 8.6708 | 10.1116 | 11.7469 | 12.448 | 13.2014 | 13.6078 | 15.2752 | 15.7351 | 17.5109 | 18.474 | 19.7401 | 20.8048 | 21.7719 | 22.3353 | 22.7385 | 23.6888 | 24.9926 | 25.2548 | 25.4796 | 25.6764 | 25.8616 | 26.013 | 26.1578 | 26.0099 | 25.9582 | 26.0051 | 25.8318
VIC | 49.3109 | 52.3322 | 60.5386 | 65.6531 | 71.2684 | 85.8063 | 104.6147 | 117.5898 | 127.3683 | 138.549 | 167.8198 | 179.2118 | 212.2643 | 228.3355 | 247.2429 | 256.7092 | 265.6961 | 268.7145 | 275.6471 | 289.8753 | 310.5779 | 317.7008 | 324.4752 | 331.0124 | 337.5343 | 343.7299 | 349.9667 | 352.1686 | 355.7993 | 360.9529 | 362.77
Central
| 2019-20 | 2020-21 | 2021-22 | 2022-23 | 2023-24 | 2024-25 | 2025-26 | 2026-27 | 2027-28 | 2028-29 | 2029-30 | 2030-31 | 2031-32 | 2032-33 | 2033-34 | 2034-35 | 2035-36 | 2036-37 | 2037-38 | 2038-39 | 2039-40 | 2040-41 | 2041-42 | 2042-43 | 2043-44 | 2044-45 | 2045-46 | 2046-47 | 2047-48 | 2048-49 | 2049-50
NSW | 137.0832 | 166.7875 | 202.7014 | 243.532 | 287.1556 | 354.7634 | 412.4719 | 456.6739 | 504.947 | 558.8023 | 699.0906 | 698.8061 | 730.2579 | 773.7444 | 815.99 | 899.5181 | 1020.1372 | 1088.2731 | 1166.6312 | 1256.7223 | 1356.9113 | 1405.1718 | 1449.1148 | 1491.1709 | 1533.2136 | 1574.8659 | 1617.4354 | 1646.5712 | 1681.9424 | 1724.0659 | 1748.9738
QLD | 54.7474 | 68.3702 | 84.6269 | 102.5845 | 120.454 | 152.6137 | 183.4221 | 204.868 | 231.4307 | 258.4462 | 329.2935 | 332.0627 | 345.0131 | 366.6292 | 390.9944 | 430.3304 | 487.4867 | 532.2055 | 570.6779 | 620.7837 | 679.3599 | 709.951 | 738.9607 | 767.6811 | 797.0265 | 826.5527 | 857.2195 | 880.0229 | 907.1739 | 939.0581 | 960.5081
SA | 83.9979 | 166.1558 | 165.3125 | 164.5814 | 163.9906 | 163.6275 | 163.4063 | 163.4404 | 164.1221 | 165.3069 | 175.8668 | 177.373 | 178.5326 | 181.5152 | 185.4768 | 195.1318 | 213.3493 | 225.0929 | 238.9388 | 255.2354 | 273.9403 | 281.3556 | 288.6589 | 295.9803 | 303.4422 | 310.7826 | 318.3695 | 322.9113 | 328.8032 | 336.1015 | 339.505
TAS | 8.3329 | 9.4716 | 11.0336 | 12.8387 | 14.601 | 17.9198 | 20.5606 | 22.6377 | 24.9244 | 27.145 | 34.1323 | 34.0954 | 35.0758 | 37.9095 | 39.7378 | 45.0212 | 52.0367 | 55.5083 | 59.3662 | 63.6391 | 68.2888 | 70.1488 | 71.7432 | 73.2451 | 74.7349 | 76.1709 | 77.6329 | 78.3763 | 79.4048 | 80.7478 | 81.1875
VIC | 67.2217 | 77.7745 | 92.2364 | 109.7906 | 131.8722 | 166.8511 | 199.8314 | 228.4781 | 256.6011 | 283.1782 | 361.3692 | 367.9495 | 381.8805 | 414.1299 | 440.5509 | 508.1719 | 598.6288 | 645.2132 | 699.9126 | 761.9062 | 831.5839 | 871.0845 | 906.3296 | 938.5065 | 970.7443 | 1003.0087 | 1036.3686 | 1059.8916 | 1088.4348 | 1122.3933 | 1143.4233
High DER
| 2019-20 | 2020-21 | 2021-22 | 2022-23 | 2023-24 | 2024-25 | 2025-26 | 2026-27 | 2027-28 | 2028-29 | 2029-30 | 2030-31 | 2031-32 | 2032-33 | 2033-34 | 2034-35 | 2035-36 | 2036-37 | 2037-38 | 2038-39 | 2039-40 | 2040-41 | 2041-42 | 2042-43 | 2043-44 | 2044-45 | 2045-46 | 2046-47 | 2047-48 | 2048-49 | 2049-50
NSW | 443.95 | 834.33 | 1129.2371 | 1337.6295 | 1555.9965 | 1707.262 | 1952.038 | 2327.748 | 2747.801 | 3656.4109 | 4908.3184 | 5975.6187 | 6828.6826 | 7381.5664 | 7969.0293 | 8784.6777 | 9443.6865 | 9941.9365 | 10495.0049 | 10940.748 | 11564.1943 | 12430.4375 | 13027.6816 | 13359.5459 | 13704.5449 | 14035.6133 | 14285.0283 | 14514.3145 | 14827.1895 | 15076.9717 | 15210.4209
QLD | 649.81 | 1085.41 | 1433.0525 | 1799.38 | 2268.291 | 2668.2014 | 3039.0686 | 3370.314 | 3603.8254 | 3930.1311 | 4255.8984 | 4922.5132 | 5756.5049 | 6145.2764 | 6432.2241 | 6899.9507 | 7330.1938 | 7946.4976 | 8686.8926 | 9189.1406 | 9645.5664 | 10115.7959 | 10663.2305 | 11238.5557 | 11584.9082 | 11831.7578 | 12111.8125 | 12390.374 | 12551.5469 | 12738.0615 | 13032.5928
SA | 661.59 | 1036.5699 | 1293.8175 | 1473.318 | 1687.7469 | 1878.8051 | 2043.58 | 2287.2671 | 2405.2805 | 2486.1609 | 2597.509 | 2699.53 | 2772.1274 | 2817.3931 | 3037.1489 | 3260.334 | 3342.3501 | 3469.429 | 3611.5239 | 3755.3145 | 3834.157 | 3851.8259 | 3909.4565 | 4043.4839 | 4139.9106 | 4137.3804 | 4137.7241 | 4153.7134 | 4176.6597 | 4191.2227 | 4192.4893
TAS | 53.41 | 91.97 | 114.704 | 117.904 | 123.5 | 138.809 | 150.504 | 155.966 | 168.826 | 183.516 | 241.0845 | 326.8905 | 394.513 | 453.5915 | 486.8435 | 503.9125 | 523.6825 | 567.093 | 599.519 | 619.0025 | 654.791 | 722.168 | 784.84 | 803.9825 | 825.7545 | 849.2475 | 928.666 | 1013.8935 | 1038.505 | 1048.6285 | 1048.6285
VIC | 342.27 | 538.12 | 831.523 | 1159.87 | 1413.2065 | 1833.3275 | 2244.5115 | 2475.2461 | 2660.4551 | 3150.645 | 3889.4851 | 4403.5894 | 4739.1089 | 5306.3608 | 5844.3115 | 6178.0859 | 6531.6221 | 6749.7578 | 7150.0562 | 7587.6221 | 7776.2759 | 8017.627 | 8446.6816 | 8745.0186 | 9067.1924 | 9682.7656 | 10225.0088 | 10470.3418 | 10855.2305 | 11368.4707 | 11649.2354
Fast Change
| 2019-20 | 2020-21 | 2021-22 | 2022-23 | 2023-24 | 2024-25 | 2025-26 | 2026-27 | 2027-28 | 2028-29 | 2029-30 | 2030-31 | 2031-32 | 2032-33 | 2033-34 | 2034-35 | 2035-36 | 2036-37 | 2037-38 | 2038-39 | 2039-40 | 2040-41 | 2041-42 | 2042-43 | 2043-44 | 2044-45 | 2045-46 | 2046-47 | 2047-48 | 2048-49 | 2049-50
NSW | 147.4962 | 184.4262 | 236.2326 | 301.9068 | 383.8824 | 492.8394 | 614.5013 | 753.9387 | 918.7378 | 1102.8758 | 1336.4614 | 1487.0085 | 1625.9059 | 1690.9246 | 1761.8827 | 1846.9358 | 1982.5026 | 2106.7455 | 2220.4089 | 2345.1835 | 2482.7539 | 2544.8283 | 2604.9875 | 2665.0627 | 2726.8128 | 2788.2783 | 2852.5317 | 2893.0453 | 2945.2756 | 3010.2071 | 3043.3457
QLD | 73.0253 | 93.7671 | 121.0428 | 155.9302 | 200.0727 | 259.9749 | 330.7762 | 414.3715 | 513.2684 | 616.0382 | 753.5259 | 816.9021 | 881.0651 | 945.3941 | 991.4701 | 1056.6696 | 1137.3723 | 1207.7084 | 1275.5467 | 1360.1924 | 1460.0532 | 1512.3718 | 1564.966 | 1618.3993 | 1674.0094 | 1731.1634 | 1791.6386 | 1836.6469 | 1891.5793 | 1957.594 | 2001.7949
SA | 85.6859 | 168.1384 | 167.7987 | 167.7202 | 167.9551 | 168.5656 | 180.5453 | 201.0459 | 233.0588 | 286.0948 | 326.1738 | 345.4346 | 365.2893 | 370.5515 | 383.0043 | 403.3302 | 435.8872 | 465.1967 | 486.8653 | 511.2288 | 538.6596 | 549.0237 | 559.1411 | 569.1758 | 579.5496 | 589.8481 | 600.5956 | 605.606 | 613.1347 | 623.3475 | 626.2727
TAS | 9.6344 | 11.0464 | 13.7671 | 16.7032 | 20.6001 | 26.3889 | 32.3159 | 39.4112 | 48.251 | 59.8007 | 72.8373 | 80.3379 | 86.0193 | 87.866 | 91.399 | 96.365 | 104.192 | 110.9589 | 116.1873 | 121.8278 | 127.6303 | 129.4406 | 131.1269 | 132.7338 | 134.3852 | 135.9594 | 137.5808 | 137.8795 | 138.723 | 140.1388 | 139.954
VIC | 73.2178 | 92.106 | 117.8518 | 148.9474 | 190.5977 | 246.8605 | 312.3591 | 386.6874 | 483.9349 | 615.0782 | 775.7802 | 899.6733 | 1019.7576 | 1078.3999 | 1127.0796 | 1200.8815 | 1315.0734 | 1419.3278 | 1511.3452 | 1612.0162 | 1722.3821 | 1774.6892 | 1825.835 | 1877.5232 | 1931.3333 | 1985.9371 | 2043.3962 | 2081.6075 | 2130.0346 | 2189.6188 | 2222.7209
Step Change
| 2019-20 | 2020-21 | 2021-22 | 2022-23 | 2023-24 | 2024-25 | 2025-26 | 2026-27 | 2027-28 | 2028-29 | 2029-30 | 2030-31 | 2031-32 | 2032-33 | 2033-34 | 2034-35 | 2035-36 | 2036-37 | 2037-38 | 2038-39 | 2039-40 | 2040-41 | 2041-42 | 2042-43 | 2043-44 | 2044-45 | 2045-46 | 2046-47 | 2047-48 | 2048-49 | 2049-50
NSW | 207.7359 | 310.235 | 477.2736 | 726.4856 | 1104.9296 | 1679.8002 | 1784.7502 | 1897.8397 | 2020.8198 | 2154.9509 | 2306.2905 | 2440.9207 | 2567.5784 | 2691.151 | 2819.8957 | 2960.4625 | 3123.6989 | 3299.5475 | 3478.9913 | 3673.8134 | 3881.0626 | 4056.1772 | 4238.1593 | 4428.7091 | 4627.7726 | 4834.4174 | 5049.6005 | 5266.6546 | 5494.9845 | 5735.2517 | 5973.636
QLD | 103.7395 | 158.8713 | 245.7483 | 376.3061 | 576.8716 | 887.5533 | 949.5203 | 1017.6507 | 1092.5664 | 1174.603 | 1266.8835 | 1353.8035 | 1436.9918 | 1521.467 | 1609.9695 | 1708.7769 | 1819.4547 | 1939.7749 | 2067.073 | 2207.5092 | 2360.3916 | 2499.2181 | 2646.3761 | 2801.7759 | 2964.8899 | 3135.2916 | 3315.6318 | 3503.9301 | 3704.3028 | 3916.1219 | 4131.7088
SA | 85.9692 | 168.5045 | 169.7337 | 233.8286 | 348.7596 | 500.2302 | 525.7262 | 554.0093 | 587.9041 | 625.2638 | 666.359 | 702.681 | 738.5316 | 775.4306 | 814.8378 | 858.6695 | 908.0931 | 960.2358 | 1011.6354 | 1066.5625 | 1125.4667 | 1177.2532 | 1230.7182 | 1283.5532 | 1336.4558 | 1389.9496 | 1444.0627 | 1493.5766 | 1544.7785 | 1598.1822 | 1644.0492
TAS | 14.1 | 20.6535 | 31.1162 | 44.0038 | 59.0359 | 85.5639 | 90.4032 | 95.6989 | 101.4958 | 107.8352 | 114.9204 | 121.2882 | 127.1069 | 132.9795 | 139.0734 | 146.1225 | 154.2547 | 163.0722 | 171.9946 | 181.569 | 191.7697 | 200.559 | 209.7319 | 219.3021 | 229.3033 | 239.6762 | 250.3552 | 261.1768 | 272.1697 | 283.3662 | 293.8962
VIC | 103.3517 | 155.2958 | 239.7608 | 367.2802 | 558.593 | 856.9777 | 914.6338 | 978.0034 | 1047.9204 | 1125.1678 | 1211.4182 | 1299.5411 | 1384.1365 | 1465.2775 | 1550.5594 | 1648.8974 | 1760.488 | 1882.4441 | 2007.8179 | 2144.1779 | 2290.6423 | 2422.2422 | 2561.9484 | 2708.7834 | 2864.4842 | 3029.1261 | 3203.4518 | 3387.3169 | 3583.0905 | 3789.4995 | 4005.2576
Embedded energy storages (small-scale batteries, MWh)
Storage capacity (MWh) of Embedded battery installations by NEM region.
Embedded battery storages are the cumulative total of "aggregated" and "non-aggregated" battery installations in the NEM.
Slow Change
| 2019-20 | 2020-21 | 2021-22 | 2022-23 | 2023-24 | 2024-25 | 2025-26 | 2026-27 | 2027-28 | 2028-29 | 2029-30 | 2030-31 | 2031-32 | 2032-33 | 2033-34 | 2034-35 | 2035-36 | 2036-37 | 2037-38 | 2038-39 | 2039-40 | 2040-41 | 2041-42 | 2042-43 | 2043-44 | 2044-45 | 2045-46 | 2046-47 | 2047-48 | 2048-49 | 2049-50
NSW | 273.702 | 289.5698 | 336.4028 | 370.5386 | 404.9532 | 497.9587 | 590.8921 | 644.1493 | 694.5378 | 724.801 | 830.1499 | 860.6541 | 967.5627 | 1034.8682 | 1109.895 | 1154.7816 | 1193.4714 | 1206.7061 | 1232.7298 | 1286.0475 | 1362.5767 | 1386.9554 | 1409.8483 | 1431.6507 | 1453.2388 | 1473.4693 | 1493.7104 | 1499.0199 | 1509.5491 | 1525.5146 | 1528.9916
QLD | 119.4935 | 124.2235 | 135.7956 | 150.4854 | 165.0294 | 207.257 | 254.2482 | 291.3033 | 313.5461 | 327.4137 | 383.3413 | 388.5373 | 428.1962 | 473.6732 | 506.1406 | 539.9355 | 562.0379 | 568.3052 | 578.1803 | 604.2978 | 646.6412 | 663.2246 | 679.2314 | 694.886 | 710.6508 | 725.8845 | 741.3495 | 748.5068 | 758.8122 | 772.4181 | 778.2056
SA | 212.1079 | 425.6284 | 421.4772 | 417.4474 | 413.5138 | 409.6664 | 405.9426 | 402.338 | 398.8282 | 395.2713 | 392.1736 | 388.4667 | 384.9133 | 381.3876 | 378.117 | 374.8713 | 371.665 | 368.4196 | 365.238 | 362.3613 | 360.0524 | 357.2156 | 354.4935 | 351.8381 | 349.3625 | 346.9394 | 344.7535 | 342.0672 | 339.7949 | 337.9871 | 335.5164
TAS | 17.1975 | 17.9019 | 19.938 | 21.2691 | 22.5048 | 26.2508 | 30.5022 | 32.3245 | 34.2831 | 35.3397 | 39.6745 | 40.8705 | 45.4875 | 47.9914 | 51.2831 | 54.0512 | 56.5657 | 58.0302 | 59.0784 | 61.549 | 64.9386 | 65.6206 | 66.2051 | 66.7169 | 67.1984 | 67.5924 | 67.9688 | 67.5844 | 67.4501 | 67.5722 | 67.1218
VIC | 127.6518 | 135.5104 | 156.8486 | 170.1444 | 184.7403 | 222.534 | 271.4151 | 305.1262 | 330.5255 | 359.5713 | 435.6403 | 465.2342 | 551.1455 | 592.9021 | 642.0342 | 666.6217 | 689.9663 | 697.7927 | 715.796 | 752.7626 | 806.56 | 825.0597 | 842.6548 | 859.632 | 876.5708 | 892.6604 | 908.8585 | 914.5653 | 923.9879 | 937.3695 | 942.0774
Central
| 2019-20 | 2020-21 | 2021-22 | 2022-23 | 2023-24 | 2024-25 | 2025-26 | 2026-27 | 2027-28 | 2028-29 | 2029-30 | 2030-31 | 2031-32 | 2032-33 | 2033-34 | 2034-35 | 2035-36 | 2036-37 | 2037-38 | 2038-39 | 2039-40 | 2040-41 | 2041-42 | 2042-43 | 2043-44 | 2044-45 | 2045-46 | 2046-47 | 2047-48 | 2048-49 | 2049-50
NSW | 355.0861 | 432.3637 | 525.731 | 631.8737 | 745.2666 | 921.0022 | 1070.986 | 1185.8415 | 1311.2699 | 1451.1993 | 1815.8335 | 1814.9632 | 1896.6169 | 2009.6044 | 2119.3794 | 2336.4589 | 2650.0713 | 2827.147 | 3030.8021 | 3264.9237 | 3525.2836 | 3650.7886 | 3765.0836 | 3874.2065 | 3983.3216 | 4091.4276 | 4201.9333 | 4277.4687 | 4369.2333 | 4478.5958 | 4543.0903
QLD | 141.898 | 177.3149 | 219.5685 | 266.2341 | 312.6604 | 396.2319 | 476.2809 | 531.9734 | 600.9545 | 671.0971 | 855.178 | 862.2294 | 895.7349 | 951.7621 | 1014.9595 | 1117.0376 | 1265.5478 | 1381.6306 | 1481.462 | 1611.4795 | 1763.4823 | 1842.9712 | 1918.3725 | 1993.0264 | 2069.32 | 2146.0786 | 2225.8058 | 2285.0304 | 2355.5765 | 2438.4533 | 2494.1211
SA | 218.0591 | 431.687 | 429.4898 | 427.577 | 426.0248 | 425.0614 | 424.465 | 424.5307 | 426.273 | 429.3227 | 456.7378 | 460.6067 | 463.5853 | 471.3137 | 481.582 | 506.6298 | 553.8803 | 584.3768 | 620.3528 | 662.6825 | 711.2659 | 730.5789 | 749.4915 | 768.4463 | 787.7717 | 806.791 | 826.4484 | 838.1711 | 853.4078 | 872.3131 | 881.0606
TAS | 21.6047 | 24.5705 | 28.6316 | 33.3237 | 37.9036 | 46.5283 | 53.3887 | 58.7822 | 64.7194 | 70.4841 | 88.64 | 88.5312 | 91.0684 | 98.4283 | 103.1731 | 116.8987 | 135.1431 | 144.1665 | 154.1925 | 165.2926 | 177.3707 | 182.2129 | 186.3658 | 190.2777 | 194.1579 | 197.8973 | 201.7044 | 203.6386 | 206.3157 | 209.8114 | 210.954
VIC | 174.1089 | 201.5752 | 239.1484 | 284.753 | 342.1101 | 432.9798 | 518.6293 | 592.9899 | 665.9591 | 734.8792 | 937.9506 | 954.7899 | 990.7141 | 1074.2903 | 1142.6939 | 1318.2204 | 1553.3036 | 1674.1592 | 1816.0458 | 1976.7801 | 2157.4088 | 2259.9282 | 2351.4923 | 2435.1572 | 2518.998 | 2602.9102 | 2689.6669 | 2750.7273 | 2824.8779 | 2913.1597 | 2967.6561
High DER
| 2019-20 | 2020-21 | 2021-22 | 2022-23 | 2023-24 | 2024-25 | 2025-26 | 2026-27 | 2027-28 | 2028-29 | 2029-30 | 2030-31 | 2031-32 | 2032-33 | 2033-34 | 2034-35 | 2035-36 | 2036-37 | 2037-38 | 2038-39 | 2039-40 | 2040-41 | 2041-42 | 2042-43 | 2043-44 | 2044-45 | 2045-46 | 2046-47 | 2047-48 | 2048-49 | 2049-50
NSW | 596.38 | 1065.6 | 1372.8203 | 1603.1637 | 1864.9543 | 2049.9287 | 2355.9707 | 2863.0452 | 3368.6099 | 4509.584 | 6156.1279 | 7555.5283 | 8597.0195 | 9111.7178 | 9727.0654 | 10726.4932 | 11414.8525 | 11843.6748 | 12311.0361 | 12566.6357 | 13127.2598 | 14124.4834 | 14687.1748 | 14775.0869 | 14757.3369 | 14685.1406 | 14573.042 | 14428.6514 | 14488.1143 | 14519.6631 | 14314.8838
QLD | 664.42 | 1151.14 | 1578.8824 | 1981.6241 | 2466.8445 | 2930.6956 | 3430.9392 | 3840.6335 | 3990.439 | 4296.5562 | 4804.5239 | 5910.7007 | 7135.9863 | 7664.3804 | 8115.604 | 8676.6934 | 9009.4756 | 9786.4873 | 10825.6924 | 11226.6582 | 11523.8857 | 11862.1514 | 12077.3672 | 12338.4932 | 12467.25 | 12523.7734 | 12615.3115 | 12644.4395 | 12493.6387 | 12443.6396 | 12605.25
SA | 777.02 | 1226.11 | 1538.1199 | 1737.5819 | 1957.3391 | 2143.0537 | 2279.6912 | 2555.4932 | 2681.1099 | 2693.7625 | 2754.2681 | 2893.2974 | 3048.2583 | 3050.5024 | 3172.967 | 3347.2571 | 3377.3699 | 3482.9785 | 3605.0718 | 3672.1416 | 3640.8413 | 3532.241 | 3518.3489 | 3665.022 | 3737.4861 | 3632.7341 | 3525.5833 | 3417.384 | 3320.3896 | 3220.2825 | 3112.2217
TAS | 97.33 | 162.94 | 195.1699 | 190.5771 | 194.2846 | 216.0608 | 230.3097 | 232.4171 | 237.7482 | 242.0899 | 303.6234 | 407.0854 | 503.5222 | 572.1234 | 593.5456 | 602.7514 | 613.8342 | 672.1313 | 708.8507 | 708.5778 | 725.8929 | 764.0437 | 805.8629 | 810.561 | 817.5608 | 830.8692 | 940.407 | 1061.98 | 1075.7001 | 1057.559 | 1057.559
VIC | 381.31 | 613.9 | 856.7122 | 1110.0508 | 1329.1343 | 1742.5251 | 2163.5994 | 2431.7529 | 2660.104 | 3442.2556 | 4620.6875 | 5215.8862 | 5678.3384 | 6529.0371 | 7132.731 | 7572.8872 | 7981.9116 | 8016.3804 | 8403.9658 | 8786.2725 | 8668.6826 | 8695.0469 | 8794.9189 | 8750.9912 | 8976.5723 | 9473.7451 | 9815.3779 | 9816.5107 | 10164.1328 | 10715.6377 | 10814.6611
Fast Change
| 2019-20 | 2020-21 | 2021-22 | 2022-23 | 2023-24 | 2024-25 | 2025-26 | 2026-27 | 2027-28 | 2028-29 | 2029-30 | 2030-31 | 2031-32 | 2032-33 | 2033-34 | 2034-35 | 2035-36 | 2036-37 | 2037-38 | 2038-39 | 2039-40 | 2040-41 | 2041-42 | 2042-43 | 2043-44 | 2044-45 | 2045-46 | 2046-47 | 2047-48 | 2048-49 | 2049-50
NSW | 382.0797 | 478.1085 | 612.7425 | 783.4232 | 996.4691 | 1279.6546 | 1595.8193 | 1958.1401 | 2386.3806 | 2864.8407 | 3471.7836 | 3862.7056 | 4223.2431 | 4391.6922 | 4575.6164 | 4796.0082 | 5148.1664 | 5470.6052 | 5765.5741 | 6089.2639 | 6446.1041 | 6607.3917 | 6763.7192 | 6919.7956 | 7080.255 | 7239.9664 | 7406.9389 | 7511.9437 | 7647.493 | 7816.1695 | 7901.9206
QLD | 189.3933 | 243.3181 | 314.2213 | 404.9071 | 519.641 | 675.3433 | 859.3673 | 1076.6384 | 1333.6846 | 1600.7821 | 1958.1163 | 2122.7185 | 2289.3267 | 2456.3378 | 2575.8885 | 2745.1 | 2954.7605 | 3137.3816 | 3313.526 | 3533.3022 | 3792.5817 | 3928.5436 | 4065.2344 | 4204.093 | 4348.6208 | 4497.1696 | 4654.3517 | 4771.2229 | 4913.9389 | 5085.5001 | 5200.2382
SA | 222.4112 | 436.7888 | 435.8858 | 435.6431 | 436.1942 | 437.7091 | 468.7601 | 521.9425 | 605.0361 | 742.7549 | 846.738 | 896.5673 | 947.9217 | 961.3695 | 993.5196 | 1046.071 | 1130.6187 | 1206.6047 | 1262.7276 | 1325.77 | 1396.7279 | 1423.6342 | 1449.9052 | 1475.9392 | 1502.8596 | 1529.5889 | 1557.4808 | 1570.3575 | 1589.8249 | 1616.3022 | 1623.73
TAS | 24.979 | 28.6581 | 35.7334 | 43.3658 | 53.4958 | 68.5441 | 83.95 | 102.391 | 125.3675 | 155.3885 | 189.273 | 208.761 | 223.5175 | 228.3043 | 237.4789 | 250.3765 | 270.7287 | 288.317 | 301.906 | 316.5613 | 331.6359 | 336.3493 | 340.7398 | 344.9229 | 349.2214 | 353.3192 | 357.5395 | 358.3155 | 360.51 | 364.194 | 363.712
VIC | 189.6373 | 238.7596 | 305.675 | 386.4777 | 494.7093 | 640.9233 | 811.1172 | 1004.2328 | 1256.9301 | 1597.7288 | 2015.3211 | 2337.1305 | 2648.9644 | 2801.0031 | 2927.1497 | 3118.5208 | 3415.1803 | 3685.7994 | 3924.5467 | 4185.6663 | 4471.9335 | 4607.8711 | 4740.8053 | 4875.1408 | 5014.9961 | 5156.9182 | 5306.2612 | 5405.3768 | 5531.1123 | 5685.9416 | 5771.7074
Step Change
| 2019-20 | 2020-21 | 2021-22 | 2022-23 | 2023-24 | 2024-25 | 2025-26 | 2026-27 | 2027-28 | 2028-29 | 2029-30 | 2030-31 | 2031-32 | 2032-33 | 2033-34 | 2034-35 | 2035-36 | 2036-37 | 2037-38 | 2038-39 | 2039-40 | 2040-41 | 2041-42 | 2042-43 | 2043-44 | 2044-45 | 2045-46 | 2046-47 | 2047-48 | 2048-49 | 2049-50
NSW | 538.6704 | 805.2002 | 1239.3735 | 1887.1868 | 2870.8653 | 4365.0429 | 4637.5292 | 4931.0556 | 5250.2787 | 5598.3627 | 5990.9749 | 6340.2347 | 6668.9482 | 6989.8391 | 7324.374 | 7689.3183 | 8113.7093 | 8570.3888 | 9036.4155 | 9542.1376 | 10080.0017 | 10535.3131 | 11008.4772 | 11503.8594 | 12021.3864 | 12558.6361 | 13118.0835 | 13682.0905 | 14275.5196 | 14900.1169 | 15519.5053
QLD | 269.2389 | 412.5826 | 638.4273 | 977.82 | 1499.1805 | 2306.764 | 2467.7287 | 2644.6818 | 2839.2524 | 3052.2884 | 3291.8849 | 3517.5788 | 3733.6555 | 3953.1333 | 4183.1379 | 4439.8388 | 4727.5731 | 5040.194 | 5370.9501 | 5735.7492 | 6132.8332 | 6493.7692 | 6876.3698 | 7280.3741 | 7704.441 | 8147.4609 | 8616.3168 | 9105.7458 | 9626.6202 | 10177.295 | 10737.6424
SA | 223.1379 | 437.7392 | 440.8881 | 607.4689 | 906.1732 | 1299.8051 | 1365.9441 | 1439.2896 | 1527.1686 | 1623.9887 | 1730.4314 | 1824.6375 | 1917.6747 | 2013.4425 | 2115.7642 | 2229.482 | 2357.9151 | 2493.2416 | 2626.639 | 2769.0863 | 2921.8201 | 3056.4506 | 3195.4382 | 3332.7812 | 3470.296 | 3609.3537 | 3750.0166 | 3878.601 | 4011.6281 | 4150.4206 | 4269.4977
TAS | 36.5849 | 53.6348 | 80.8352 | 114.3383 | 153.4102 | 222.361 | 234.9298 | 248.6815 | 263.7368 | 280.2 | 298.5963 | 315.1357 | 330.258 | 345.5249 | 361.3754 | 379.6987 | 400.8552 | 423.7778 | 446.9721 | 471.8545 | 498.3624 | 521.2253 | 545.0845 | 569.9747 | 595.9857 | 622.9619 | 650.7341 | 678.8704 | 707.4544 | 736.5701 | 763.9469
VIC | 267.9656 | 403.0468 | 622.5941 | 954.0494 | 1451.2752 | 2226.7368 | 2376.3815 | 2540.8032 | 2722.2424 | 2922.6613 | 3146.3462 | 3374.8302 | 3594.298 | 3804.9906 | 4026.5966 | 4281.9282 | 4572.0643 | 4888.7782 | 5214.3815 | 5568.312 | 5948.4078 | 6290.6094 | 6653.86 | 7035.624 | 7440.4383 | 7868.5014 | 8321.7405 | 8799.5622 | 9308.4214 | 9845.0359 | 10405.7175
Example average1 residential non-aggregated battery daily charge/discharge profile for NSW in Summer (February)
NEM Time | 0:00 | 0:30 | 1:00 | 1:30 | 2:00 | 2:30 | 3:00 | 3:30 | 4:00 | 4:30 | 5:00 | 5:30 | 6:00 | 6:30 | 7:00 | 7:30 | 8:00 | 8:30 | 9:00 | 9:30 | 10:00 | 10:30 | 11:00 | 11:30 | 12:00 | 12:30 | 13:00 | 13:30 | 14:00 | 14:30 | 15:00 | 15:30 | 16:00 | 16:30 | 17:00 | 17:30 | 18:00 | 18:30 | 19:00 | 19:30 | 20:00 | 20:30 | 21:00 | 21:30 | 22:00 | 22:30 | 23:00 | 23:30
Battery (kW)2 | -0.69138 | -0.70142 | -0.71526 | -0.6985 | -0.67392 | -0.62353 | -0.61467 | -0.59471 | -0.58177 | -0.59635 | -0.62836 | -0.64076 | -0.55376 | -0.31834 | -0.020535 | 0.39735 | 0.8604 | 1.2235 | 1.5579 | 1.7503 | 1.8491 | 1.9301 | 1.8616 | 1.7254 | 1.4404 | 1.0665 | 0.7297 | 0.47624 | 0.32945 | 0.23245 | 0.16378 | 0.1181 | 0.082588 | 0.055406 | 0.0048181 | -0.080901 | -0.12937 | -0.30007 | -0.54921 | -0.56201 | -0.61541 | -0.59702 | -0.55664 | -0.57165 | -0.56251 | -0.59033 | -0.62354 | -0.67801
Solar (kW) | 0 | 0 | 0 | 0 | 0 | 0 | 0 | 0 | 0 | 0 | 0.00028053 | 0.0012257 | 0.041771 | 0.23613 | 0.51024 | 0.85366 | 1.1939 | 1.5057 | 1.7618 | 1.9851 | 2.1891 | 2.3757 | 2.4921 | 2.5785 | 2.6208 | 2.6199 | 2.5807 | 2.489 | 2.3647 | 2.2002 | 1.993 | 1.7636 | 1.5166 | 1.2443 | 0.94088 | 0.6138 | 0.32461 | 0.12242 | 0.0024925 | 0.00018941 | 0 | 0 | 0 | 0 | 0 | 0 | 0 | 0
1. Based on 5 kW Solar and 3.8 kW battery
2. Negative values indicate battery discharge
Example average1 residential non-aggregated battery daily charge/discharge profile for NSW in Winter (July)
NEM Time | 0:00 | 0:30 | 1:00 | 1:30 | 2:00 | 2:30 | 3:00 | 3:30 | 4:00 | 4:30 | 5:00 | 5:30 | 6:00 | 6:30 | 7:00 | 7:30 | 8:00 | 8:30 | 9:00 | 9:30 | 10:00 | 10:30 | 11:00 | 11:30 | 12:00 | 12:30 | 13:00 | 13:30 | 14:00 | 14:30 | 15:00 | 15:30 | 16:00 | 16:30 | 17:00 | 17:30 | 18:00 | 18:30 | 19:00 | 19:30 | 20:00 | 20:30 | 21:00 | 21:30 | 22:00 | 22:30 | 23:00 | 23:30
Battery (kW)2 | -0.3484 | -0.20539 | -0.16974 | -0.14157 | -0.12672 | -0.11092 | -0.10164 | -0.093152 | -0.084647 | -0.080645 | -0.078177 | -0.081551 | -0.083614 | -0.0803 | -0.066632 | 0.082585 | 0.29429 | 0.57206 | 0.79113 | 1.0239 | 1.2774 | 1.4265 | 1.4936 | 1.4678 | 1.3783 | 1.1748 | 0.87476 | 0.62813 | 0.42025 | 0.27618 | 0.1791 | 0.095372 | -0.00031252 | -0.14142 | -0.37504 | -0.60364 | -0.8238 | -0.96567 | -0.99577 | -0.97568 | -0.92032 | -0.82451 | -0.6892 | -0.61334 | -0.53745 | -0.45429 | -0.42036 | -0.33932
Solar (kW) | 0 | 0 | 0 | 0 | 0 | 0 | 0 | 0 | 0 | 0 | 0 | 0 | 0.00021817 | 0.0010357 | 0.047531 | 0.33502 | 0.68785 | 1.0637 | 1.4065 | 1.6891 | 1.954 | 2.1691 | 2.3254 | 2.3803 | 2.3929 | 2.36 | 2.2929 | 2.1642 | 2.016 | 1.826 | 1.6137 | 1.3183 | 0.99105 | 0.57482 | 0.20988 | 0.053367 | 7.3005e-05 | 0 | 0 | 0 | 0 | 0 | 0 | 0 | 0 | 0 | 0 | 0
1. Based on 5 kW Solar and 3.8 kW battery
2. Negative values indicate battery discharge
Example average non-aggregated battery daily charge/discharge profile for NSW in Summery (February) | 2030-31: Example average non-aggregated July daily charge/discharge profile for NSW in Winter (July)
Average daily February profile. Actual charge / discharge profile will depend on the actual availability of solar resources to charge the battery system. | 2030-31: Average daily July profile. Actual charge / discharge profile will depend on the actual availability of solar resources to charge the battery system.

## Aggregated energy storages
Go to Assumptions Summary
Distributed Energy Resources: Aggregated embedded energy storage systems | [13 empty] | Note: | Further information is available at http://forecasting.aemo.com.au
Aggregated embedded energy storage (VPP) forecasts based using the Embedded energy storage forecast.
Aggregated embedded energy storages (small-scale batteries, MW)
The use of batteries in managing consumer demand is 'netted' off the operational demand forecasts if 'non-aggregated', whereas the 'aggregated' share is modelled like a Virtual Power Plant (VPP), operated by a retailer / aggregator and an alternative supply source for arbitrage or emergency response.
Slow Change
| 2019-20 | 2020-21 | 2021-22 | 2022-23 | 2023-24 | 2024-25 | 2025-26 | 2026-27 | 2027-28 | 2028-29 | 2029-30 | 2030-31 | 2031-32 | 2032-33 | 2033-34 | 2034-35 | 2035-36 | 2036-37 | 2037-38 | 2038-39 | 2039-40 | 2040-41 | 2041-42 | 2042-43 | 2043-44 | 2044-45 | 2045-46 | 2046-47 | 2047-48 | 2048-49 | 2049-50
NSW | 31.7123 | 33.5429 | 38.9466 | 36.5673 | 34.1206 | 32.9561 | 30.8945 | 28.0952 | 25.7759 | 23.2789 | 21.241 | 19.238 | 21.6603 | 26.4918 | 32.0512 | 37.1341 | 42.2128 | 46.404 | 50.9819 | 56.6256 | 63.2844 | 67.3811 | 71.106 | 74.4613 | 77.4905 | 80.1461 | 82.5247 | 83.8232 | 85.1886 | 86.6798 | 87.314
QLD | 13.8342 | 14.3798 | 15.715 | 14.8458 | 13.9011 | 13.7136 | 13.2904 | 12.7025 | 11.6344 | 10.5144 | 9.8076 | 8.6846 | 9.586 | 12.1257 | 14.6167 | 17.3632 | 19.88 | 21.8556 | 23.9138 | 26.6104 | 30.0364 | 32.2246 | 34.2614 | 36.1454 | 37.8971 | 39.4856 | 40.9604 | 41.8571 | 42.8231 | 43.8891 | 44.4396
SA | 24.5048 | 49.1414 | 48.6623 | 41.0962 | 34.7656 | 27.0672 | 21.1963 | 17.5277 | 14.7859 | 12.6828 | 10.0268 | 8.6771 | 8.612 | 9.7586 | 10.9148 | 12.0505 | 13.1417 | 14.1635 | 15.1012 | 15.9516 | 16.7199 | 17.3519 | 17.8768 | 18.2971 | 18.6265 | 18.8689 | 19.0452 | 19.1264 | 19.1744 | 19.2035 | 19.1591
TAS | 1.989 | 2.0702 | 2.3051 | 2.0964 | 1.8942 | 1.7359 | 1.5937 | 1.4091 | 1.2717 | 1.1345 | 1.0147 | 0.91321 | 1.0179 | 1.2282 | 1.4805 | 1.7376 | 2.0001 | 2.2309 | 2.4426 | 2.7093 | 3.0153 | 3.1872 | 3.3383 | 3.4691 | 3.5822 | 3.6755 | 3.754 | 3.778 | 3.8051 | 3.8381 | 3.8316
VIC | 14.7933 | 15.6997 | 18.1616 | 16.7941 | 15.5689 | 14.731 | 14.1933 | 13.3106 | 12.2691 | 11.5508 | 11.1483 | 10.4008 | 12.3394 | 15.1798 | 18.5432 | 21.4403 | 24.4089 | 26.8398 | 29.6105 | 33.1534 | 37.4705 | 40.0944 | 42.512 | 44.7228 | 46.7537 | 48.5669 | 50.2252 | 51.1536 | 52.1557 | 53.2733 | 53.8096
Central
| 2019-20 | 2020-21 | 2021-22 | 2022-23 | 2023-24 | 2024-25 | 2025-26 | 2026-27 | 2027-28 | 2028-29 | 2029-30 | 2030-31 | 2031-32 | 2032-33 | 2033-34 | 2034-35 | 2035-36 | 2036-37 | 2037-38 | 2038-39 | 2039-40 | 2040-41 | 2041-42 | 2042-43 | 2043-44 | 2044-45 | 2045-46 | 2046-47 | 2047-48 | 2048-49 | 2049-50
NSW | 27.4166 | 33.3575 | 40.5403 | 42.7449 | 44.5264 | 67.1685 | 92.8062 | 119.0398 | 148.929 | 182.4971 | 247.943 | 264.5716 | 290.8023 | 320.0667 | 347.0734 | 390.2391 | 448.618 | 482.914 | 520.0182 | 562.6892 | 610.262 | 634.7771 | 657.5264 | 679.5914 | 701.8185 | 724.0343 | 746.8402 | 763.5866 | 783.3537 | 806.4205 | 821.569
QLD | 10.9495 | 13.674 | 16.9254 | 18.0057 | 18.6776 | 28.8948 | 41.27 | 53.4023 | 68.2581 | 84.4049 | 116.7889 | 125.7206 | 137.3907 | 151.6597 | 166.3057 | 186.6908 | 214.3783 | 236.1627 | 254.3759 | 277.9518 | 305.5377 | 320.7157 | 335.2986 | 349.8657 | 364.8337 | 380.0022 | 395.8155 | 408.1049 | 422.5103 | 439.2383 | 451.1924
SA | 16.7996 | 33.2312 | 33.0625 | 28.8874 | 25.4284 | 30.9801 | 36.7664 | 42.6035 | 48.4061 | 53.9869 | 62.3738 | 67.1543 | 71.095 | 75.0855 | 78.8908 | 84.6543 | 93.823 | 99.8835 | 106.5054 | 114.28 | 123.2029 | 127.1005 | 130.9771 | 134.8911 | 138.8987 | 142.8803 | 147.0051 | 149.748 | 153.1379 | 157.2093 | 159.4803
TAS | 1.6666 | 1.8943 | 2.2067 | 2.2535 | 2.264 | 3.3928 | 4.6261 | 5.9009 | 7.3512 | 8.8652 | 12.1055 | 12.9087 | 13.9678 | 15.6816 | 16.9021 | 19.5316 | 22.8838 | 24.6314 | 26.4621 | 28.494 | 30.7124 | 31.6893 | 32.553 | 33.381 | 34.2094 | 35.0191 | 35.8465 | 36.3465 | 36.9823 | 37.7693 | 38.1373
VIC | 13.4443 | 15.5549 | 18.4473 | 19.2705 | 20.4481 | 31.5904 | 44.9621 | 59.5567 | 75.6819 | 92.4821 | 128.165 | 139.3076 | 152.0719 | 171.3088 | 187.384 | 220.4609 | 263.2545 | 286.3091 | 311.9815 | 341.1385 | 373.9994 | 393.5067 | 411.2411 | 427.7182 | 444.3519 | 461.1267 | 478.5364 | 491.5178 | 506.9314 | 524.9921 | 537.1156
High DER
| 2019-20 | 2020-21 | 2021-22 | 2022-23 | 2023-24 | 2024-25 | 2025-26 | 2026-27 | 2027-28 | 2028-29 | 2029-30 | 2030-31 | 2031-32 | 2032-33 | 2033-34 | 2034-35 | 2035-36 | 2036-37 | 2037-38 | 2038-39 | 2039-40 | 2040-41 | 2041-42 | 2042-43 | 2043-44 | 2044-45 | 2045-46 | 2046-47 | 2047-48 | 2048-49 | 2049-50
NSW | 221.975 | 417.165 | 564.6185 | 615.584 | 785.4777 | 955.9227 | 1144.5773 | 1387.9761 | 1616.4605 | 2121.7209 | 2808.904 | 3371.8874 | 3798.62 | 4047.1224 | 4305.4609 | 4675.8573 | 4951.0812 | 5132.7653 | 5334.3402 | 5473.374 | 5692.7545 | 6019.7402 | 6204.7487 | 6255.9307 | 6307.8485 | 6347.9458 | 6346.4695 | 6332.2209 | 6350.1027 | 6336.4622 | 6270.8641
QLD | 324.905 | 542.705 | 716.5262 | 828.0839 | 1145.0488 | 1493.9678 | 1781.9576 | 2009.6313 | 2120.0375 | 2280.5537 | 2435.5409 | 2777.6472 | 3202.1952 | 3369.2965 | 3475.1647 | 3672.6657 | 3843.0315 | 4102.5717 | 4415.3234 | 4597.09 | 4748.2635 | 4898.819 | 5078.6216 | 5262.7257 | 5332.2344 | 5351.1988 | 5380.9658 | 5405.6005 | 5375.5037 | 5353.4786 | 5373.0018
SA | 330.795 | 518.285 | 646.9088 | 678.0285 | 851.9862 | 1051.9724 | 1198.2529 | 1363.8384 | 1414.9645 | 1442.655 | 1486.4874 | 1523.2751 | 1542.063 | 1544.7039 | 1640.8932 | 1735.3917 | 1752.3079 | 1791.1767 | 1835.6444 | 1878.6869 | 1887.4566 | 1865.3399 | 1861.9733 | 1893.4592 | 1905.4941 | 1871.2304 | 1838.2841 | 1812.158 | 1788.7556 | 1761.4628 | 1728.4552
TAS | 26.705 | 45.985 | 57.352 | 54.26 | 62.3436 | 77.7213 | 88.248 | 92.9985 | 99.316 | 106.4896 | 137.9664 | 184.4559 | 219.4574 | 248.6925 | 263.029 | 268.2196 | 274.5532 | 292.7755 | 304.72 | 309.671 | 322.3367 | 349.7273 | 373.7991 | 376.4843 | 380.0735 | 384.0927 | 412.5824 | 442.3356 | 444.7649 | 440.7115 | 432.3225
VIC | 171.135 | 269.06 | 415.7615 | 533.7781 | 713.3963 | 1026.5088 | 1316.0691 | 1475.9254 | 1565.0771 | 1828.238 | 2225.852 | 2484.8319 | 2636.244 | 2909.3407 | 3157.5307 | 3288.4358 | 3424.3609 | 3484.7258 | 3634.1891 | 3795.8916 | 3828.06 | 3882.7299 | 4022.9365 | 4095.0666 | 4173.3947 | 4379.2651 | 4542.7076 | 4567.94 | 4649.0152 | 4777.8749 | 4802.6792
Fast Change
| 2019-20 | 2020-21 | 2021-22 | 2022-23 | 2023-24 | 2024-25 | 2025-26 | 2026-27 | 2027-28 | 2028-29 | 2029-30 | 2030-31 | 2031-32 | 2032-33 | 2033-34 | 2034-35 | 2035-36 | 2036-37 | 2037-38 | 2038-39 | 2039-40 | 2040-41 | 2041-42 | 2042-43 | 2043-44 | 2044-45 | 2045-46 | 2046-47 | 2047-48 | 2048-49 | 2049-50
NSW | 58.9985 | 73.7705 | 94.493 | 110.2299 | 126.634 | 144.1493 | 193.9091 | 282.727 | 399.1409 | 542.1366 | 727.4495 | 878.9833 | 1025.9606 | 1122.2629 | 1214.6992 | 1309.2938 | 1433.453 | 1544.1126 | 1642.1532 | 1741.4686 | 1851.0728 | 1904.9882 | 1957.8368 | 2010.9828 | 2065.7582 | 2120.6876 | 2178.1145 | 2217.7287 | 2266.6028 | 2325.603 | 2360.335
QLD | 29.2101 | 37.5068 | 48.4171 | 56.932 | 65.9994 | 76.0394 | 104.3782 | 155.3893 | 222.9868 | 302.8236 | 410.1518 | 482.8777 | 555.9596 | 627.456 | 683.5517 | 749.0736 | 822.3796 | 885.1746 | 943.3591 | 1010.0414 | 1088.5754 | 1132.1198 | 1176.1853 | 1221.1995 | 1268.1834 | 1316.6751 | 1368.0458 | 1407.9229 | 1455.7072 | 1512.3832 | 1552.5369
SA | 34.2744 | 67.2554 | 67.1195 | 61.2367 | 55.4045 | 49.3033 | 56.972 | 75.3922 | 101.2512 | 140.6346 | 177.5397 | 204.1893 | 230.5007 | 245.9342 | 264.0556 | 285.921 | 315.1692 | 340.9601 | 360.0722 | 379.6244 | 401.6097 | 410.984 | 420.2351 | 429.4844 | 439.0508 | 448.6222 | 458.5982 | 464.2409 | 471.8515 | 481.5811 | 485.7198
TAS | 3.8538 | 4.4185 | 5.5069 | 6.0985 | 6.7955 | 7.7184 | 10.1974 | 14.7792 | 20.9624 | 29.396 | 39.6461 | 47.4884 | 54.2789 | 58.3165 | 63.0134 | 68.3132 | 75.3362 | 81.3259 | 85.9289 | 90.4659 | 95.1576 | 96.8957 | 98.5514 | 100.1573 | 101.8065 | 103.407 | 105.0529 | 105.6946 | 106.7574 | 108.2673 | 108.5445
VIC | 29.2871 | 36.8424 | 47.1407 | 54.3825 | 62.8738 | 72.2036 | 98.5665 | 145.0078 | 210.243 | 302.3517 | 422.2651 | 531.8045 | 643.4758 | 715.7316 | 777.0453 | 851.3055 | 950.8668 | 1040.2784 | 1117.7492 | 1197.0387 | 1284.1606 | 1328.4834 | 1372.2472 | 1416.7272 | 1463.1248 | 1510.4489 | 1560.2809 | 1595.7029 | 1639.2158 | 1691.6391 | 1723.881
Step Change
| 2019-20 | 2020-21 | 2021-22 | 2022-23 | 2023-24 | 2024-25 | 2025-26 | 2026-27 | 2027-28 | 2028-29 | 2029-30 | 2030-31 | 2031-32 | 2032-33 | 2033-34 | 2034-35 | 2035-36 | 2036-37 | 2037-38 | 2038-39 | 2039-40 | 2040-41 | 2041-42 | 2042-43 | 2043-44 | 2044-45 | 2045-46 | 2046-47 | 2047-48 | 2048-49 | 2049-50
NSW | 103.8679 | 155.1175 | 238.6368 | 301.4025 | 557.776 | 940.5464 | 1046.4881 | 1131.6328 | 1188.7962 | 1250.4624 | 1319.8306 | 1377.3486 | 1428.2776 | 1475.4886 | 1523.5169 | 1575.7778 | 1637.6748 | 1703.4713 | 1768.2815 | 1837.914 | 1910.547 | 1964.302 | 2018.5259 | 2073.8502 | 2130.0443 | 2186.4823 | 2243.4072 | 2297.7055 | 2353.3601 | 2410.3783 | 2462.776
QLD | 51.8697 | 79.4356 | 122.8742 | 156.1209 | 291.2087 | 496.955 | 556.7512 | 606.7988 | 642.7286 | 681.5918 | 725.0047 | 763.9164 | 799.3615 | 834.1811 | 869.825 | 909.5379 | 953.8932 | 1001.4557 | 1050.6399 | 1104.3599 | 1161.9599 | 1210.3068 | 1260.4006 | 1311.9994 | 1364.6623 | 1418.0115 | 1473.0497 | 1528.6743 | 1586.4573 | 1645.845 | 1703.3969
SA | 42.9846 | 84.2523 | 84.8669 | 97.0102 | 176.0562 | 280.0867 | 308.2595 | 330.3414 | 345.8488 | 362.8245 | 381.34 | 396.5048 | 410.8261 | 425.1486 | 440.2359 | 457.0476 | 476.0898 | 495.745 | 514.1882 | 533.5737 | 554.0382 | 570.1133 | 586.1593 | 601.0549 | 615.1361 | 628.6384 | 641.5598 | 651.609 | 661.5888 | 671.6747 | 677.7991
TAS | 7.05 | 10.3268 | 15.5581 | 18.2562 | 29.8017 | 47.9086 | 53.0079 | 57.0628 | 59.7074 | 62.574 | 65.766 | 68.4398 | 70.7063 | 72.9092 | 75.1378 | 77.7772 | 80.8718 | 84.19 | 87.4204 | 90.8343 | 94.4033 | 97.1255 | 99.8899 | 102.6935 | 105.5424 | 108.3993 | 111.2263 | 113.9447 | 116.5633 | 119.0915 | 121.1658
VIC | 51.6758 | 77.6479 | 119.8804 | 152.3763 | 281.9816 | 479.8352 | 536.2954 | 583.1582 | 616.4645 | 652.9058 | 693.2634 | 733.2975 | 769.9594 | 803.3738 | 837.7273 | 877.6656 | 922.9784 | 971.8573 | 1020.5221 | 1072.6769 | 1127.6241 | 1173.0294 | 1220.1899 | 1268.4534 | 1318.4482 | 1369.9956 | 1423.211 | 1477.799 | 1534.5452 | 1592.6289 | 1651.2644
Aggregated embedded energy storages (small-scale batteries, MWh)
Amount of energy generated by aggregated battery installations by NEM region.
Slow Change
| 2019-20 | 2020-21 | 2021-22 | 2022-23 | 2023-24 | 2024-25 | 2025-26 | 2026-27 | 2027-28 | 2028-29 | 2029-30 | 2030-31 | 2031-32 | 2032-33 | 2033-34 | 2034-35 | 2035-36 | 2036-37 | 2037-38 | 2038-39 | 2039-40 | 2040-41 | 2041-42 | 2042-43 | 2043-44 | 2044-45 | 2045-46 | 2046-47 | 2047-48 | 2048-49 | 2049-50
NSW | 82.1106 | 86.8709 | 100.9208 | 94.7838 | 88.4637 | 85.488 | 80.1677 | 72.9146 | 66.9034 | 60.4263 | 55.1469 | 49.949 | 56.2466 | 68.7983 | 83.2421 | 96.4471 | 109.6415 | 120.5287 | 132.4221 | 147.0868 | 164.3915 | 175.0361 | 184.715 | 193.4293 | 201.296 | 208.192 | 214.3688 | 217.7374 | 221.281 | 225.1517 | 226.7948
QLD | 35.8481 | 37.2671 | 40.7387 | 38.4942 | 36.0513 | 35.5812 | 34.4944 | 32.9741 | 30.2033 | 27.2963 | 25.4654 | 22.5492 | 24.892 | 31.4899 | 37.9605 | 45.0953 | 51.6331 | 56.7637 | 62.1092 | 69.1143 | 78.0157 | 83.7001 | 88.9913 | 93.8856 | 98.4361 | 102.563 | 106.3942 | 108.723 | 111.2324 | 114.0017 | 115.431
SA | 63.6324 | 127.6885 | 126.4431 | 106.7831 | 90.3338 | 70.3303 | 55.0752 | 45.5427 | 38.4183 | 32.9535 | 26.0521 | 22.5451 | 22.3759 | 25.3547 | 28.3588 | 31.3092 | 34.144 | 36.7986 | 39.2345 | 41.4437 | 43.4394 | 45.0812 | 46.4449 | 47.5366 | 48.3921 | 49.0204 | 49.4771 | 49.6864 | 49.8097 | 49.8837 | 49.767
TAS | 5.1593 | 5.3706 | 5.9814 | 5.4406 | 4.9163 | 4.5066 | 4.1383 | 3.659 | 3.3024 | 2.9463 | 2.6356 | 2.372 | 2.6443 | 3.1905 | 3.8462 | 4.5143 | 5.1966 | 5.7962 | 6.3463 | 7.0394 | 7.8347 | 8.2814 | 8.674 | 9.0141 | 9.308 | 9.5504 | 9.7545 | 9.8168 | 9.8873 | 9.973 | 9.9562
VIC | 38.2955 | 40.6531 | 47.0546 | 43.523 | 40.3573 | 38.2039 | 36.8235 | 34.5388 | 31.8388 | 29.9773 | 28.9396 | 27.0004 | 32.0393 | 39.4163 | 48.1526 | 55.6761 | 63.3856 | 69.6972 | 76.8921 | 86.0944 | 97.3095 | 104.1239 | 110.4027 | 116.1443 | 121.4186 | 126.1273 | 130.4342 | 132.8435 | 135.4451 | 138.347 | 139.738
Central
| 2019-20 | 2020-21 | 2021-22 | 2022-23 | 2023-24 | 2024-25 | 2025-26 | 2026-27 | 2027-28 | 2028-29 | 2029-30 | 2030-31 | 2031-32 | 2032-33 | 2033-34 | 2034-35 | 2035-36 | 2036-37 | 2037-38 | 2038-39 | 2039-40 | 2040-41 | 2041-42 | 2042-43 | 2043-44 | 2044-45 | 2045-46 | 2046-47 | 2047-48 | 2048-49 | 2049-50
NSW | 71.0172 | 86.4727 | 105.1462 | 110.9068 | 115.5612 | 174.3762 | 240.9718 | 309.1096 | 386.7457 | 473.9415 | 644.0127 | 687.1544 | 755.2682 | 831.292 | 901.4575 | 1013.6291 | 1165.4018 | 1254.528 | 1350.9602 | 1461.8482 | 1585.4732 | 1649.2198 | 1708.382 | 1765.6442 | 1823.3394 | 1881.007 | 1940.2152 | 1983.6481 | 2034.9418 | 2094.8339 | 2134.0869
QLD | 28.3796 | 35.463 | 43.9137 | 46.7295 | 48.4812 | 75.0198 | 107.1632 | 138.6679 | 177.2454 | 219.171 | 303.3018 | 326.4445 | 356.6983 | 393.7054 | 431.7032 | 484.6059 | 556.5404 | 613.0895 | 660.352 | 721.5294 | 793.1146 | 832.5502 | 870.4489 | 908.3087 | 947.2177 | 986.6456 | 1027.7512 | 1059.6679 | 1097.0943 | 1140.5706 | 1171.597
SA | 43.6118 | 86.3374 | 85.898 | 75.0485 | 66.0595 | 80.4782 | 95.5046 | 110.6611 | 125.7249 | 140.2108 | 161.9889 | 174.3881 | 184.6083 | 194.9634 | 204.8362 | 219.7919 | 243.5758 | 259.3134 | 276.5182 | 296.7117 | 319.8872 | 330.0342 | 340.0769 | 350.2144 | 360.5973 | 370.9169 | 381.6071 | 388.6963 | 397.4691 | 408.0187 | 413.8724
TAS | 4.3209 | 4.9141 | 5.7263 | 5.849 | 5.8773 | 8.8093 | 12.0124 | 15.3226 | 19.0883 | 23.0191 | 31.4375 | 33.5184 | 36.2651 | 40.7158 | 43.8837 | 50.7143 | 59.4309 | 63.9729 | 68.7303 | 74.0087 | 79.7713 | 82.3135 | 84.5623 | 86.7178 | 88.8745 | 90.982 | 93.1357 | 94.4361 | 96.0902 | 98.1379 | 99.0942
VIC | 34.8218 | 40.315 | 47.8297 | 49.98 | 53.0477 | 81.9774 | 116.6916 | 154.5728 | 196.4178 | 240.0013 | 332.6583 | 361.4883 | 394.5208 | 444.3904 | 486.0338 | 571.8853 | 683.0846 | 742.8972 | 809.4905 | 885.0903 | 970.2805 | 1020.9078 | 1066.9742 | 1109.8069 | 1153.0548 | 1196.6709 | 1241.9361 | 1275.6318 | 1315.6684 | 1362.6114 | 1394.037
High DER
| 2019-20 | 2020-21 | 2021-22 | 2022-23 | 2023-24 | 2024-25 | 2025-26 | 2026-27 | 2027-28 | 2028-29 | 2029-30 | 2030-31 | 2031-32 | 2032-33 | 2033-34 | 2034-35 | 2035-36 | 2036-37 | 2037-38 | 2038-39 | 2039-40 | 2040-41 | 2041-42 | 2042-43 | 2043-44 | 2044-45 | 2045-46 | 2046-47 | 2047-48 | 2048-49 | 2049-50
NSW | 298.19 | 532.8 | 686.4102 | 737.7842 | 941.4417 | 1147.7872 | 1381.4232 | 1707.16 | 1981.6663 | 2616.7952 | 3522.9932 | 4263.3897 | 4782.3002 | 4995.7198 | 5255.2825 | 5709.4356 | 5984.5127 | 6114.5837 | 6257.3821 | 6286.7637 | 6462.2113 | 6840.1229 | 6995.1224 | 6918.792 | 6792.4215 | 6641.7102 | 6474.4266 | 6294.8483 | 6204.8856 | 6102.2398 | 5901.6573
QLD | 332.21 | 575.57 | 789.4412 | 911.9536 | 1245.28 | 1640.9424 | 2011.7309 | 2290.0707 | 2347.4723 | 2493.1807 | 2749.5051 | 3335.2559 | 3969.5651 | 4202.182 | 4384.6515 | 4618.38 | 4723.4356 | 5052.5109 | 5502.4201 | 5616.4075 | 5672.9116 | 5744.5339 | 5752.1384 | 5777.798 | 5738.3535 | 5664.1796 | 5604.6574 | 5516.4427 | 5350.7031 | 5229.7407 | 5196.8194
SA | 388.51 | 613.055 | 769.0599 | 799.6441 | 988.0782 | 1199.9294 | 1336.6967 | 1523.7746 | 1577.2278 | 1563.1209 | 1576.1966 | 1632.6131 | 1695.6675 | 1672.5118 | 1714.2722 | 1781.6586 | 1770.6679 | 1798.1719 | 1832.365 | 1837.0777 | 1792.2922 | 1710.5732 | 1675.6988 | 1716.2352 | 1720.2684 | 1642.9919 | 1566.3257 | 1490.9165 | 1422.0372 | 1353.4016 | 1283.0887
TAS | 48.665 | 81.47 | 97.5849 | 87.7046 | 98.0762 | 120.9758 | 135.0421 | 138.5843 | 139.8611 | 140.4785 | 173.7558 | 229.7078 | 280.0964 | 313.6805 | 320.6774 | 320.829 | 321.8174 | 347.0041 | 360.2905 | 354.4832 | 357.3383 | 370.0067 | 383.8117 | 379.5648 | 376.3021 | 375.7807 | 417.7986 | 463.3145 | 460.6946 | 444.4647 | 436.0043
VIC | 190.655 | 306.95 | 428.3561 | 510.8511 | 670.9561 | 975.6672 | 1268.6263 | 1449.9915 | 1564.8706 | 1997.4521 | 2644.3002 | 2943.19 | 3158.7131 | 3579.7026 | 3853.6305 | 4030.8525 | 4184.7103 | 4138.6504 | 4271.519 | 4395.5454 | 4267.3688 | 4210.7869 | 4188.793 | 4097.8634 | 4131.6846 | 4284.7305 | 4360.7192 | 4282.6904 | 4353.0359 | 4503.5061 | 4458.6058
Fast Change
| 2019-20 | 2020-21 | 2021-22 | 2022-23 | 2023-24 | 2024-25 | 2025-26 | 2026-27 | 2027-28 | 2028-29 | 2029-30 | 2030-31 | 2031-32 | 2032-33 | 2033-34 | 2034-35 | 2035-36 | 2036-37 | 2037-38 | 2038-39 | 2039-40 | 2040-41 | 2041-42 | 2042-43 | 2043-44 | 2044-45 | 2045-46 | 2046-47 | 2047-48 | 2048-49 | 2049-50
NSW | 152.8319 | 191.2434 | 245.097 | 286.0373 | 328.7124 | 374.2829 | 503.5691 | 734.3025 | 1036.7506 | 1408.2592 | 1889.7271 | 2283.2779 | 2664.9026 | 2914.7562 | 3154.5787 | 3399.8927 | 3722.3933 | 4009.6112 | 4264.0596 | 4521.7194 | 4806.0374 | 4946.1112 | 5083.4247 | 5221.4869 | 5363.8059 | 5506.5187 | 5655.7342 | 5758.4488 | 5885.2996 | 6038.557 | 6128.5116
QLD | 75.7573 | 97.3272 | 125.6885 | 147.8365 | 171.4177 | 197.5294 | 271.1778 | 403.7394 | 579.4123 | 786.8906 | 1065.8226 | 1254.7569 | 1444.5848 | 1630.2659 | 1775.9013 | 1946.0029 | 2136.4463 | 2299.5044 | 2450.5924 | 2623.7327 | 2827.6443 | 2940.7994 | 3055.3181 | 3172.2926 | 3294.3952 | 3420.4231 | 3553.9346 | 3657.4879 | 3781.6318 | 3928.9171 | 4033.1613
SA | 88.9645 | 174.7155 | 174.3543 | 159.0586 | 143.8905 | 128.0244 | 147.9197 | 195.7284 | 262.8548 | 365.1133 | 460.8881 | 529.9685 | 598.1467 | 638.0587 | 684.9647 | 741.5603 | 817.4964 | 884.3657 | 933.8785 | 984.4802 | 1041.3618 | 1065.6933 | 1089.7087 | 1113.703 | 1138.525 | 1163.3632 | 1189.2494 | 1203.7928 | 1223.4854 | 1248.7105 | 1259.3202
TAS | 9.9916 | 11.4632 | 14.2934 | 15.8334 | 17.647 | 20.0483 | 26.4908 | 38.3966 | 54.4653 | 76.3837 | 103.0232 | 123.4004 | 141.0414 | 151.5251 | 163.7257 | 177.492 | 195.751 | 211.3183 | 223.2813 | 235.0697 | 247.2586 | 251.7818 | 256.0906 | 260.2693 | 264.5605 | 268.7248 | 273.0073 | 274.6748 | 277.4385 | 281.3662 | 282.085
VIC | 75.8549 | 95.5039 | 122.27 | 141.1077 | 163.1933 | 187.462 | 255.9523 | 376.5873 | 546.0667 | 785.3896 | 1096.9597 | 1381.4976 | 1671.5192 | 1859.0195 | 2018.0721 | 2210.7211 | 2469.3538 | 2701.4602 | 2902.4865 | 3108.1604 | 3334.1502 | 3449.3252 | 3563.0585 | 3678.6468 | 3799.2227 | 3922.2097 | 4051.7147 | 4143.6127 | 4256.5914 | 4392.8017 | 4476.377
Step Change
| 2019-20 | 2020-21 | 2021-22 | 2022-23 | 2023-24 | 2024-25 | 2025-26 | 2026-27 | 2027-28 | 2028-29 | 2029-30 | 2030-31 | 2031-32 | 2032-33 | 2033-34 | 2034-35 | 2035-36 | 2036-37 | 2037-38 | 2038-39 | 2039-40 | 2040-41 | 2041-42 | 2042-43 | 2043-44 | 2044-45 | 2045-46 | 2046-47 | 2047-48 | 2048-49 | 2049-50
NSW | 269.3352 | 402.6001 | 619.6868 | 782.9513 | 1449.2325 | 2444.056 | 2719.2149 | 2940.2612 | 3088.6035 | 3248.5855 | 3428.4803 | 3577.6309 | 3709.7638 | 3832.3485 | 3957.1703 | 4092.8258 | 4253.8085 | 4424.6706 | 4592.9769 | 4773.6853 | 4962.1248 | 5101.9803 | 5243.0537 | 5386.9606 | 5533.134 | 5679.9471 | 5828.0261 | 5969.1431 | 6113.8367 | 6262.1347 | 6398.2916
QLD | 134.6195 | 206.2913 | 319.2137 | 405.6755 | 756.7966 | 1291.5933 | 1446.9525 | 1576.9556 | 1670.259 | 1771.1642 | 1883.8608 | 1984.879 | 2076.9362 | 2167.401 | 2260.0415 | 2363.2116 | 2478.5446 | 2602.1221 | 2729.9154 | 2869.4474 | 3019.0356 | 3144.7649 | 3275.0376 | 3409.2114 | 3546.1554 | 3684.8864 | 3828.0072 | 3972.602 | 4122.8331 | 4277.2545 | 4426.8529
SA | 111.569 | 218.8696 | 220.444 | 252.0252 | 457.4424 | 727.7813 | 800.9212 | 858.2113 | 898.3939 | 942.3588 | 990.2812 | 1029.5959 | 1066.753 | 1103.9186 | 1143.0928 | 1186.6958 | 1236.194 | 1287.1963 | 1335.0529 | 1385.3024 | 1438.3367 | 1480.1602 | 1521.9048 | 1560.6555 | 1597.2877 | 1632.4175 | 1666.0356 | 1692.1335 | 1718.0768 | 1744.3147 | 1760.2038
TAS | 18.2925 | 26.8174 | 40.4176 | 47.4364 | 77.4425 | 124.5034 | 137.7511 | 148.2824 | 155.1495 | 162.5928 | 170.8789 | 177.823 | 183.714 | 189.4424 | 195.2418 | 202.1038 | 210.1581 | 218.7855 | 227.1844 | 236.0566 | 245.331 | 252.416 | 259.6097 | 266.9044 | 274.3168 | 281.7496 | 289.1044 | 296.1736 | 302.9845 | 309.5614 | 314.9556
VIC | 133.9828 | 201.5234 | 311.2971 | 395.8136 | 732.6137 | 1246.7849 | 1393.3911 | 1515.0154 | 1601.425 | 1695.945 | 1800.5728 | 1904.3296 | 1999.4153 | 2086.1782 | 2175.4663 | 2279.1599 | 2397.0153 | 2523.95 | 2650.3356 | 2785.6828 | 2928.2477 | 3046.3798 | 3169.0618 | 3294.6012 | 3424.6418 | 3558.7202 | 3697.1346 | 3839.022 | 3986.5567 | 4137.6146 | 4290.0089
Aggregation trajectories (MW)
| 2019-20 | 2020-21 | 2021-22 | 2022-23 | 2023-24 | 2024-25 | 2025-26 | 2026-27 | 2027-28 | 2028-29 | 2029-30 | 2030-31 | 2031-32 | 2032-33 | 2033-34 | 2034-35 | 2035-36 | 2036-37 | 2037-38 | 2038-39 | 2039-40 | 2040-41 | 2041-42 | 2042-43 | 2043-44 | 2044-45 | 2045-46 | 2046-47 | 2047-48 | 2048-49 | 2049-50
Slow Change | 86.8335 | 114.834 | 123.7906 | 111.3997 | 100.2505 | 90.2038 | 81.1682 | 73.0451 | 65.7371 | 59.1614 | 53.2384 | 47.9136 | 53.2156 | 64.784 | 77.6065 | 89.7257 | 101.6436 | 111.4938 | 122.0501 | 135.0503 | 150.5264 | 160.2391 | 169.0945 | 177.0959 | 184.35 | 190.743 | 196.5095 | 199.7382 | 203.147 | 206.8837 | 208.5539
Central | 70.2766 | 97.7119 | 111.1822 | 111.1619 | 111.3446 | 162.0266 | 220.4308 | 280.5031 | 348.6263 | 422.2362 | 567.3763 | 609.6628 | 665.3277 | 733.8022 | 796.556 | 901.5768 | 1042.9576 | 1129.9008 | 1219.3431 | 1324.5535 | 1443.7144 | 1507.7894 | 1567.5961 | 1625.4473 | 1684.1121 | 1743.0625 | 1804.0436 | 1849.3038 | 1902.9156 | 1965.6295 | 2007.4945
High DER | 1075.515 | 1793.2 | 2401.167 | 2709.7346 | 3558.2527 | 4606.0931 | 5529.105 | 6330.3696 | 6815.8555 | 7779.6572 | 9094.7507 | 10342.0975 | 11398.5795 | 12119.1561 | 12842.0786 | 13640.5701 | 14245.3348 | 14804.015 | 15524.2171 | 16054.7135 | 16478.8713 | 17016.3563 | 17542.0791 | 17883.6664 | 18099.0451 | 18333.7328 | 18521.0094 | 18560.255 | 18608.1421 | 18669.9901 | 18607.3227
Fast Change | 155.6238 | 219.7936 | 262.6772 | 288.8796 | 317.7073 | 349.414 | 464.0232 | 673.2955 | 954.5842 | 1317.3425 | 1777.0522 | 2145.3433 | 2510.1755 | 2769.7011 | 3002.3652 | 3263.9071 | 3597.2049 | 3891.8516 | 4149.2627 | 4418.639 | 4720.5761 | 4873.4711 | 5025.0557 | 5178.5511 | 5337.9236 | 5499.8408 | 5670.0924 | 5791.29 | 5940.1349 | 6119.4736 | 6231.0172
Step Change | 257.4481 | 406.78 | 581.8163 | 725.1661 | 1336.8243 | 2245.332 | 2500.8022 | 2708.9941 | 2853.5455 | 3010.3585 | 3185.2047 | 3339.507 | 3479.1309 | 3611.1014 | 3746.4428 | 3897.8061 | 4071.5079 | 4256.7193 | 4441.052 | 4639.3588 | 4848.5725 | 5014.8771 | 5185.1658 | 5358.0513 | 5533.8334 | 5711.5271 | 5892.454 | 6069.7325 | 6252.5147 | 6439.6185 | 6616.4022
Aggregation trajectory

## Scenario Policy Settings
Go to Assumptions Summary
Renewable Policy Settings
Renewable Policy Setting across the five scenarios.
Policy | Slow Change | Central | Fast change | High DER | Step Change
26% reduction in emissions by 2030 (NEM) | ü | ü | ü | ü | ü
VRET – 40% by 2025 | ü | ü | ü | ü | üü
VRET – 50% by 2030 | X | ü | X | ü | üü
QRET – 50% by 2030 | X | ü | X | ü | üü
NSW Transmission Infrastructure Strategy | X | ü | X | ü | üü
Snowy 2.0 | ü | ü | ü | ü | ü
Battery of the Nation | * | * | * | * | *
Current DER and EE policies | ü | ü | ü | üü | üü
NEM carbon budget | X | X | ü | X | üü
Note:
ü - indicates that this setting will be included in the scenario
X - indicates that this setting will be excluded from the Scenario
* - indicates that the setting will not be included in the scenario as a required setting, but the project may be selected through the modelling process
üü - indicates that the existing policy is included at a minimum, but volume likely to be exceeded based on scenario narrative.

## Renewable Policy Targets
Go to Assumptions Summary
Federal Large-scale Renewable Energy Target
Note: Small scale renewable energy policies (such as SRES) is captured within the DER forecasts.
Financial year | Australia-wide LRET Target (GWh) | Base NEM Target (including grandfathered hydro) (GWh) | GreenPower (GWh) | Desalination (GWh) | Effective Target (GWh) | Penalty Price ($/MWh)1
2019-20 | 32547 | 41537.6 | 469.8 | 101.9 | 42109.3 | 92.8571
2020-21 | 33425 | 42269 | 395.2 | 101.2 | 42765.4 | 90.5923
2021-22 | 33000 | 41915 | 332.4 | 101.2 | 42348.6 | 88.3828
2022-23 | 33000 | 41915 | 279.7 | 101.2 | 42295.9 | 86.2271
2023-24 | 33000 | 41915 | 235.3 | 101.4 | 42251.7 | 84.124
2024-25 | 33000 | 41915 | 197.9 | 101.2 | 42214.1 | 82.0722
2025-26 | 33000 | 41915 | 166.5 | 101.2 | 42182.7 | 80.0704
2026-27 | 33000 | 41915 | 140.1 | 101.2 | 42156.3 | 78.1175
2027-28 | 33000 | 41915 | 117.8 | 101.4 | 42134.2 | 76.2122
2028-29 | 33000 | 41915 | 99.1 | 101.2 | 42115.3 | 74.3533
2029-30 | 33000 | 41915 | 83.4 | 101.2 | 42099.6 | 72.5399
1. Penalty price is calculated as an uplift of the $65 nominal penalty adjusted by a 30% corporate tax rate and a 2.5% annual CPI adjustment
Queensland Renewable Energy Target
50% of Queensland electricity consumption to be provided by renewable generation by 2030
The underlying consumption is used as a measure of comparing to the % trajectory - that means that small-scale generation from rooftop PV systems is included within the target.
QRET Implementation
Slow Change | Q400 only
Central | 50% QRET
High DER | 50% QRET
Fast Change | Q400 only
Step Change | 50% QRET
Aggregated embedded energy storages (small-scale batteries, MW)
Financial year | Slow Change | Central | High DER | Fast Change | Step Change
2019-20 | Q400 policy only (400MW build by 2021-22) | - | - | Q400 policy only (400MW build by 2021-22) | -
2020-21 |  | 8% | 8% |  | 8%
2021-22 |  | 12.67% | 12.67% |  | 12.67%
2022-23 |  | 17.33% | 17.33% |  | 17.33%
2023-24 |  | 22% | 22% |  | 22%
2024-25 |  | 26.67% | 26.67% |  | 26.67%
2025-26 |  | 31.33% | 31.33% |  | 31.33%
2026-27 |  | 36% | 36% |  | 36%
2027-28 |  | 40.67% | 40.67% |  | 40.67%
2028-29 |  | 45.33% | 45.33% |  | 45.33%
2029-30 |  | 50% | 50% |  | 50%
Source: AEMO Internal analysis to achieve a 50% renewable contribution of Queensland consumption by 2030
Q400 policy will be modelled as a 300MW new entrant build requirement noting that a number of committed and advanced projects have been identified in the shortlist.
Shortlist: https://www.business.qld.gov.au/industries/mining-energy-water/energy/renewable/projects-queensland/renewables-400
Victorian Renewable Energy Target
New entry renewable capacity required to meet a target of 40% renewable energy generation as a percentage of total Victorian generation by 2025 and 50% renewable energy generation as a percentage of total Victorian generation by 2030
Targets allow for a contribution of DER, lowering large-scale generation requirements.
Victorian renewable energy generation as a percentage of total Victoria generation
Financial year | Slow Change | Central | High DER | Fast Change | Step Change
2024-25 | 40% | 40% | 40% | 40% | 40%
2029-30 | N/A | 50% | 50% | N/A | 50%

## Carbon Budgets
Go to Assumptions Summary
Cumulative Carbon Budgets (DRAFT)
To model emissions reductions, cumulative carbon budgets have been determined to reflect the emissions reduction requirements of each scenario's representative concentration pathway (RCP). This carbon budget applies to the NEM only, for the period 2020 to 2050 (financial years ending).
| Slow Change | Central | High DER | Fast Change | Step Change
Cumulative NEM electricity sector emissions budget to 2050 (Mt CO2-e) | Note 1 | Note 2 | Note 3 | 2207.7594 | 1464.5
This table includes electricity NEM generation emissions only, including that portion of the transport sector that is electrified.
Note 1: The Slow Change scenario will not capture an explicit carbon budget, rather the emissions reductions will be an outcome of existing national energy policies and retirements which consider possible coal life extensions. Retirement outcomes may differ from closure years given extension of life decisions, or earlier closures where examination of operability of the power station identifies technical or economic retirement drivers.
Note 2: The Central scenario will not capture an explicit carbon budget, rather the emissions reductions will be an outcome of existing national energy policies and retirements in accordance with announced closure years (or earlier closures where examination of operability of the power station identities technical or economic retirement drivers). Retirement outcomes determined by the model will primarily be based on total system costs and operability of the power station which will consider a number of influences, such as revenue sufficiency.
Note 3: The High DER scenario will reflect the policy settings of the Central scenario. Emissions reductions may differ from the impact of higher DER installations and affect early closure decisions (in the same way as described in Note 2 above)

## Interconnector Capability
Go to Assumptions Summary
Interconnector Transfer Capability (MW)
|  | Constraints which typically limit transfer in the NEM (Note 1) |  | Worst case approximations for capacity expansion modelling (Note 2)
Interconnector | Forward Direction | Typical Forward Limiting Constraints | Typical Reverse Limiting Constraints | Forward capability Approximation | Reverse Capability Approximation
QNI (Note 3) | NSW to QLD | N>>N-NIL__3_OPENED N^^Q_NIL_B N^^Q_NIL_A N^^Q_NIL_B1, 2, 3, 4, 5, 6 | Q^^NIL_QNI_SRAR Q::N_NIL_AR_2L-G N>N-NIL_DC | 190 - 300 (With Sapphire gen at 0) 455 - 565 (With Sapphire gen at 270 MW) (Note 4) | 1095-1145 (With Sapphire gen at 0) 815 - 915 (With Sapphire gen at 270 MW) (Note 5)
Terranora | NSW to QLD | NQTE_ROC N>N-NIL_LSDU | QNTE_ROC N>N-NIL_MBDU Q>NIL_MUTE_757 N_NIL_TE_B | 50 | 150
VIC-NSW | VIC to NSW | V>>V_NIL_2A_R, V>>V_NIL_2B_R V>>V_NIL1A_R V>>V_NIL_5 V>>N-NIL_HA V^^N_NIL_1 V>>N-NIL_HG N^^N_NIL_1 V::N_NIL_xxx | N^^V_NIL_1 V>>V_NIL_1A V>>V_NIL_1B V>>V_NIL_3 N>>V-NIL_O | 700 | 400
Heywood (Note 6) | VIC to SA | V::S_NIL_MAXG_xxx, V::S_NIL_TBSE_xxx V::N_NIL_xxx V^^S_NIL_MAXG_xxx | V>>V_NIL_2A_R V>>V_NIL_2B_R | 650 | 650
Murraylink (Note 7) | VIC to SA | V>>V_NIL_2A_R V>>V_NIL_2B_R V>>V_NIL1A_R V>>V_NIL_5 V::N_NIL_xxx V^SML_NIL_3 V^^N_NIL_1 S>>NIL_RBTU_WEWT V^SML_NSWRB_2 V>SML_NSWRB_10 | S>V_NIL_NIL_RBNW S>NIL_NIL_NWMH2 V>>V_NIL_3 | 220 | 200
Basslink | TAS to VIC | T_V_NIL_FCSPS V>>V_NIL_2A_R V>>V_NIL_2B_R | V::N_NIL_xxx V_T_NIL_FCSPS V:T_NIL_BL_1 T>>T_NIL_BL_EXP_5F T::T_NIL_3 T::T_NIL_4 T::T_NIL_2 T>>T_NIL_BL_EXP_7C | 478 | 478
Notes
1. The actual transfer capability at any point in time is the result of all constraints invoked at the given time. See https://www.aemo.com.au/Electricity/National-Electricity-Market-NEM/Security-and-reliability/Congestion-information for further details. The actual interconnector limits for historical dispatch intervals and constraints can be found here: https://www.aemo.com.au/Electricity/National-Electricity-Market-NEM/Data/Market-Management-System-MMS/Dispatch
2. This represents worst-case transfer limits at times of peak demand in the receiving region. Time-sequential modelling uses higher thermal limits combined with constraint equations to better capture network conditions impacting flow capability. In real time operation transfer capability is determined by constraint equations.
3. For the purpose of describing limits on the NSW-QLD interconnector, NSW generation connected to the 330 kV network north of Armidale (e.g. Sapphire Wind Farm) is assumed to be located in the Queensland region.
4. QNI forward direction transfer is influenced by amount of load and renewable generation at 132 kV and below between Muswellbrook and Armidale. A nominal range is provided with Terranora interconnector northerly flow of 50 MW. 190 MW transfer limit is applied in capacity expansion modelling.
5. Higher transfer limit represents expected Queensland to New South Wales transfer with improvement in voltage control in the QNI corridor. Powerlink and AEMO actively engaged regarding voltage control and its relation to the operational limit. 1095 MW transfer limit is applied in capacity expansion modelling in the reverse direction.
6. Heywood interconnector currently operates at 600 MW forward capability and 500 MW reverse capability. AEMO and ElectraNet work towards to release the transfer capability to its designed capability of 650 MW in both directions.
7. Forward capability is limited by thermal limitations in the Victorian 220kV transmission network. Reverse capability is limited by thermal limitations in the South Australian 132kV transmission network.

## Augmentation options
Go to Assumptions Summary
Interconnector augmentation options (DRAFT)
The transfer capacities shown in this table are notional limit at the time of high summer demand in the importing region. Tasmania peak demand occurs in winter and notional transfer capacity of VIC-TAS interconnector represents for winter as well.
These transfer capacities are modelled for generation capacity expansion modelling, however interconnector transfer capacities vary with generation dispatch, load and weather conditions.
All cost estimates are indicative and sourced from TNSP's RIT-T publications or AEMO calculation. A ±30% range is applied to cost estimate if a specific range is not provided.
Similar to the present Interconnector capability, the actual transfer limits for the augmentations are determined by constraint equations. Constraint equations specific to the Augmentation options will be investigated through the ISP process.
Interconnector | Option label | Drivers for Project | Project description | Forward Direction | Notional Limit (Note 1) |  | Indicative Cost Estimate ($ millions) (Note 7) | Expected delivery time
[5 empty] | Forward Direction | Reverse Direction
QNI (See note 1) | Do nothing |  | Do nothing | NSW to QLD | 190 - 300 (With Sapphire gen at 0) 455 - 565 (With Sapphire gen at 270 MW) (Note 2) | 1095-1145 (With Sapphire gen at 0) 815 - 915 (With Sapphire gen at 270 MW) (Note 3) | 0 | #N/A
| QNI-Option 1A | Transmission line thermal capability limitation on Liddell-Muswellbrook-Tamworth and Liddell-Tamworth 330 kV lines for QNI northerly flow. Transient stability and voltage collapse limitations for QNI southerly QNI flow. | Uprating of Liddell-Muswellbrook (#83), Muswellbrook-Tamworth (#88) and Liddell-Tamworth (#84) 330 kV lines. Install SVCs at Dumaresq and Tamworth substations or alternative dynamic reactive plants. Install shunt capacitor banks at Tamworth, Armidale and Dumaresq substations. | NSW to QLD | 345 - 450 (With Sapphire gen at 0) 605 - 715 (With Sapphire gen at 270 MW) (Note 2) | 1310 (With Sapphire gen at 0) 1060 (with Sapphire gen at 270 MW) (Note 3) | 100-185 (Note 12) | Sep 2022
| QNI-Option 1C | Transient stability and voltage collapse limitations for QNI southerly QNI flow. | Install SVCs at Dumaresq and Tamworth substations or alternative dynamic reactive plants. Install shunt capacitor banks at Tamworth, Armidale and Dumaresq substations. | NSW to QLD | 190 - 300 (With Sapphire gen at 0) 455 - 565 (With Sapphire gen at 270 MW) (Note 2) | 1310 (With Sapphire gen at 0) 1060 (with Sapphire gen at 270 MW) (Note 3) | 80-150 (Note 12) | Sep 2022
| QNI-Option 1D | Transient stability and voltage collapse limitations for QNI southerly flow. | Augment Sapphire substation to cut into Armidale to Dumaresq 330 kV line (8C) and establish a mid-point substation between Dumaresq and Bulli Creek. | NSW to QLD | 190 - 300 (With Sapphire gen at 0) 455 - 565 (With Sapphire gen at 270 MW) (Note 2) | 1200 - 1290 (with Sapphire gen at 0) 990 - 1045 (With Sapphire gen at 270 MW) (Note 3) | 31 - 59 | Sep 2022
| QNI-Option 2 | Transmission line thermal capability limitation on Liddell-Muswellbrook-Tamworth and Liddell-Tamworth 330 kV lines for QNI northerly flow. For QNI southerly flow: Thermal capability of Tamworth-Armidale, Armidale-Dumaresq, Armidale-Sapphire-Dumaresq and Dumaresq-Bulli Creek 330 kV lines for QNI southerly flow. Transient and voltage collapse limit along QNI path for both northerly and southerly QNI flow. | A new single circuit 330 kV line from NSW to QLD Install a 330 kV single circuit from Liddell to Tamworth to Armidale to Dumaresq to Bulli Creek to Braemar. Install a 330/275 kV 1500 MVA transformer at Braemar. Install static and dynamic reactive plant at Armidale, Liddell, Tamworth, Dumaresq, Bulli Creek and Braemar substations. | NSW to QLD | 1110 | 1970 (With Sapphire gen at 0) 1740 (with Sapphire gen at 270 MW) | 600 - 1110 | 2024-25
| QNI-Option 3A | Transmission line thermal capability limitation on Liddell-Muswellbrook-Tamworth and Liddell-Tamworth 330 kV lines for QNI northerly flow. Thermal capability of Tamworth-Armidale, Armidale-Dumaresq, Armidale-Sapphire-Dumaresq and Dumaresq-Bulli Creek 330 kV lines for QNI southerly flow. Transient and voltage collapse limit along QNI path for southerly QNI flow. | New Armidale-Bulli Creek HVAC at 330 kV Install Armidale-Dumaresq and Dumaresq-Bulli Creek additional new 330 kV double circuit line. Uprate Liddell-Muswellbrook (#83), Muswellbrook-Tamworth (#88) and Liddell-Tamworth (#84) 330 kV lines. Uprate Armidale-Tamworth (#85 & #86) 330 kV lines. | NSW to QLD | 345 - 450 (With Sapphire gen at 0) 605 - 715 (With Sapphire gen at 270 MW) (Note 2) | 1410 (With Sapphire gen at 0) 1395 (with Sapphire gen at 270 MW) | 390 - 730 | 2024-25
| QNI-Option 3B | Project driver same as for QNI-Option 2. New 330 kV double circuit line between Liddell to Braemar This option allows increased QNI transfer capability and potential connection of renewable generation along the existing and new lines. | 330 kV double circuit line between Braemar and Liddell via Uralla Install double circuit 330 kV line from Liddell to Uralla to Sapphire to Dumaresq to Bulli Creek to Braemar. Establish a new 330 kV substation at Uralla (south of Armidale) cutting into existing Armidale-Tamworth 330 kV lines. Augment Sapphire substation to cut into Armidale to Dumaresq 330 kV line 8C. Install a 330/275 kV 1500 MVA transformer at Braemar. Install static and dynamic reactive plant at Uralla, Sapphire, Liddell, Dumaresq, Bulli Creek and Braemar substations. | NSW to QLD | 1545 | 2425 | 1,050 - 1960 | 2025-26
| QNI-Option 3C | Project driver same as for QNI-Option 2. New 500 kV circuits from Bayswater to Uralla and from Wollar to Uralla and a double circuit 330 kV line between Uralla and Braemar. This option allows increased QNI transfer capability and potential connection of renewable generation along the existing and new lines. | 500 kV lines from Bayswater/Wollar to Uralla and 330 kV double circuit line between Uralla and Braemar. Install double circuit 330 kV line from Uralla to Sapphire to Dumaresq to Bulli Creek to Braemar substations. Install a 500 kV single circuit from Uralla to Bayswater and a 500 kV single circuit from Uralla to Wollar. Establish a new 330 kV substation at Uralla (south of Armidale) cutting into existing Armidale-Tamworth 330 kV lines. Install two 500/330 kV transformers at Uralla. Augment Sapphire substation to cut into Armidale to Dumaresq 330 kV line 8C. Install a 330/275 kV 1500 MVA transformer at Braemar. Install static and dynamic reactive plant at Uralla, Sapphire, Dumaresq, Bulli Creek and Braemar substations. | NSW to QLD | 1815 | 2575 | 1,430 - 2650 | 2026-27
| QNI-Option 3D | Project driver same as for QNI-Option 2. New 500 kV circuits from Bayswater in NSW to Western Downs in Queensland via Gunnedah/Narrabri area in an alternative route to the existing QNI route. This option allows increased QNI transfer capability and potential connection of renewable generation along the existing and new lines. | 500 kV HVAC QLD-NSW interconnector Install two single circuits or a double circuit 500 kV line from Wollar to Gunnedah/Narrabri site to west of Dumaresq to Bulli Creek to Western Downs. Install new 330 kV single circuit lines from Gunnedah/Narrabri site to Armidale or Tamworth substation and from west of Dumaresq to Dumaresq substation. Establish new 500/330 kV substations at Gunnedah/Narrabri site and west of Dumaresq. Establish 500/330 kV transformation at Bulli Creek and 500/275 kV transformation at Western Downs. Augment Dumaresq, Armidale Tamworth and Bulli Creek 330 kV substations, Wollar 500/330 kV and Western Downs 275 kV substations. Cut-in second Bayswater-Mt Piper 500 kV line at Wollar. Install static and dynamic reactive plant at Wollar, Gunnedah/Narrabri site, West of Dumaresq, Bulli Creek and Western Downs. | NSW to QLD | 2115 | 2830 | 1,650 - 3,070 | 2026-27
| QNI-Option 2E | Project driver same as for QNI-Option 2. First 500 kV circuit from Wollar in NSW to Western Downs in Queensland via Gunnedah/Narrabri area in an alternative route to the existing QNI route. This option allows increased QNI transfer capability and potential connection of renewable generation along the existing and new lines. | 500 kV HVAC QLD-NSW interconnector (Stage 1) 1x500 kV line from Wollar to Gunnedah/Narrabri site to west of Dumaresq to Bulli Creek to Western Downs. 1x330 kV line from Gunnedah/Narrabri site to Armidale or Tamworth substation. 1x330 kV line from west of Dumaresq to Dumaresq substation. 1x 500/330 kV transformer at Gunnedah/Narrabri site. 1x500/330 kV transformer at west of Dumaresq. 1x500/330 kV transformer at Bulli Creek 2x500/275 kV transformers at Western Downs Cut-in second Bayswater-Mt Piper 500 kV line at Wollar. Install static and dynamic reactive plant at Wollar, Gunnedah/Narrabri site, west of Dumaresq, Bulli Creek and Western Downs. | NSW to QLD | 1230 | 2070 | 1,040 - 1,925 | 2026-27
| QNI-Option 3E | Project driver same as for QNI-Option 2. Second 500 kV circuit from Wollar in NSW to Western Downs in Queensland via Gunnedah/Narrabri area in an alternative route to the existing QNI route. This option allows increased QNI transfer capability and potential connection of renewable generation along the existing and new lines. | 500 kV HVAC QLD-NSW interconnector (Stage 2) QNI Option 2E plus Second 500 kV circuit from Wollar to Gunnedah/Narrabri site to west of Dumaresq to Bulli Creek to Western Downs. Additional new static reactive plan at Wollar, Gunnedah/Narrabri, west of Dumaresq, Bulli Creek and Western Downs and powerflow controllers | NSW to QLD | 2115 | 2830 | 675 - 1,250 | 2031-32
| QNI-Option 4A | Transmission line thermal capability limitation on Liddell-Muswellbrook-Tamworth and Liddell-Tamworth 330 kV lines for QNI northerly flow. For QNI southerly flow: Thermal capability of Tamworth-Armidale, Armidale-Dumaresq, Armidale-Sapphire-Dumaresq and Dumaresq-Bulli Creek 330 kV lines for QNI southerly flow. Transient and voltage collapse limit along QNI path for both northerly and southerly QNI flow. | HVDC back-to-back Install 3x666 MVA HVDC back-to-back converters at Bulli Creek. Install system integrity protection scheme (SIPS) to control transfer through converters to efficiently manage ac transmission asset. | NSW to QLD | 1195 | 1780 | 580 - 1070 | 2023-24
| QNI-Option 4B | Project driver same as for QNI-Option 4A. | HVDC between Mudgeeraba and Lismore Dismantle the Bungalora and Mullumbimby Directlink converter stations. Extend cable to Mudgeeraba 275 kV and Lismore 330 kV substations. Install 2x300 MVA converter stations at Mudgeeraba and Lismore substations. Augment existing substations at Lismore and Mudgeeraba to accommodate converter stations. System Integrity Protection Scheme to control transfer. | NSW to QLD | 765 | 1190 | 420 - 780 | 2024-25
| QNI-Option 4C | Project driver same as for QNI-Option 4A. | HVDC between Western Downs and Bayswater Install 2x1000 MW HVDC VSC bipole half-bridge converter stations at both Wester Down and Bayswater substations. Install 1000 km 500 kV transmission line between Western Downs and Bayswater. Install system integrity protection scheme (SIPS) to control transfer through converters to efficiently manage ac transmission asset. Install static and dynamic reactive plant at Armidale, Tamworth and Dumaresq. | NSW to QLD | 2590 | 2990 | 1,470 - 2,730 | 2025-26
| QNI-Option 5 | Project driver same as for QNI-Option 4A. | Battery energy storage system (BESS) Install a BESS 600 MW at Halys and Liddell 330 kV substations System Integrity Protection Scheme to control power targets | NSW to QLD | 1135 | 1635 | 700 - 1,300 | 2023-24
VIC-NSW | Do nothing |  | Do nothing | VIC-NSW | 700 Snowy to Sydney Power flow < 2700 (Note 4) | 400 | 0 | #N/A
| VIC-NSW Option 1 (Dederang-Lower Tumut path VIC to NSW export) | Transmission line thermal capability limitation on South Morang-Dederang and Upper Tumut-Canberra, Bannaby-Sydney West 330 kV lines. Thermal capability limitation on the South Morang 500/330 kV transformer. | Install a second 500/330 kV 1000 MVA transformer at South Morang. Uprate Dederang-South Morang 330 kV lines and series capacitors. Uprate Canberra-Upper Tumut 330 kV line or flexible power flow controller to increase transfer capacity between Upper Tumut/Lower Tumut and Canberra/Yass cut-set. | VIC-NSW | 870 Snowy to Sydney Power flow < 2870 (Note 4) | 400 | 56 - 105 | Sep 2022
| VIC-NSW Option 3 (Dederang-Jindera-Wagga path) | This option improves NSW to VIC transfer only. Transmission line thermal capacity limitations on Murray-Dederang 330 kV lines and Dederang-South Morang 330 kV lines. | Series compensation on Wodonga-Dederang 330 kV line (50% series compensation). Power flow controller on the Jindera-Wodonga 330 kV line (1000 MVA). Uprate Dederang-South Morang 330 kV lines and series capacitors. Install fourth 330/220 kV 340 MVA transformer at Dederang. 2x150 MVAr 330 kV shunt capacitor banks at Wodonga, Jindera or Wagga. | VIC-NSW | 700 Snowy to Sydney Power flow < 2700 (Note 4) | 700 | 100 - 180 | 2023-24
| VIC-NSW Option 4 | Transmission line thermal capability limitation on South Morang-Dederang, Murray-Upper Tumut, Murray-Lower Tumut, Yass-Marulan, Upper Tumut-Canberra and Bannaby-Sydney West 330 kV lines. Thermal capability limitation on the South Morang 500/330 kV and Dederang 330/220 kV transformers. Voltage stability limit at Wodonga/Jindera. | VIC-NSW Option 1 plus Install new Dederang-Jindera-Wagga-Yass 330 kV single circuit line. Power flow controller on Lower Tumut-Wagga 330 kV line (1000 MVA). Uprate Yass-Marulan 330 kV circuits. Power flow controller on the Bannaby-Sydney West 330 kV line. Install fourth 330/220 kV 340 MVA transformer at Dederang. 2x150 MVAr 330 kV shunt capacitor banks at Wodonga, Jindera or Wagga | VIC-NSW | 1300 Snowy to Sydney Power flow < 3300 (Note 4) | 700 | 485 - 905 | 2025-26
| VIC-NSW Option 5 (South Morang-Murray path) | Transmission line thermal capability limitation on South Morang-Dederang, Dederang-Murray, Murray-Upper Tumut, Murray-Lower Tumut, Yass-Marulan, Upper Tumut-Canberra and Bannaby-Sydney West 330 kV lines. Thermal capability on the South Morang 500/330 kV and Dederang 330/220 kV transformers. Voltage stability limit at Wodonga/Jindera. | VIC-NSW Option 1 plus New Murray-Dederang 330 kV double circuit line. New Dederang-South Morang 330 kV single circuit with series capacitors. Uprate Canberra-Lower Tumut 330 kV circuit. Uprate Canberra-Yass 330 kV circuit. Uprate Yass-Marulan 330 kV circuits. Uprate Murray-Upper Tumut 330 kV line. Uprate Murray-Lower Tumut 330 kV line. Power flow controller on Bannaby-Sydney West 330 kV line. Install fourth 330/220 kV 340 MVA transformer at Dederang. 2x150 MVAr 330 kV shunt capacitor banks at Wodonga, Jindera or Wagga. | VIC-NSW | 1100 Snowy to Sydney Power flow < 3100 (Note 4) | 1400 | 615 - 1,140 | 2025-26
| Humelink | Transmission line thermal capability limitation on the Upper Tumut-Canberra, Lower Tumut-Canberra, Canberra-Yass, Yass-Marulan, Yass-Gullen Range-Crookwell-Bannaby, Marulan-Bannaby and Bannaby-Sydney West 330 kV lines. Voltage stability limit at between Snowy and Bannaby. Provides access to Snowy 2.0. | VIC-NSW Option 1 plus New Wagga-Maragle (Snowy 2.0)-Bannaby-Wagga 500 kV single circuit line. Cut-in Lower Tumut and Upper Tumut 330 kV line at Maragle. 1x500/330 kV 1500 MVA transformer at Wagga. 3x500/330 kV 1500 MVA transformers at Maragle. Power flow controller on Bannaby-Sydney West 330 kV line. HVDC between Snowy/Wagga and Sydney area is an alternative option. Cost estimate represent for ac network option. | VIC-NSW | 870 Snowy to Sydney Power flow < 5100 (Note 4) | 400 | 945 - 1,755 | 2026-27
| Western Victoria renewable integration | Transmission line thermal capability limitation on Horsham-Ararat-Waubra-Ballarat 220 kV line, Ballarat-Moorabool, Moorabool-Geelong 220 kV lines. | Sydenham-North Ballarat 500 kV double circuit line. North Ballarat-Bulgana 220 kV double circuit line. Transfer Waubra Terminal Station connection from Ballarat-Ararat 220 kV line to the one of North Ballarat-Bulgana 220 kV line. Cut-in the existing Ballarat-Moorabool No.2 220 kV line at Elaine Terminal Station. Cut-in the Ballarat-Bendigo 220 kV line at North Ballarat. 2x500/220 kV 1000 MVA transformers at North Ballarat. | Intra-regional augmentation | N/A | N/A | 331 - 615 | 2025
| VIC-NSW Option 5A (South Morang-Murray path) | Transmission line thermal capability limitation on South Morang-Dederang, Dederang-Murray, Murray-Upper Tumut, Murray-Lower Tumut Thermal capability on the South Morang 500/330 kV and Dederang 330/220 kV transformers. Voltage stability limit at Wodonga/Jindera. | Humelink assumed to be in service. New Murray-Dederang 330 kV double circuit line. New Dederang-South Morang 330 kV single circuit with series capacitors. Uprate Murray-Upper Tumut 330 kV line. Uprate Murray-Lower Tumut 330 kV line. Install fourth 330/220 kV 340 MVA transformer at Dederang. One additional 330/220 kV transformer at South Morang (third transformer) Cut-in Rowville–Thomastown 220 kV line at South Morang to form third South Morang–Thomastown 220 kV line. 2x150 MVAr 330 kV shunt capacitor banks at Wodonga, Jindera or Wagga | VIC-NSW | 1250 Snowy to Sydney Power flow < 5100 (Note 4) | 1400 | 570 - 1,060 | 2026-27
| VIC-NSW Option 6 (North Ballarat-Shepparton-Wagga path) | Thermal and stability limitations on the existing VIC-NSW interconnection. A new 500 kV VIC-NSW interconnector from North Ballarat to Shepparton to Wagga. Provides access to renewable generation in Western Victoria, Central North Victoria and Wagga Wagga REZs. | Humelink assumed to be in service. North Ballarat-Shepparton-Wagga 500 kV double circuit line. 2x500/220 kV 1000 MVA transformers at Shepparton. 1x500/330 kV 1500 MVA transformers at Wagga. Power flow controllers on Murray-Upper Tumut, Murray-Lower Tumut and Jindera-Wodonga or Wodonga-Dederang 330 kV lines. Reactive power plant along the route. | VIC-NSW | 2800 Snowy to Sydney power flow < 5100 (Note 4) | 2200 | 940 - 1,730 | 2026-27 (Note 9)
| VIC-NSW Option 7 (Kerang-Darlington path) | Thermal and stability limitations on the existing VIC-NSW interconnection. A new 500 kV VIC-NSW interconnector from North Ballarat to Kerang to Darlington Point to Wagga. Provides access to renewable generation in Western Victoria, Murray, South West NSW and Wagga Wagga REZs. | Humelink assumed to be in place. North Ballarat-Bendigo-Kerang-Darlington Point-Wagga 500 kV double circuit line. 2x500/220 kV 1000 MVA transformers at Bendigo and Kerang. 2x500/330 kV 1500 MVA transformers at Darlington Point and 1x500/330 kV 1500 MVA transformer at Wagga. Power flow controllers on Murray-Upper Tumut, Murray-Lower Tumut and Jindera-Wodonga or Wodonga-Dederang 330 kV lines. Reactive power plant along the route. | VIC-NSW | 2800 Snowy to Sydney power flow < 5100 (Note 4) | 2200 | 1,300 - 2,410 | 2026-27 (Note 9)
| VIC-NSW Option 8 | Project drive same as for VIC-NSW Option 7. An alternative to VIC-NSW Option 7 at 330 kV voltage. | Humelink assumed to be in place. North Ballarat-Kerang-Darlington Point 330 kV double circuit high temperature line. Additional Darlington Point-Wagga 330 kV double circuit line. 2x330/220 kV 600 MVA transformers at Kerang. 2x500/330 kV 1000 MVA transformers at Ballarat. 1x500/330 kV 1500 MVA transformers at Wagga. Power flow controllers on Murray-Upper Tumut, Murray-Lower Tumut and Jindera-Wodonga or Wodonga-Dederang 330 kV lines. Reactive power plant along the route. | VIC-NSW | 2000 Snowy to Sydney power flow < 5100 (Note 4) | 1200 | 1,010 - 1,880 | 2026-27 (Note 9)
| VIC-NSW Option 9 Keranglink, Humelink, South Creek | Project driver same as for VIC-NSW Option 7 and transmission line thermal capacity limitation on Bannaby-Sydney West, Marulan-Dapto, Dapto-Sydney South, Avon-Macarthur and Dapto-Avon. Humelink extends from Bannaby to South Creek. | Humelink assumed to be in place. VIC-NSW Option 7 plus Establish a new 500/330 kV substation at South Creek A new 500 kV single circuit from Bannaby to South Creek 2x500/330 kV 1500 MVA transformers at South Creek 1x500/330 kV 1500 MVA transformer at Bannaby A new 330 kV circuit from South Creek to Sydney West Cut-in Sydney West-Bayswater 330 kV line at South Creek Cut-in Sydney West-Regentville 330 kV line at South Creek | VIC-NSW | 3000 Snowy to Sydney power flow < 5600 (Note 4) | 2200 | 1,640 - 3,050 | 2026-27 (Note 9)
| VIC-NSW Option 10 | Project drive same as for VIC-NSW Option 9 and transmission line thermal capacity limitation between Wagga and Bannaby and, Snowy and Bannaby. Another 500 kV circuit from Snowy to Bannaby added to VIC-NSW Option 9. | VIC-NSW Option 9 plus Second 500 kV circuit from Maragle to Bannaby | VIC-NSW | 3000 | 2200 | 1,710 -3,160 | 2026-27
| VIC-NSW Option 11 HVDC | Project driver same as for VIC-NSW Option 7. | HVDC line between Sydenham (VIC) and South Creek (NSW) 2x1000 MW HVDC VSC bi-pole transmission lines from Sydenham to Snowy 2.0. 2x1000 MW HVDC VSC bi-pole transmission lines from Snowy 2.0 to South Creek. Two converters at Sydenham. Two converters at Snowy 2.0 for VIC side HVDC. Two converters at Snowy 2.0 for NSW side HVDC. Two converters at South Creek. Two 500 kV lines between VIC side HVDC and NSW side HVDC converter stations at Snowy 2.0. 3x500/330 kV 1500 MVA transformers at Snowy 2.0 Cut-in Lower Tumut and Upper Tumut 330 kV line at Snowy 2.0. Establish a new 500/330 kV substation at South Creek. Cut-in Eraring and Kemps Creek 500 kV circuits at South Creek. 2x500/330 kV 1500 MVA transformers at South Creek. A new 330 kV circuit from South Creek to Sydney West. Cut-in Sydney West-Bayswater 330 kV line at South Creek. Cut-in Sydney West-Regentville 330 kV line at South Creek. | VIC-NSW | 3000 Snowy to Sydney power flow < 5600 (Note 4) | 2400 | TBC | TBC
VIC - SA (Heywood) | Do nothing |  | Do nothing | VIC-SA | 650 | 650 | 0 | #N/A
SA-NSW | SA-NSW South Australia Energy Transformation RIT-T preferred option | Limitation of power transfer capability between South Australia and Victoria and, Victoria and New South Wales on the existing VIC-SA and VIC-NSW interconnectors. | New Robertstown-Buronga-Darlington Point 330 kV double circuit line. An additional 330 kV single circuit from Darlington Point-Wagga. A 220 kV single-circuit line from Buronga to Red Cliffs (using double-circuit towers). 2x275/330 kV transformers at Robertstown. 3x330 kV Phase Shift transformers at Buronga. 2x330/220 kV transformers at Buronga. Turn Robertstown-Para 275 kV line into Tungkillo. Static and dynamic reactive plant at Robertstown, Buronga and Darlington Point. A special protection scheme to detect and manage loss of either interconnection of VIC-SA or NSW-SA. | NSW-SA (VIC-SA) ((NSW/VIC-SA)) | 800 (750) ((1300)) (Note 5) | 800 (750) ((1450)) (Note 6) | 1,070 - 1,990 | Jan 2024
SA-QLD | SA-QLD | A new SA-QLD interconnector to exchange power between the SA and QLD. | 2x700 MW HVDC transmission lines from Davenport (SA) to Western Downs (QLD) via Broken Hill (NSW). HVDC converter stations at Davenport and Western Downs. A HVDC converter station at Broken Hill to enable connection of generators | QLD-SA | 700 | 700 | 1,385 - 2,575 | TBD
VIC-TAS | Do nothing |  | Do nothing | TAS to VIC | 478 | 478 |  | #N/A
| VIC-TAS Option 1 | 1x600 MW additional VIC-TAS interconnector to exchange power between Tasmania and mainland. | A 600 MW monopole high voltage direct current (HVDC link) between Burnie area in Tasmania and Latrobe Valley in Victoria. HVDC converter stations in Burnie area and Latrobe Valley area. A 220 kV double circuit line from Burnie area to Sheffield. A 220 kV double circuit line from Sheffield to Palmerston. A 500 kV line from converter station at Latrobe Valley to Hazelwood Terminal Station. | TAS to VIC | 1078 | 978 without pumped hydro 1078 with pumped hydro load > 100 MW | 1,085 - 2,015 | 2026-27
| VIC-TAS Option 2 | 2x600 MW additional VIC-TAS interconnector to exchange power between Tasmania and mainland. | A 2x600 MW HVDC link between Burnie area in Tasmania and Latrobe Valley in Victoria. HVDC converter stations in Burnie area and Latrobe Valley area. A 220 kV double circuit line from Burnie area to Sheffield. A 220 kV double circuit line from Hampshire to Burnie area. A 220 kV double circuit line from Hampshire to Staverton. 220 kV switching stations at Staverton. Cut-in two Sheffield-Mersey Forth double circuit 220 kV lines at Staverton. A 220 kV double circuit line from Sheffield to Palmerston. A 500 kV line from converter station at Latrobe Valley to Hazelwood Terminal Station. | TAS to VIC | 1678 | 1578 without pumped hydro 1678 with pumped hydro load > 100 MW | 1,820 - 3,385 | 2029-30
| VIC-TAS Option 3 | 1x750 MW additional VIC-TAS interconnector to exchange power between Tasmania and mainland. | A 750 MW monopole high voltage direct current (HVDC link) between Burnie area in Tasmania and Latrobe Valley in Victoria. HVDC converter stations in Burnie area and Latrobe Valley area. A 220 kV double circuit line from Burnie area to Sheffield. A 220 kV double circuit line from Sheffield to Palmerston. A 500 kV connection from converter station at Latrobe Valley to Hazelwood Terminal Station. | TAS to VIC | 1228 | 978 without pumped hydro 1228 with pumped hydro load > 250 MW | 1,150 - 2,130 | 2026-27
| VIC-TAS - Option 4 | 2x750 MW additional VIC-TAS interconnector to exchange power between Tasmania and mainland. | A 2x750 MW HVDC link between Burnie area in Tasmania and Latrobe Valley in Victoria. HVDC converter stations in Burnie area and Latrobe Valley area. A 220 kV double circuit line from Burnie area to Sheffield. A 220 kV double circuit line from Hampshire to Burnie area. A 220 kV double circuit line from Hampshire to Staverton. 220 kV switching station at Staverton. Cut-in two Sheffield-Mersey Forth double circuit 220 kV lines at Staverton. A 220 kV double circuit line from Sheffield to Palmerston. A 500 kV connection from converter station at Latrobe Valley to Hazelwood Terminal Station. | TAS to VIC | 1978 | 1728 without pumped hydro 1978 with pumped hydro load > 250 MW | 1,935 - 3,590 | 2029-30
Notes:
1. | For the purpose of describing limits on the NSW-QLD interconnector (QNI), NSW generation connected to the 330 kV network north of Armidale (e.g. Sapphire Wind Farm) is assumed to belong to the Queensland region.
2. | QNI forward direction transfer is influenced by amount of load and renewable generation at 132 kV and below between Muswellbrook and Armidale. A nominal range is provided with Terranora interconnector northerly flow of 50 MW.
3. | QNI reverse direction - Higher transfer limit represents expected Queensland to New South Wales transfer with improvement in voltage control in the QNI corridor.
4. | Vic to NSW forward direction transfer is influenced by generation in Snowy region and transfer from SA to NSW. To maintain the transfer within the network capability a cut-set limit of Snowy to Sydney flow is defined as
VIC to NSW forward direction flow + NSW to SA reverse direction flow + Upper/Lower Tumut generation + Snowy 2.0 generation
5. | With a second SA interconnector to Eastern States, VIC-SA Heywood transfer limit would be raised. This is given within brackets ( )
6. | Values in double bracket (( )) represent the total transfer level with the existing VIC-SA Heywood interconnector and a new SA interconnector to Eastern States.
7. | For the purpose of expansion modelling, the middle value of the cost estimate range is used.
8. | A 1% of capital cost is assumed as Operation and Maintenance cost of each of the interconnector options.
9. | This option cannot be selected earlier than Humelink
10. | VNI Options 6,7,8,9 and 10 assumes Sydenham-North Ballarat 500 kV double circuit line and two 500/220 kV transformers at North Ballarat will be in place as part of Western Victoria renewable integration project.
11. | With the introduction of Marinuslink, the capacities of the following generators increase by: 100 MW across the west coast, 130 MW for Tarraleah and 90 MW capacity for Gordon.
12 | The PADR 'Expanding NSW-QLD transmission transfer capacity' provided updated cost estimates, increasing QNI option 1A to $122M-$228M , and QNI option 1C to $100M-$185M. These updates are reflected in the draft report, but given the timing they were not incorporated in the draft modelling. The final ISP modelling will include the revised values. See : https://www.powerlink.com.au/sites/default/files/2019-09/Expanding%20NSW-QLD%20Transmission%20Transfer%20Capacity%20PADR%20%E2%80%93%20PADR%20Full%20Report.pdf

## Proportioning factors
Go to Assumptions Summary
Proportioning Factors for Inter-Regional Losses (DRAFT)
Losses due to interconnector flow are assigned asymmetrically to regions either side of the interconnector1
Existing Interconnectors
Interconnector | Interconnector | From region | From region loss proportion | To region loss proportion
Queensland - New South Wales (QNI) | NSW1-QLD1 | NSW1 | 0.56 | 0.44
Victoria - New South Wales (VNI) | VIC1-NSW1 | VIC1 | 0.54 | 0.46
Tasmania - Victoria (Basslink) | T-V-MNSP1 | TAS1 | 0.5 | 0.5
Victoria - South Australia (Heywood) | V-SA | VIC1 | 0.73 | 0.27
Victoria - South Australia (Murraylink) | V-S-MNSP1 | VIC1 | 0.73 | 0.27
Queensland - New South Wales (Terranora) | N-Q-MNSP1 | NSW1 | 0.54 | 0.46
1. For derivation of loss factors for existing interconnectors, see Regional Boundaries and Marginal Loss Factors for the 2018-19 Financial Year
Interconnector Augmentation Options
Option label | Existing Interconnector | Modelled as | From region | From region loss proportion | To region loss proportion
QNI-Option 1A | NSW1-QLD1 | Upgrade | NSW1 | 0.56 | 0.44
QNI-Option 1C |  | Upgrade | NSW1 | 0.56 | 0.44
QNI-Option 1D |  | Upgrade | NSW1 | 0.56 | 0.44
QNI-Option 2 |  | Upgrade | NSW1 | 0.52 | 0.48
QNI-Option 3A |  | Upgrade | NSW1 | 0.56 | 0.44
QNI-Option 3B |  | Upgrade | NSW1 | 0.5 | 0.5
QNI-Option 3C |  | Upgrade | NSW1 | 0.49 | 0.51
QNI-Option 3D |  | Upgrade | NSW1 | 0.49 | 0.51
QNI-Option 4A |  | Upgrade | NSW1 | 0.83 | 0.17
QNI-Option 4B |  | Upgrade | NSW1 | 0.49 | 0.51
QNI-Option 4C |  | Upgrade | NSW1 | 0.65 | 0.35
QNI-Option 5 |  | Upgrade | NSW1 | 0.56 | 0.44
VIC-NSW Option 1 (Dederang-Lower Tumut path VIC to NSW export) | VIC1-NSW1 | Upgrade | VIC1 | 0.54 | 0.46
VIC-NSW Option 3 (Dederang-Jindera-Wagga path) |  | Upgrade | VIC1 | 0.54 | 0.46
VIC-NSW Option 4 |  | Upgrade | VIC1 | 0.55 | 0.45
VIC-NSW Option 5 (South Morang-Murray path) |  | Upgrade | VIC1 | 0.59 | 0.41
VIC-NSW Option 5A (South Morang-Murray path) |  | Upgrade | VIC1 | 0.43 | 0.57
VIC-NSW Option 6 (Bendigo-Wagga path) |  | Upgrade | VIC1 | 0.65 | 0.35
VIC-NSW Option 7 (Kerang-Darlington path) |  | Upgrade | VIC1 | 0.61 | 0.39
VIC-NSW Option 8 |  | Upgrade | VIC1 | 0.49 | 0.51
VIC-NSW Option 9 |  | Upgrade | VIC1 | 0.63 | 0.37
VIC-NSW Option 10 |  | Upgrade | VIC1 | 0.54 | 0.46
VIC-NSW Option 11 |  | Upgrade | VIC1 | 0.22 | 0.78
SA-NSW (South Australia Energy Transformation RIT-T preferred option) | SA1-NSW1 (Note 2) | Upgrade | VIC1 | 0.63 | 0.37
SA-NSW (South Australia Energy Transformation RIT-T preferred option) |  | New Object | SA1 | 0.46 | 0.54
SA-QLD | SA-QLD | New Object | SA1 | 0.5 | 0.5
VIC-TAS Option 1 | N/A | New Object | TAS1 | 0.5 | 0.5
VIC-TAS Option 2 |  | New Object | TAS1 | 0.5 | 0.5
VIC-TAS Option 3 |  | New Object | TAS1 | 0.5 | 0.5
VIC-TAS Option 4 |  | New Object | TAS1 | 0.5 | 0.5
Note 1. These have been calculated by performing load flow studies to approximate the loss equation using a similar to the approach in Regional Boundaries and Marginal Loss Factors for the 2018-19 Financial Year
Note 2. The SA-NSW interconnector is modelled as an expansion of V-SA for ST simulations, and modelled as a new SA-NSW interconnector for expansion planning (i.e. IM and D-LT simulations). See section 3.6.4 of 2019-20 Inputs and Assumptions Final Report for further details

## Maximum capacity
Go to Assumptions Summary
Generator nameplate capacity
Max Capacities of each existing and committed generating unit are based on August 2019 Generation Information. These values describe the nameplate capacity for the purpose of calculating operational costs. The operation/dispatch of the generation unit will be influenced by the seasonal ratings and not the below nameplate capacities.
https://www.aemo.com.au/Electricity/National-Electricity-Market-NEM/Planning-and-forecasting/Generation-information
Existing generators |  |  | Committed Projects 1 |  |  |  | Advanced VRET Projects 2 |  |  |  | Existing and Committed Battery storage Projects
Generator | Region | Installed capacity (MW) | Generator | Region | Installed capacity (MW) | Commissioning date | Generator | Region | Installed capacity (MW) | Indicative commissioning date2 | Storage | Region | Installed capacity (MW) | Energy (MWh) | Indicative commissioning date
Bayswater | NSW | 2640 | Barker Inlet Power Station | SA | 210 | 2019-11-01 | Carwarp Solar Farm stage 1 | VIC | 100 | 2020-01-01 | Hornsdale Power Reserve Unit 1 | SA | 100 | 122 | In service
Eraring | NSW | 2880 | Coopers Gap Wind Farm | QLD | 452.89 | 2020-04-01 | Winton Solar Farm | VIC | 85 | 2020-01-01 | Dalrymple North BESS | SA | 30 | 8 | In service
Liddell | NSW | 2000 | Kennedy Energy Park Wind Farm | QLD | 43.2 | 2019-08-01 | Mortlake South Wind Farm | VIC | 157.5 | 2020-07-01 | Ballarat Energy Storage System | VIC | 30 | 30 | In service
Mt Piper | NSW | 1320 | Crowlands Wind Farm | VIC | 79.95 | 2019-07-01 | Berrybank Wind Farm | VIC | 180.6 | 2020-09-01 | Bulgana Green Power Hub - BESS | VIC | 20 | 34 | 2019-08-01
Vales Point B | NSW | 1320 | Cattle Hill Wind Farm | TAS | 153.6 | 2020-01-01 | 2. Successful projects for the Victorian Renewable Energy Auction Scheme (VREAS) as announced on Tuesday 11 September, 2018. |  |  |  | Gannawarra Energy Storage System | VIC | 25.33 | 50 | In service
Callide B | QLD | 700 | Granville Harbour Wind Farm | TAS | 111.6 | 2020-04-01 |  |  |  |  | Lincoln Gap BESS | SA | 10 | 10 | 2019-09-01
Callide C | QLD | 900 | Bulgana Green Power Hub - Wind Farm | VIC | 204.4 | 2019-08-01
Gladstone | QLD | 1680 | Cherry Tree Wind Farm | VIC | 57.6 | 2020-06-01
Kogan Creek | QLD | 744 | Dundonnell Wind Farm | VIC | 336 | 2020-07-01
Millmerran | QLD | 852 | Lal Lal Elaine Wind Farm | VIC | 83.6 | 2019-07-01
Stanwell | QLD | 1460 | Lal Lal Yendon Wind Farm | VIC | 144.4 | 2019-07-01
Tarong | QLD | 1400 | Lincoln Gap Wind Farm - stage 2 | SA | 86.4 | 2020-05-01
Tarong North | QLD | 450 | Moorabool Wind Farm | VIC | 320.32 | 2020-06-01
Loy Yang A Power Station | VIC | 2210 | Murra Warra Wind Farm - stage 1 | VIC | 225.7 | 2020-01-01
Loy Yang B | VIC | 1000 | Stockyard Hill Wind Farm | VIC | 531.93 | 2020-05-01
Yallourn W | VIC | 1450 | Bomen Solar Farm | NSW | 121 | 2020-04-01
Colongra | NSW | 724 | Darlington Point Solar Farm | NSW | 274.968 | 2019-12-01
Smithfield Energy Facility | NSW | 184.999 | Molong Solar Farm | NSW | 29.986 | 2020-06-01
Tallawarra | NSW | 440 | Nevertire Solar Farm | NSW | 104.5 | 2019-07-01
Uranquinty | NSW | 664 | Sunraysia Solar Farm | NSW | 228.8 | 2019-10-01
Barcaldine Power Station | QLD | 37 | Bungala Two Solar Farm | SA | 135 | 2020-03-01
Braemar | QLD | 504 | Maryrorough Solar Farm | QLD | 34.5 | 2020-03-01
Braemar 2 Power Station | QLD | 519 | Haughton Solar Farm | QLD | 132.597 | 2019-09-01
Condamine A | QLD | 143.4 | Kennedy Energy Park Solar Farm | QLD | 15 | 2019-08-01
Darling Downs | QLD | 644.5 | Lilyvale Solar Farm | QLD | 100.05 | 2019-09-01
Oakey Power Station | QLD | 282 | Finley Solar Farm | NSW | 162.36 | 2019-10-01
Roma | QLD | 80 | Limondale Solar Farm 1 | NSW | 220 | 2020-05-01
Swanbank E GT | QLD | 385 | Limondale Solar Farm 2 | NSW | 28.98 | 2019-12-01
Yabulu PS | QLD | 160 | Oakey Solar Farm | QLD | 25 | 2019-08-01
Yabulu Steam Turbine | QLD | 84 | Oakey 2 Solar Farm | QLD | 55.64 | 2019-10-01
Yarwun Cogen | QLD | 180 | Rugby Run Solar Farm | QLD | 65 | 2019-11-01
Somerton | VIC | 170 | Yarranlea Solar Farm | QLD | 102.96 | 2019-11-01
Bairnsdale | VIC | 94 | Warwick Solar Farm | QLD | 64.16 | 2020-06-01
Jeeralang A | VIC | 212 | Kiamal Solar Farm stage 1 | VIC | 199.95 | 2019-10-01
Jeeralang B | VIC | 228 | Numurkah Solar Farm | VIC | 112 | 2019-09-01
Laverton North | VIC | 312 | Yatpool Solar Farm | VIC | 94 | 2019-11-01
Mortlake | VIC | 566 | Cohuna Solar Farm | VIC | 31.103 | 2019-11-01
Newport | VIC | 500 | Snowy 2.0 | NSW | 2040 | 2025-03-01
Valley Power | VIC | 300
Hallett GT | SA | 234.34 | 1. Committed project list reflects Generation Information update from August 2019.
Dry Creek GT | SA | 156
Ladbroke Grove | SA | 80
Mintaro GT | SA | 90
Osborne | SA | 180
Pelican Point | SA | 529
Quarantine | SA | 229
Torrens Island A | SA | 480
Torrens Island B | SA | 800
Bell Bay Three | TAS | 120
Tamar Valley Combined Cycle | TAS | 208
Tamar Valley Peaking | TAS | 58
Hunter Valley GT | NSW | 50
Mackay GT | QLD | 34
Mt Stuart | QLD | 423.5
Angaston | SA | 50
Lonsdale | SA | 20.7
Port Lincoln GT | SA | 73.5
Port Stanvac 1 | SA | 57.6
Snuggery | SA | 63
Blowering | NSW | 80
Guthega | NSW | 60
Hume Dam NSW | NSW | 29
Hume Dam VIC | VIC | 29
Shoalhaven | NSW | 240
Upper Tumut | NSW | 616
Tumut 3 | NSW | 1500
Barron Gorge | QLD | 66
Kareeya | QLD | 86.4
Wivenhoe | QLD | 570
Bogong / Mackay | VIC | 302
Dartmouth | VIC | 185
Eildon | VIC | 135
Murray 1 | VIC | 950
Murray 2 | VIC | 552
West Kiewa | VIC | 68
Bastyan | TAS | 79.9
Catagunya / Liapootah / Wayatinah | TAS | 170.1
Cethana | TAS | 85
Devils Gate | TAS | 60
Fisher | TAS | 43.2
Gordon | TAS | 432
John Butters | TAS | 144
Lake Echo | TAS | 32.4
Lemonthyme / Wilmot | TAS | 81.6
Mackintosh | TAS | 79.9
Meadowbank | TAS | 40
Poatina | TAS | 300
Reece | TAS | 231.2
Tarraleah | TAS | 90
Trevallyn | TAS | 93
Tribute | TAS | 82.8
Tungatinah | TAS | 125
Boco Rock Wind Farm | NSW | 113
Bodangora wind farm | NSW | 113.19
Capital wind farm | NSW | 140.7
Crookwell 2 wind farm | NSW | 96.04
Cullerin Range wind farm | NSW | 30
Gullen Range wind farm | NSW | 165.5
Gunning wind farm | NSW | 46.5
Silverton wind farm | NSW | 198.94
Sapphire wind farm | NSW | 270
Taralga wind farm | NSW | 106.8
White Rock Wind Farm - Stage 1 | NSW | 172.48
Woodlawn wind farm | NSW | 48.3
Mount Emerald | QLD | 180.518
Canunda wind farm | SA | 46
Cathedral Rocks wind farm | SA | 66
Clements Gap wind farm | SA | 56.7
Hallett Stage 1 Brown Hill | SA | 94.5
Hallett Stage 2 Hallett Hill | SA | 71.4
Hallett 4 North Brown Hill | SA | 132.3
Hallett 5 The Bluff WF | SA | 52.5
Hornsdale wind farm Stage 1 | SA | 102.4
Hornsdale wind farm Stage 2 | SA | 102.4
Hornsdale wind farm Stage 3 | SA | 112
Lake Bonney 1 wind farm | SA | 80.5
Lake Bonney 2 wind farm | SA | 159
Lake Bonney 3 wind farm | SA | 39
Lincoln Gap Wind Farm - stage 1 | SA | 126
Willogoleche wind farm | SA | 119.36
Mount Millar wind farm | SA | 70
Snowtown wind farm | SA | 98.7
Snowtown S2 Wind Farm - North | SA | 144
Snowtown S2 Wind Farm - South | SA | 126
Starfish Hill wind farm | SA | 33
Waterloo wind farm | SA | 130.8
Wattle Point wind farm | SA | 90.8
Musselroe wind farm | TAS | 168
Woolnorth wind farm | TAS | 140
Ararat wind farm | VIC | 240
Bald Hills wind farm | VIC | 106.6
Challicum Hills wind farm | VIC | 52.5
Kiata wind farm | VIC | 31.05
Macarthur wind farm | VIC | 420
Mortons Lane wind farm | VIC | 19.5
Mt Gellibrand wind farm | VIC | 138.6
Mt Mercer Wind Farm | VIC | 131.2
Oaklands Hill wind farm | VIC | 67.2
Portland wind farm | VIC | 151.7
Salt Creek wind farm | VIC | 54
Waubra wind farm | VIC | 192
Yambuk wind farm | VIC | 30
Yaloak South wind farm | VIC | 28.7
Broken Hill Solar Plant | NSW | 53
Beryl solar farm | NSW | 98.4
Coleambally solar farm | NSW | 150.3
Gullen Range solar farm | NSW | 10
Manildra solar farm | NSW | 50
Moree solar farm | NSW | 56
Nyngan Solar Plant | NSW | 102.025
Parkes solar farm | NSW | 50.5
White Rock solar farm | NSW | 20
Clare solar farm | QLD | 110.4
Childers solar farm | QLD | 55.87
Collinsville PV | QLD | 42.5
Clermont solar farm | QLD | 92.5
Darling Downs solar farm | QLD | 121
Daydream solar farm | QLD | 167.75
Emerald Solar Park | QLD | 72
Hamilton solar farm | QLD | 57.5
Hayman solar farm | QLD | 57.75
Hughenden solar farm | QLD | 18
Kidston Solar Project Phase One 50MW | QLD | 50
Longreach solar farm | QLD | 14
Ross River solar farm | QLD | 128
Susan River solar farm | QLD | 85.26
Sun Metals Corporation Solar Farm | QLD | 126.92
Whitsunday solar farm | QLD | 57.5
Gannawarra solar farm | VIC | 55
Bannerton Solar Park | VIC | 100
Bungala one solar farm | SA | 135
Tailem Bend - Solar | SA | 108
Karadoc solar farm | VIC | 89.984
Wemen solar farm | VIC | 97.5
Notes:
Bogong / Mackay - Bogong 140MW and Mckay 160MW
Catagunya / Liapootah / Wayatinah - Catagunya 48MW, Liapootah 84 MW and Wayatinah 38 MW
Lemonthyme / Wilmot - Lemonthyme 51 MW and Wilmot 31 MW
Bayswater - 25MW upgrade on one unit each year for the next 4 years, beginning with BW04 in November 2019
With the introduction of Marinuslink, the capacities of the following generators increase by: 100 MW across the west coast, 130 MW for Tarraleah and 90 MW capacity for Gordon.

## Reserves
Go to Assumptions Summary
Initial Regional Reserve (DRAFT)
In capacity outlook models each region must have a minimum level of firm capacity available. Firm capacity is allowed to be shared across interconnected regions based on interconnector capabilities and available capacity in neighbouring regions. These reserve requirements are used in capacity outlook models to deliver sufficient capacity to meet reliability requirements, and the resulting capacity is validated through time-sequential modelling. The reserve requirements typically cover approximately the largest single generating unit.
To meet these reserve requirements, the Firm Capacities listed on the Firm Capacity sheet are applied, but are subject to change based on detailed analysis of reliability outcomes from time-sequential modelling.
Region | Regional Reserve Requirements (MW)
NSW | 673.2
QLD | 666.08
SA | 273
TAS | 194
VIC | 498
These values are starting values and could be subject to change based on detailed analysis of reliability outcomes.

## Firm Capacity
Go to Assumptions Summary
Firm capacity (to meet reserve requirements)
Firm capacity is power assumed to be available at times of peak demand for the purpose of meeting reserve requirements in Capacity Outlook models. Firm capacities for existing and committed generators are given only for the thermal and hydro generators; these are procured from the generators' summer ratings given in the AEMO Generation Information page (2019 August release).
As the solar and wind generators can not be relied upon to provide during peak hours, a peak contribution factor is given instead of firm capacity.
Existing thermal generators | [10 empty] | Wind and solar peak contribution factor1,4
Generator | 2019-20 | 2020-21 | 2021-22 | 2022-23 | 2023-24 | 2024-25 | 2025-26 | 2026-27 | 2027-28 | 2028-29 | Generator | Summer5 | Winter6
Bayswater | 2545 | 2570 | 2595 | 2620 | 2620 | 2620 | 2620 | 2620 | 2620 | 2620 | NSW wind, existing2 | 9.944% | 9.203%
Eraring | 2720 | 2720 | 2720 | 2720 | 2720 | 2720 | 2720 | 2720 | 2720 | 2720 | NSW wind, new entrant2 | 9.341% | 9.834%
Liddell | 1800 | 1800 | 1800 | 1350 | 0 | 0 | 0 | 0 | 0 | 0 | VIC wind, existing2 | 9.391% | 5.101%
Mt Piper | 1350 | 1350 | 1350 | 1350 | 1350 | 1350 | 1350 | 1350 | 1350 | 1350 | VIC wind, new entrant2 | 8.26% | 7.813%
Vales Point B | 1320 | 1320 | 1320 | 1320 | 1320 | 1320 | 1320 | 1320 | 1320 | 1320 | SA wind, existing2 | 12.05% | 6.218%
Callide B | 660 | 700 | 700 | 700 | 700 | 700 | 700 | 700 | 700 | 700 | SA wind, new entrant2 | 12.32% | 8.554%
Callide C | 840 | 840 | 840 | 840 | 840 | 840 | 840 | 840 | 840 | 840 | QLD wind2,3 | 13.97% | 20.14%
Gladstone | 1680 | 1680 | 1680 | 1680 | 1680 | 1680 | 1680 | 1680 | 1680 | 1680 | TAS wind2,3 | 13.08% | 14.88%
Kogan Creek | 713 | 713 | 713 | 713 | 713 | 713 | 713 | 713 | 713 | 713 | Solar4 | 0% | 0%
Millmerran | 612 | 612 | 612 | 612 | 612 | 612 | 612 | 612 | 612 | 612
Stanwell | 1460 | 1460 | 1460 | 1460 | 1460 | 1460 | 1460 | 1460 | 1460 | 1460 | 1. Peak contribution factor refers to the percentage of total capacity expected to be available at the time of peak demand, as used to measure the available generation reserves in the capacity outlook model
Tarong | 1400 | 1400 | 1400 | 1400 | 1400 | 1400 | 1400 | 1400 | 1400 | 1400 | 2. Calculated as the 85th percentile contribution of expected wind generation across seasonal peak periods, averaged over all reference years. Refer to AEMO's Market Modelling Methodology report for more information.
Tarong North | 443 | 443 | 443 | 443 | 443 | 443 | 443 | 443 | 443 | 443 | 3. QLD and TAS have a limited sample size of existing scheduled, semi-scheduled and/or significant non-scheduled wind generators. As such, AEMO applies the New Entrant contribution to peak for these regions
Loy Yang A Power Station | 2085 | 2085 | 2085 | 2085 | 2085 | 2085 | 2085 | 2085 | 2085 | 2085 | 4. Solar generation may contribute to peak demand, but applying the peak contribution factor methodology may result in a value of zero if at least 15% of peak demand periods are after sunset, when solar generation is zero.
Loy Yang B | 1010 | 1040 | 1040 | 1040 | 1040 | 1040 | 1040 | 1040 | 1040 | 1040 | 5. Summer is defined as November to March (inclusive).
Yallourn W | 1420 | 1420 | 1420 | 1420 | 1420 | 1420 | 1420 | 1420 | 1420 | 1420 | 6. Winter is defined as June to August (inclusive).
Colongra | 648 | 648 | 648 | 648 | 648 | 648 | 648 | 648 | 648 | 648 | 7. With the introduction of Marinuslink, the capacities of the following generators increase by: 100 MW across the west coast, 130 MW for Tarraleah and 90 MW capacity for Gordon.
Smithfield Energy Facility | 123.233 | 123.233 | 123.233 | 123.233 | 123.233 | 123.233 | 123.233 | 123.233 | 123.233 | 123.233
Tallawarra | 395 | 395 | 395 | 395 | 395 | 395 | 395 | 395 | 395 | 395
Uranquinty | 640 | 640 | 640 | 640 | 640 | 640 | 640 | 640 | 640 | 640
Barcaldine Power Station | 34 | 34 | 34 | 34 | 34 | 34 | 34 | 34 | 34 | 34
Braemar | 491 | 491 | 501 | 501 | 501 | 501 | 501 | 501 | 501 | 501
Braemar 2 Power Station | 495 | 495 | 495 | 495 | 495 | 495 | 495 | 495 | 495 | 495
Condamine A | 138 | 138 | 138 | 138 | 138 | 138 | 138 | 138 | 138 | 138
Darling Downs | 550 | 550 | 550 | 550 | 550 | 550 | 550 | 550 | 550 | 550
Oakey Power Station | 282 | 282 | 282 | 282 | 282 | 282 | 282 | 282 | 282 | 282
Roma | 54 | 54 | 54 | 54 | 54 | 54 | 54 | 54 | 54 | 54
Swanbank E GT | 350 | 350 | 350 | 350 | 350 | 350 | 350 | 350 | 350 | 350
Yabulu PS | 155 | 155 | 155 | 155 | 155 | 155 | 154 | 154 | 154 | 154
Yabulu Steam Turbine | 78 | 78 | 78 | 78 | 78 | 78 | 77 | 77 | 77 | 77
Yarwun Cogen | 165 | 165 | 165 | 165 | 165 | 165 | 165 | 165 | 165 | 165
Somerton | 140 | 140 | 140 | 140 | 140 | 140 | 140 | 140 | 140 | 140
Bairnsdale | 57 | 57 | 57 | 57 | 57 | 57 | 57 | 57 | 57 | 57
Jeeralang A | 198.8 | 198.8 | 198.8 | 198.8 | 198.8 | 198.8 | 198.8 | 198.8 | 198.8 | 198.8
Jeeralang B | 216 | 216 | 216 | 216 | 216 | 216 | 216 | 216 | 216 | 216
Laverton North | 300 | 300 | 300 | 300 | 300 | 300 | 300 | 300 | 300 | 300
Mortlake | 518 | 558 | 558 | 558 | 558 | 558 | 558 | 558 | 558 | 558
Newport | 475 | 475 | 475 | 475 | 475 | 475 | 475 | 475 | 475 | 475
Valley Power | 270 | 270 | 270 | 270 | 270 | 270 | 270 | 270 | 270 | 270
Hallett GT | 193 | 193 | 193 | 193 | 193 | 193 | 193 | 193 | 193 | 193
Dry Creek GT | 112 | 112 | 112 | 112 | 112 | 112 | 112 | 112 | 112 | 112
Ladbroke Grove | 70 | 70 | 70 | 70 | 70 | 70 | 70 | 70 | 70 | 70
Mintaro GT | 68 | 68 | 68 | 68 | 68 | 68 | 68 | 68 | 68 | 68
Osborne | 172 | 172 | 172 | 172 | 172 | 0 | 0 | 0 | 0 | 0
Pelican Point | 478 | 478 | 478 | 478 | 478 | 478 | 478 | 478 | 478 | 478
Quarantine | 194 | 202 | 202 | 218 | 218 | 218 | 218 | 218 | 218 | 218
Torrens Island A | 240 | 120 | 0 | 0 | 0 | 0 | 0 | 0 | 0 | 0
Torrens Island B | 780 | 780 | 780 | 780 | 780 | 780 | 780 | 780 | 780 | 780
Bell Bay Three | 105 | 105 | 105 | 105 | 105 | 105 | 105 | 105 | 105 | 105
Tamar Valley Combined Cycle | 0 | 0 | 0 | 0 | 0 | 0 | 0 | 0 | 0 | 0
Tamar Valley Peaking | 58 | 58 | 58 | 58 | 58 | 58 | 58 | 58 | 58 | 58
Hunter Valley GT | 30 | 30 | 30 | 30 | 30 | 30 | 30 | 30 | 30 | 30
Mackay GT | 34 | 34 | 34 | 0 | 0 | 0 | 0 | 0 | 0 | 0
Mt Stuart | 387 | 387 | 387 | 387 | 387 | 387 | 387 | 387 | 387 | 387
Angaston | 48 | 48 | 48 | 48 | 48 | 48 | 48 | 48 | 48 | 48
Lonsdale | 20.7 | 20.7 | 20.7 | 20.7 | 20.7 | 20.7 | 20.7 | 20.7 | 20.7 | 20.7
Port Lincoln GT | 56 | 56 | 56 | 56 | 56 | 56 | 56 | 56 | 56 | 56
Port Stanvac 1 | 57.6 | 57.6 | 57.6 | 57.6 | 57.6 | 57.6 | 57.6 | 57.6 | 57.6 | 57.6
Snuggery | 54 | 54 | 54 | 54 | 54 | 54 | 54 | 54 | 54 | 54
Blowering | 80 | 80 | 80 | 80 | 80 | 80 | 80 | 80 | 80 | 80
Guthega | 68 | 68 | 68 | 68 | 68 | 68 | 68 | 68 | 68 | 68
Hume Dam NSW | 29 | 29 | 29 | 29 | 29 | 29 | 29 | 29 | 29 | 29
Hume Dam VIC | 29 | 29 | 29 | 29 | 29 | 29 | 29 | 29 | 29 | 29
Shoalhaven | 240 | 240 | 240 | 240 | 240 | 240 | 240 | 240 | 240 | 240
Upper Tumut | 616 | 544 | 544 | 544 | 616 | 616 | 616 | 616 | 616 | 616
Tumut 3 | 1800 | 1800 | 1800 | 1800 | 1800 | 1800 | 1800 | 1800 | 1800 | 1800
Barron Gorge | 66 | 66 | 66 | 66 | 66 | 66 | 66 | 66 | 66 | 66
Kareeya | 86.4 | 86.4 | 86.4 | 86.4 | 86.4 | 86.4 | 86.4 | 86.4 | 86.4 | 86.4
Wivenhoe | 570 | 570 | 570 | 570 | 570 | 570 | 570 | 570 | 570 | 570
Bogong / Mackay | 300.002 | 300.002 | 300.002 | 300.002 | 300.002 | 300.002 | 300.002 | 300.002 | 300.002 | 300.002
Dartmouth | 170 | 170 | 170 | 170 | 170 | 170 | 170 | 170 | 170 | 170
Eildon | 120 | 120 | 120 | 120 | 120 | 120 | 120 | 120 | 120 | 120
Murray 1 | 855 | 950 | 855 | 855 | 855 | 855 | 950 | 950 | 950 | 950
Murray 2 | 560 | 420 | 560 | 560 | 560 | 560 | 560 | 560 | 560 | 560
West Kiewa | 68 | 68 | 68 | 68 | 68 | 68 | 68 | 68 | 68 | 68
Bastyan | 81 | 81 | 81 | 0 | 84 | 84 | 84 | 84 | 84 | 84
Catagunya / Liapootah / Wayatinah | 127 | 129 | 184 | 184 | 184 | 184 | 184 | 184 | 184 | 184
Cethana | 95 | 95 | 0 | 95 | 95 | 95 | 95 | 95 | 95 | 95
Devils Gate | 63 | 63 | 63 | 63 | 63 | 63 | 63 | 63 | 63 | 63
Fisher | 46 | 46 | 46 | 46 | 46 | 0 | 46 | 46 | 46 | 46
Gordon | 378 | 378 | 378 | 378 | 378 | 378 | 252 | 383 | 257 | 260
John Butters | 140 | 140 | 140 | 140 | 140 | 0 | 150 | 150 | 150 | 150
Lake Echo | 30 | 0 | 32 | 32 | 32 | 32 | 32 | 32 | 32 | 32
Lemonthyme / Wilmot | 54 | 86 | 32 | 87 | 87 | 87 | 87 | 87 | 87 | 87
Mackintosh | 81 | 81 | 81 | 81 | 0 | 84 | 84 | 84 | 84 | 84
Meadowbank | 0 | 43.8 | 43.8 | 43.8 | 43.8 | 43.8 | 43.8 | 43.8 | 43.8 | 43.8
Poatina | 342 | 342 | 285 | 285 | 285 | 342 | 285 | 285 | 342 | 342
Reece | 232 | 232 | 232 | 232 | 232 | 232 | 116 | 120 | 240 | 240
Tarraleah | 72 | 72 | 72 | 0 | 70 | 70 | 72 | 72 | 72 | 72
Trevallyn | 80 | 83 | 106 | 106 | 76 | 76 | 106 | 106 | 106 | 106
Tribute | 0 | 85 | 85 | 85 | 85 | 85 | 85 | 0 | 88 | 88
Tungatinah | 130 | 130 | 104 | 104 | 130 | 130 | 130 | 130 | 130 | 130
Committed generators
Generator | 2019-20 | 2020-21 | 2021-22 | 2022-23 | 2023-24 | 2024-25 | 2025-26 | 2026-27 | 2027-28 | 2028-29
Snowy 2.0 | 0 | 0 | 0 | 0 | 0 | 1999.998 | 1999.998 | 1999.998 | 1999.998 | 1999.998
Barker Inlet Power Station | 210 | 210 | 210 | 210 | 210 | 210 | 210 | 210 | 210 | 210

## Generation limits
Go to Assumptions Summary
Generator operating limits and behaviours
The following modelling assumptions are based on GHD and AEMO analysis of historical generator performance. The minimum and maximum operating levels are applied to target reasonable operating levels of units and/or power stations in the expansion models, reflecting physical constraints, such as fuel delivery constraints.
The source of data for Minimum Generation Up Time and Maximum Ramp Rates is both GHD, 2018 AEMO costs and technical parameter review, and ACIL Allen, 2014 fuel and technical cost review
The operating limits listed in this sheet will not be applied to all AEMO models. Generally, the capacity outlook models will apply minimum stable levels to coal generators only, and the capacity factor constraints. Time-sequential models will implement minimum stable levels to baseload and mid-merit generators, as well as minimum generation up times and maximum ramp times. Other generators and other operational parameters may be considered as analysis outcomes dictate.
Coal Minimum Stable Level |  |  | GPG Minimum Stable Level1 |  |  | Capacity factor constraints |  |  |  | Minimum Generation Up Time |  |  | Maximum Ramp Times
Generator Station | Generating unit | Minimum Stable Level (MW) | Generator | Generating unit | Minimum Stable Level (MW) | Generator | Min Capacity Factors (%) | Max Capacity Factors (%) | Retirement Year/End Date | Generator Station | Generating unit | Min Up Time (hours) | Generator Station | Generating unit | Max Ramp Up (MW / min) | Max Ramp Down (MW / min)
Bayswater | BW01 | 250 | Tallawarra | TALWA1 | 190 | NSW Coal |  | 75 |  | Bayswater | BW01 | 8 | Bayswater | BW01 | 5.167 | 3.833
Bayswater | BW02 | 250 | Condamine | CPSA | 20 | Osborne | 50 |  | 2023 | Bayswater | BW02 | 8 | Bayswater | BW02 | 5.167 | 3.833
Bayswater | BW03 | 250 | Darling Downs | DDPS1 | 58.3 | Pelican Point | 50 |  | 2037 | Bayswater | BW03 | 8 | Bayswater | BW03 | 5.167 | 3.833
Bayswater | BW04 | 250 | Yarwun | YARWUN_1 | 54 | Torrens Island B | 20 |  | 2035 | Bayswater | BW04 | 8 | Bayswater | BW04 | 5.167 | 3.833
Eraring | ER01 | 180 | Barcaldine | BARCALDN | 14 |  |  |  |  | Eraring | ER01 | 8 | Eraring | ER01 | 5 | 5
Eraring | ER02 | 180 | Osborne | OSB-AG | 110 | Notes: |  |  |  | Eraring | ER02 | 8 | Eraring | ER02 | 5 | 5
Eraring | ER03 | 180 | Pelican Point | PPCCGT | 110 | The capacity outlook models are informed initially by applying capacity factors limits that reflect physical constraints, such as fuel delivery constraints, which may be identified through historical analysis and refined as informed by more detailed time-sequential analysis. |  |  |  | Eraring | ER03 | 8 | Eraring | ER03 | 5 | 5
Eraring | ER04 | 180 | Smithfield Energy Facility | SITHE01, SITHE04 | 30 |  |  |  |  | Eraring | ER04 | 8 | Eraring | ER04 | 5 | 5
Liddell | LD01 | 220 | Swanbank | SWAN_E | 120 |  |  |  |  | Liddell | LD01 | 8 | Liddell | LD01 | 4 | 3
Liddell | LD02 | 220 | Tamar Valley | TVCC201 | 112.2 | Osborne, Pelican Point, Torrens Island B - South Australian minimum capacity factors are reduced consistent with the timing of a possible second synchronous interconnector. |  |  |  | Liddell | LD02 | 8 | Liddell | LD02 | 4 | 3
Mt Piper | MP1 | 240 | Townsville | YABULU, YABULU2 | 15 |  |  |  |  | Liddell | LD03 | 8 | Liddell | LD03 | 4 | 3
Mt Piper | MP2 | 240 | 1. Total power station minimum load conditions reflect assumed efficient use of gas and steam turbines in CCGT operating mode. |  |  | NSW Coal assumed to operate at a maximum capacity factor of 75%, representing coal rail limitations that broadly impact all regional generators. |  |  |  | Liddell | LD04 | 8 | Liddell | LD04 | 4 | 3
Vales Point B | VP5 | 250 | [7 empty] | Mt Piper | MP1 | 8 | Mt Piper | MP1 | 5.167 | 5.167
Vales Point B | VP6 | 250 | [7 empty] | Mt Piper | MP2 | 8 | Mt Piper | MP2 | 5.167 | 5.167
Callide B | CALL_B_1 | 140 | [7 empty] | Vales Point B | VP5 | 8 | Vales Point B | VP5 | 4.833 | 3.667
Callide B | CALL_B_2 | 140 | [7 empty] | Vales Point B | VP6 | 8 | Vales Point B | VP6 | 4.833 | 3.667
Callide C | CPP_3 | 121 | [7 empty] | Callide B | CALL_B_1 | 8 | Callide B | CALL_B_1 | 3.167 | 3.167
Callide C | CPP_4 | 121 | [7 empty] | Callide B | CALL_B_2 | 8 | Callide B | CALL_B_2 | 3.167 | 3.167
Gladstone | GSTONE1 | 110 | [7 empty] | Callide C | CPP_3 | 8 | Callide C | CPP_3 | 3.833 | 3.833
Gladstone | GSTONE2 | 110 | [7 empty] | Callide C | CPP_4 | 8 | Callide C | CPP_4 | 3.833 | 3.833
Gladstone | GSTONE3 | 110 | [7 empty] | Gladstone | GSTONE1 | 8 | Gladstone | GSTONE1 | 4.833 | 5
Gladstone | GSTONE4 | 110 | [7 empty] | Gladstone | GSTONE2 | 8 | Gladstone | GSTONE2 | 4.833 | 5
Kogan Creek | KPP_1 | 300 | [7 empty] | Gladstone | GSTONE3 | 8 | Gladstone | GSTONE3 | 4.833 | 5
Millmerran | MPP_1 | 200 | [7 empty] | Gladstone | GSTONE4 | 8 | Gladstone | GSTONE4 | 4.833 | 5
Millmerran | MPP_2 | 160 | [7 empty] | Gladstone | GSTONE5 | 8 | Gladstone | GSTONE5 | 4.833 | 5
Stanwell | STAN-1 | 180 | [7 empty] | Gladstone | GSTONE6 | 8 | Gladstone | GSTONE6 | 4.833 | 5
Stanwell | STAN-2 | 180 | [7 empty] | Kogan Creek | KPP_1 | 8 | Kogan Creek | KPP_1 | 3.5 | 3.5
Stanwell | STAN-3 | 180 | [7 empty] | Millmerran | MPP_1 | 8 | Millmerran | MPP_1 | 1 | 1
Tarong | TARONG#1 | 140 | [7 empty] | Millmerran | MPP_2 | 8 | Millmerran | MPP_2 | 1 | 1
Tarong | TARONG#2 | 140 | [7 empty] | Stanwell | STAN-1 | 8 | Stanwell | STAN-1 | 3 | 3
Tarong | TARONG#3 | 140 | [7 empty] | Stanwell | STAN-2 | 8 | Stanwell | STAN-2 | 3 | 3
Tarong North | TNPS1 | 117 | [7 empty] | Stanwell | STAN-3 | 8 | Stanwell | STAN-3 | 3 | 3
Loy Yang B | LOYYB1 | 200 | [7 empty] | Stanwell | STAN-4 | 8 | Stanwell | STAN-4 | 3 | 3
Loy Yang B | LOYYB2 | 200 | [7 empty] | Tarong | TARONG#1 | 8 | Tarong | TARONG#1 | 4 | 4
Loy Yang A Power Station | LYA1 | 280 | [7 empty] | Tarong | TARONG#2 | 8 | Tarong | TARONG#2 | 4 | 4
Loy Yang A Power Station | LYA2 | 220 | [7 empty] | Tarong | TARONG#3 | 8 | Tarong | TARONG#3 | 4 | 4
Loy Yang A Power Station | LYA3 | 280 | [7 empty] | Tarong | TARONG#4 | 8 | Tarong | TARONG#4 | 4 | 4
Loy Yang A Power Station | LYA4 | 300 | [7 empty] | Tarong North | TNPS1 | 8 | Tarong North | TNPS1 | 5.333 | 5.333
Yallourn | YWPS1 | 200 | [7 empty] | Loy Yang B | LOYYB1 | 16 | Loy Yang B | LOYYB1 | 9 | 9
Yallourn | YWPS2 | 200 | [7 empty] | Loy Yang B | LOYYB2 | 16 | Loy Yang B | LOYYB2 | 9 | 9
Yallourn | YWPS3 | 200 | [7 empty] | Loy Yang A Power Station | LYA1 | 16 | Loy Yang A Power Station | LYA1 | 5.5 | 5.333
Yallourn | YWPS4 | 180 | [7 empty] | Loy Yang A Power Station | LYA2 | 16 | Loy Yang A Power Station | LYA2 | 5.5 | 5.333
Note: | [9 empty] | Loy Yang A Power Station | LYA3 | 16 | Loy Yang A Power Station | LYA3 | 5.5 | 5.333
Minimum stable levels are defined by the minimum of observed historical performance of generators over the past several years, and the generator performance standards. | [9 empty] | Loy Yang A Power Station | LYA4 | 16 | Loy Yang A Power Station | LYA4 | 5.5 | 5.333
[10 empty] | Yallourn W | YWPS1 | 16 | Yallourn W | YWPS1 | 4.333 | 4.333
[10 empty] | Yallourn W | YWPS2 | 16 | Yallourn W | YWPS2 | 4.333 | 4.333
[10 empty] | Yallourn W | YWPS3 | 16 | Yallourn W | YWPS3 | 4.333 | 4.333
[10 empty] | Yallourn W | YWPS4 | 16 | Yallourn W | YWPS4 | 4.333 | 4.333
[10 empty] | Smithfield Energy Facility | SITHE01 | 6 | Smithfield Energy Facility | SITHE01 | 1.167 | 3
[10 empty] | Smithfield Energy Facility | SITHE04 | 6 | Smithfield Energy Facility | SITHE04 | 1.167 | 3
[10 empty] | Tallawarra | TALWA1 | 6 | Tallawarra | TALWA1 | 6 | 6
[10 empty] | Condamine A | CPSA | 6 | Condamine A | CPSA | 3 | 3
[10 empty] | Darling Downs | DDPS1 | 6 | Darling Downs | DDPS1 | 6.333 | 6.333
[10 empty] | Swanbank E GT | SWAN_E | 4 | Swanbank E GT | SWAN_E | 10.7 | 10.7
[10 empty] | Yabulu PS | YABULU | 3 | Yabulu PS | YABULU | 5.7 | 5.7
[10 empty] | Yabulu Steam Turbine | YABULU2 | 3 | Yabulu Steam Turbine | YABULU2 | 5.7 | 5.7
[10 empty] | Yarwun Cogen | YARWUN_1 | 6 | Yarwun Cogen | YARWUN_1 | 10 | 10
[10 empty] | Osborne | OSB-AG | 6 | Osborne | OSB-AG | 2.667 | 2.667
[10 empty] | Pelican Point | PPCCGT | 4 | Pelican Point | PPCCGT | 10 | 10
[10 empty] | Tamar Valley Combined Cycle | TVCC201 | 6 | Tamar Valley Combined Cycle | TVCC201 | 1.8 | 9

## Seasonal ratings
Go to Assumptions Summary
Seasonal ratings (available for dispatch in each season)
Seasonal ratings of each existing generating units are based on August 2019 Generation Information seasonal ratings:
https://www.aemo.com.au/Electricity/National-Electricity-Market-NEM/Planning-and-forecasting/Generation-information
Not all committed or advanced projects have ratings listed in Generation Information. Where information is absent nameplate capacity is used.
These ratings represent the summer and not summer ratings between the Winter 2019 and Summer 2028-29.
Jump to Summer Ratings
Jump to Winter Ratings
Existing Generators | [11 empty] | New generation technologies
Generator |  | Summer
|  | 2019-20 | 2020-21 | 2021-22 | 2022-23 | 2023-24 | 2024-25 | 2025-26 | 2026-27 | 2027-28 | 2028-29 | Generator type | Summer (% of nameplate) | Not Summer (% of nameplate)
Bayswater | BW01 | 630 | 630 | 630 | 655 | 655 | 655 | 655 | 655 | 655 | 655 | Black Coal (supercritical PC) | 94.79 | 96.33
Bayswater | BW02 | 630 | 655 | 655 | 655 | 655 | 655 | 655 | 655 | 655 | 655 | Brown Coal (supercritical PC) | 93.7333 | 94.59
Bayswater | BW03 | 630 | 630 | 655 | 655 | 655 | 655 | 655 | 655 | 655 | 655 | OCGT | 94.3534 | 98.3607
Bayswater | BW04 | 655 | 655 | 655 | 655 | 655 | 655 | 655 | 655 | 655 | 655 | CCGT | 94.027 | 97.4952
Eraring | ER01 | 680 | 680 | 680 | 680 | 680 | 680 | 680 | 680 | 680 | 680 | Biomass | 95 | 99.3333
Eraring | ER02 | 680 | 680 | 680 | 680 | 680 | 680 | 680 | 680 | 680 | 680 | Large scale Solar PV1 | 100 | 100
Eraring | ER03 | 680 | 680 | 680 | 680 | 680 | 680 | 680 | 680 | 680 | 680 | Solar Thermal (8hrs Storage)1 | 100 | 100
Eraring | ER04 | 680 | 680 | 680 | 680 | 680 | 680 | 680 | 680 | 680 | 680 | Battery storage (2hrs storage) | 100 | 100
Liddell | LD01 | 450 | 450 | 450 | 450 | 0 | 0 | 0 | 0 | 0 | 0 | Battery storage (4hrs storage) | 100 | 100
Liddell | LD02 | 450 | 450 | 450 | 450 | 0 | 0 | 0 | 0 | 0 | 0 | Wind1 | 100 | 100
Liddell | LD03 | 450 | 450 | 450 | 450 | 0 | 0 | 0 | 0 | 0 | 0 | Wind - offshore1 | 100 | 100
Liddell | LD04 | 450 | 450 | 450 | 0 | 0 | 0 | 0 | 0 | 0 | 0 | Pumped Hydro (6hrs storage) | 100 | 100
Mt Piper | MP1 | 675 | 675 | 675 | 675 | 675 | 675 | 675 | 675 | 675 | 675 | Pumped Hydro (12hrs storage) | 100 | 100
Mt Piper | MP2 | 675 | 675 | 675 | 675 | 675 | 675 | 675 | 675 | 675 | 675 | Pumped Hydro (24hrs storage) | 100 | 100
Vales Point B | VP5 | 660 | 660 | 660 | 660 | 660 | 660 | 660 | 660 | 660 | 660 | Pumped Hydro (48hrs storage) | 100 | 100
Vales Point B | VP6 | 660 | 660 | 660 | 660 | 660 | 660 | 660 | 660 | 660 | 660
Callide B | CALL_B_1 | 310 | 350 | 350 | 350 | 350 | 350 | 350 | 350 | 350 | 350 | Source: GHD cost and technical parameter review
Callide B | CALL_B_2 | 350 | 350 | 350 | 350 | 350 | 350 | 350 | 350 | 350 | 350
Callide C | CPP_3 | 420 | 420 | 420 | 420 | 420 | 420 | 420 | 420 | 420 | 420 | Notes:
Callide C | CPP_4 | 420 | 420 | 420 | 420 | 420 | 420 | 420 | 420 | 420 | 420 | 1. The seasonal rating of renewable generators is captured within the renewable generation resource traces
Gladstone | GSTONE1 | 280 | 280 | 280 | 280 | 280 | 280 | 280 | 280 | 280 | 280
Gladstone | GSTONE2 | 280 | 280 | 280 | 280 | 280 | 280 | 280 | 280 | 280 | 280
Gladstone | GSTONE3 | 280 | 280 | 280 | 280 | 280 | 280 | 280 | 280 | 280 | 280
Gladstone | GSTONE4 | 280 | 280 | 280 | 280 | 280 | 280 | 280 | 280 | 280 | 280
Gladstone | GSTONE5 | 280 | 280 | 280 | 280 | 280 | 280 | 280 | 280 | 280 | 280
Gladstone | GSTONE6 | 280 | 280 | 280 | 280 | 280 | 280 | 280 | 280 | 280 | 280
Kogan Creek | KPP_1 | 713 | 713 | 713 | 713 | 713 | 713 | 713 | 713 | 713 | 713
Millmerran | MPP_1 | 306 | 306 | 306 | 306 | 306 | 306 | 306 | 306 | 306 | 306
Millmerran | MPP_2 | 306 | 306 | 306 | 306 | 306 | 306 | 306 | 306 | 306 | 306
Stanwell | STAN-1 | 365 | 365 | 365 | 365 | 365 | 365 | 365 | 365 | 365 | 365
Stanwell | STAN-2 | 365 | 365 | 365 | 365 | 365 | 365 | 365 | 365 | 365 | 365
Stanwell | STAN-3 | 365 | 365 | 365 | 365 | 365 | 365 | 365 | 365 | 365 | 365
Stanwell | STAN-4 | 365 | 365 | 365 | 365 | 365 | 365 | 365 | 365 | 365 | 365
Tarong | TARONG#1 | 350 | 350 | 350 | 350 | 350 | 350 | 350 | 350 | 350 | 350
Tarong | TARONG#2 | 350 | 350 | 350 | 350 | 350 | 350 | 350 | 350 | 350 | 350
Tarong | TARONG#3 | 350 | 350 | 350 | 350 | 350 | 350 | 350 | 350 | 350 | 350
Tarong | TARONG#4 | 350 | 350 | 350 | 350 | 350 | 350 | 350 | 350 | 350 | 350
Tarong North | TNPS1 | 443 | 443 | 443 | 443 | 443 | 443 | 443 | 443 | 443 | 443
Loy Yang B | LOYYB1 | 490 | 520 | 520 | 520 | 520 | 520 | 520 | 520 | 520 | 520
Loy Yang B | LOYYB2 | 520 | 520 | 520 | 520 | 520 | 520 | 520 | 520 | 520 | 520
Loy Yang A Power Station | LYA1 | 525 | 525 | 525 | 525 | 525 | 525 | 525 | 525 | 525 | 525
Loy Yang A Power Station | LYA2 | 500 | 500 | 500 | 500 | 500 | 500 | 500 | 500 | 500 | 500
Loy Yang A Power Station | LYA3 | 540 | 540 | 540 | 540 | 540 | 540 | 540 | 540 | 540 | 540
Loy Yang A Power Station | LYA4 | 520 | 520 | 520 | 520 | 520 | 520 | 520 | 520 | 520 | 520
Yallourn W | YWPS1 | 350 | 350 | 350 | 350 | 350 | 350 | 350 | 350 | 350 | 350
Yallourn W | YWPS2 | 350 | 350 | 350 | 350 | 350 | 350 | 350 | 350 | 350 | 350
Yallourn W | YWPS3 | 360 | 360 | 360 | 360 | 360 | 360 | 360 | 360 | 360 | 360
Yallourn W | YWPS4 | 360 | 360 | 360 | 360 | 360 | 360 | 360 | 360 | 360 | 360
Blowering | BLOWERNG | 80 | 80 | 80 | 80 | 80 | 80 | 80 | 80 | 80 | 80
Guthega | GUTHEGA | 68 | 68 | 68 | 68 | 68 | 68 | 68 | 68 | 68 | 68
Hume Dam NSW | HUMENSW | 29 | 29 | 29 | 29 | 29 | 29 | 29 | 29 | 29 | 29
Shoalhaven | SHGEN | 240 | 240 | 240 | 240 | 240 | 240 | 240 | 240 | 240 | 240
Upper Tumut | UPPTUMUT | 616 | 544 | 544 | 544 | 616 | 616 | 616 | 616 | 616 | 616
Tumut 3 | TUMUT3 | 1800 | 1800 | 1800 | 1800 | 1800 | 1800 | 1800 | 1800 | 1800 | 1800
Barron Gorge | BARRON-1 | 33 | 33 | 33 | 33 | 33 | 33 | 33 | 33 | 33 | 33
Barron Gorge | BARRON-2 | 33 | 33 | 33 | 33 | 33 | 33 | 33 | 33 | 33 | 33
Kareeya | KAREEYA1 | 21.6 | 21.6 | 21.6 | 21.6 | 21.6 | 21.6 | 21.6 | 21.6 | 21.6 | 21.6
Kareeya | KAREEYA2 | 21.6 | 21.6 | 21.6 | 21.6 | 21.6 | 21.6 | 21.6 | 21.6 | 21.6 | 21.6
Kareeya | KAREEYA3 | 21.6 | 21.6 | 21.6 | 21.6 | 21.6 | 21.6 | 21.6 | 21.6 | 21.6 | 21.6
Kareeya | KAREEYA4 | 21.6 | 21.6 | 21.6 | 21.6 | 21.6 | 21.6 | 21.6 | 21.6 | 21.6 | 21.6
Wivenhoe | W/HOE#1 | 285 | 285 | 285 | 285 | 285 | 285 | 285 | 285 | 285 | 285
Wivenhoe | W/HOE#2 | 285 | 285 | 285 | 285 | 285 | 285 | 285 | 285 | 285 | 285
Bogong / Mackay | MCKAY1 | 300.002 | 300.002 | 300.002 | 300.002 | 300.002 | 300.002 | 300.002 | 300.002 | 300.002 | 300.002
Dartmouth | DARTM1 | 170 | 170 | 170 | 170 | 170 | 170 | 170 | 170 | 170 | 170
Eildon | EILDON1 | 60 | 60 | 60 | 60 | 60 | 60 | 60 | 60 | 60 | 60
Eildon | EILDON2 | 60 | 60 | 60 | 60 | 60 | 60 | 60 | 60 | 60 | 60
Hume Dam VIC | HUMEV | 29 | 29 | 29 | 29 | 29 | 29 | 29 | 29 | 29 | 29
Murray 1 | MURRAY | 855 | 950 | 855 | 855 | 855 | 855 | 950 | 950 | 950 | 950
Murray 2 | MURRAY | 560 | 420 | 560 | 560 | 560 | 560 | 560 | 560 | 560 | 560
West Kiewa | WKIEWA1 | 34 | 34 | 34 | 34 | 34 | 34 | 34 | 34 | 34 | 34
West Kiewa | WKIEWA2 | 34 | 34 | 34 | 34 | 34 | 34 | 34 | 34 | 34 | 34
Bastyan | BASTYAN | 81 | 81 | 81 | 0 | 84 | 84 | 84 | 84 | 84 | 84
Catagunya / Liapootah / Wayatinah | LI_WY_CA | 127 | 129 | 184 | 184 | 184 | 184 | 184 | 184 | 184 | 184
Cethana | CETHANA | 95 | 95 | 0 | 95 | 95 | 95 | 95 | 95 | 95 | 95
Devils gate | DEVILS_G | 63 | 63 | 63 | 63 | 63 | 63 | 63 | 63 | 63 | 63
Fisher | FISHER | 46 | 46 | 46 | 46 | 46 | 0 | 46 | 46 | 46 | 46
Gordon | GORDON | 378 | 378 | 378 | 378 | 378 | 378 | 252 | 383 | 257 | 260
John Butters | JBUTTERS | 140 | 140 | 140 | 140 | 140 | 0 | 150 | 150 | 150 | 150
Lake Echo | LK_ECHO | 30 | 0 | 32 | 32 | 32 | 32 | 32 | 32 | 32 | 32
Lemonthyme / Wilmot | LEM_WIL | 54 | 86 | 32 | 87 | 87 | 87 | 87 | 87 | 87 | 87
Mackintosh | MACKNTSH | 81 | 81 | 81 | 81 | 0 | 84 | 84 | 84 | 84 | 84
Meadowbank | MEADOWBK | 0 | 43.8 | 43.8 | 43.8 | 43.8 | 43.8 | 43.8 | 43.8 | 43.8 | 43.8
Poatina | POAT110 | 114 | 114 | 114 | 57 | 114 | 114 | 57 | 114 | 114 | 114
Poatina | POAT220 | 228 | 228 | 171 | 228 | 171 | 228 | 228 | 171 | 228 | 228
Reece | REECE1 | 116 | 116 | 116 | 116 | 116 | 116 | 0 | 120 | 120 | 120
Reece | REECE2 | 116 | 116 | 116 | 116 | 116 | 116 | 116 | 0 | 120 | 120
Tarraleah | TARRALEA | 72 | 72 | 72 | 0 | 70 | 70 | 72 | 72 | 72 | 72
Trevallyn | TREVALLN | 80 | 83 | 106 | 106 | 76 | 76 | 106 | 106 | 106 | 106
Tribute | TRIBUTE | 0 | 85 | 85 | 85 | 85 | 85 | 85 | 0 | 88 | 88
Tungatinah | TUNGATIN | 130 | 130 | 104 | 104 | 130 | 130 | 130 | 130 | 130 | 130
Colongra | CG1 | 162 | 162 | 162 | 162 | 162 | 162 | 162 | 162 | 162 | 162
Colongra | CG2 | 162 | 162 | 162 | 162 | 162 | 162 | 162 | 162 | 162 | 162
Colongra | CG3 | 162 | 162 | 162 | 162 | 162 | 162 | 162 | 162 | 162 | 162
Colongra | CG4 | 162 | 162 | 162 | 162 | 162 | 162 | 162 | 162 | 162 | 162
Smithfield Energy Facility | SITHE01 | 123.233 | 123.233 | 123.233 | 123.233 | 123.233 | 123.233 | 123.233 | 123.233 | 123.233 | 123.233
Smithfield Energy Facility | SITHE04 | 0 | 0 | 0 | 0 | 0 | 0 | 0 | 0 | 0 | 0
Tallawarra | TALWA1 | 395 | 395 | 395 | 395 | 395 | 395 | 395 | 395 | 395 | 395
Uranquinty | URANQ11 | 160 | 160 | 160 | 160 | 160 | 160 | 160 | 160 | 160 | 160
Uranquinty | URANQ12 | 160 | 160 | 160 | 160 | 160 | 160 | 160 | 160 | 160 | 160
Uranquinty | URANQ13 | 160 | 160 | 160 | 160 | 160 | 160 | 160 | 160 | 160 | 160
Uranquinty | URANQ14 | 160 | 160 | 160 | 160 | 160 | 160 | 160 | 160 | 160 | 160
Barcaldine Power Station | BARCALDN | 34 | 34 | 34 | 34 | 34 | 34 | 34 | 34 | 34 | 34
Braemar | BRAEMAR1 | 157 | 157 | 167 | 167 | 167 | 167 | 167 | 167 | 167 | 167
Braemar | BRAEMAR2 | 167 | 167 | 167 | 167 | 167 | 167 | 167 | 167 | 167 | 167
Braemar | BRAEMAR3 | 167 | 167 | 167 | 167 | 167 | 167 | 167 | 167 | 167 | 167
Braemar 2 Power Station | BRAEMAR5 | 165 | 165 | 165 | 165 | 165 | 165 | 165 | 165 | 165 | 165
Braemar 2 Power Station | BRAEMAR6 | 165 | 165 | 165 | 165 | 165 | 165 | 165 | 165 | 165 | 165
Braemar 2 Power Station | BRAEMAR7 | 165 | 165 | 165 | 165 | 165 | 165 | 165 | 165 | 165 | 165
Condamine A | CPSA | 138 | 138 | 138 | 138 | 138 | 138 | 138 | 138 | 138 | 138
Darling Downs | DDPS1 | 550 | 550 | 550 | 550 | 550 | 550 | 550 | 550 | 550 | 550
Oakey Power Station | OAKEY1 | 141 | 141 | 141 | 141 | 141 | 141 | 141 | 141 | 141 | 141
Oakey Power Station | OAKEY2 | 141 | 141 | 141 | 141 | 141 | 141 | 141 | 141 | 141 | 141
Roma | ROMA_7 | 27 | 27 | 27 | 27 | 27 | 27 | 27 | 27 | 27 | 27
Roma | ROMA_8 | 27 | 27 | 27 | 27 | 27 | 27 | 27 | 27 | 27 | 27
Swanbank E GT | SWAN_E | 350 | 350 | 350 | 350 | 350 | 350 | 350 | 350 | 350 | 350
Yabulu PS | YABULU | 155 | 155 | 155 | 155 | 155 | 155 | 154 | 154 | 154 | 154
Yabulu Steam Turbine | YABULU2 | 78 | 78 | 78 | 78 | 78 | 78 | 77 | 77 | 77 | 77
Yarwun Cogen | YARWUN_1 | 165 | 165 | 165 | 165 | 165 | 165 | 165 | 165 | 165 | 165
Somerton | AGLSOM | 140 | 140 | 140 | 140 | 140 | 140 | 140 | 140 | 140 | 140
Bairnsdale | BDL01 | 27 | 27 | 27 | 27 | 27 | 27 | 27 | 27 | 27 | 27
Bairnsdale | BDL02 | 30 | 30 | 30 | 30 | 30 | 30 | 30 | 30 | 30 | 30
Jeeralang A | JLA01 | 49.7 | 49.7 | 49.7 | 49.7 | 49.7 | 49.7 | 49.7 | 49.7 | 49.7 | 49.7
Jeeralang A | JLA02 | 49.7 | 49.7 | 49.7 | 49.7 | 49.7 | 49.7 | 49.7 | 49.7 | 49.7 | 49.7
Jeeralang A | JLA03 | 49.7 | 49.7 | 49.7 | 49.7 | 49.7 | 49.7 | 49.7 | 49.7 | 49.7 | 49.7
Jeeralang A | JLA04 | 49.7 | 49.7 | 49.7 | 49.7 | 49.7 | 49.7 | 49.7 | 49.7 | 49.7 | 49.7
Jeeralang B | JLB01 | 72 | 72 | 72 | 72 | 72 | 72 | 72 | 72 | 72 | 72
Jeeralang B | JLB02 | 72 | 72 | 72 | 72 | 72 | 72 | 72 | 72 | 72 | 72
Jeeralang B | JLB03 | 72 | 72 | 72 | 72 | 72 | 72 | 72 | 72 | 72 | 72
Laverton North | LNGS1 | 150 | 150 | 150 | 150 | 150 | 150 | 150 | 150 | 150 | 150
Laverton North | LNGS2 | 150 | 150 | 150 | 150 | 150 | 150 | 150 | 150 | 150 | 150
Mortlake | MORTLK11 | 259 | 279 | 279 | 279 | 279 | 279 | 279 | 279 | 279 | 279
Mortlake | MORTLK12 | 259 | 279 | 279 | 279 | 279 | 279 | 279 | 279 | 279 | 279
Newport | NPS | 475 | 475 | 475 | 475 | 475 | 475 | 475 | 475 | 475 | 475
Valley Power | VPGS1 | 45 | 45 | 45 | 45 | 45 | 45 | 45 | 45 | 45 | 45
Valley Power | VPGS2 | 45 | 45 | 45 | 45 | 45 | 45 | 45 | 45 | 45 | 45
Valley Power | VPGS3 | 45 | 45 | 45 | 45 | 45 | 45 | 45 | 45 | 45 | 45
Valley Power | VPGS4 | 45 | 45 | 45 | 45 | 45 | 45 | 45 | 45 | 45 | 45
Valley Power | VPGS5 | 45 | 45 | 45 | 45 | 45 | 45 | 45 | 45 | 45 | 45
Valley Power | VPGS6 | 45 | 45 | 45 | 45 | 45 | 45 | 45 | 45 | 45 | 45
Hallett GT | AGLHAL | 193 | 193 | 193 | 193 | 193 | 193 | 193 | 193 | 193 | 193
Dry Creek GT | DRYCGT1 | 37 | 37 | 37 | 37 | 37 | 37 | 37 | 37 | 37 | 37
Dry Creek GT | DRYCGT2 | 37 | 37 | 37 | 37 | 37 | 37 | 37 | 37 | 37 | 37
Dry Creek GT | DRYCGT3 | 38 | 38 | 38 | 38 | 38 | 38 | 38 | 38 | 38 | 38
Ladbroke Grove | LADBROK1 | 35 | 35 | 35 | 35 | 35 | 35 | 35 | 35 | 35 | 35
Ladbroke Grove | LADBROK2 | 35 | 35 | 35 | 35 | 35 | 35 | 35 | 35 | 35 | 35
Mintaro GT | MINTARO | 68 | 68 | 68 | 68 | 68 | 68 | 68 | 68 | 68 | 68
Osborne | OSB-AG | 172 | 172 | 172 | 172 | 172 | 0 | 0 | 0 | 0 | 0
Pelican Point | PPCCGT | 478 | 478 | 478 | 478 | 478 | 478 | 478 | 478 | 478 | 478
Quarantine | QPS1 | 26 | 26 | 26 | 26 | 26 | 26 | 26 | 26 | 26 | 26
Quarantine | QPS2 | 18 | 26 | 26 | 26 | 26 | 26 | 26 | 26 | 26 | 26
Quarantine | QPS3 | 18 | 18 | 18 | 26 | 26 | 26 | 26 | 26 | 26 | 26
Quarantine | QPS4 | 18 | 18 | 18 | 26 | 26 | 26 | 26 | 26 | 26 | 26
Quarantine | QPS5 | 114 | 114 | 114 | 114 | 114 | 114 | 114 | 114 | 114 | 114
Torrens Island A | TORRA1 | 120 | 0 | 0 | 0 | 0 | 0 | 0 | 0 | 0 | 0
Torrens Island A | TORRA2 | 0 | 0 | 0 | 0 | 0 | 0 | 0 | 0 | 0 | 0
Torrens Island A | TORRA3 | 120 | 120 | 0 | 0 | 0 | 0 | 0 | 0 | 0 | 0
Torrens Island A | TORRA4 | 0 | 0 | 0 | 0 | 0 | 0 | 0 | 0 | 0 | 0
Torrens Island B | TORRB1 | 195 | 195 | 195 | 195 | 195 | 195 | 195 | 195 | 195 | 195
Torrens Island B | TORRB2 | 195 | 195 | 195 | 195 | 195 | 195 | 195 | 195 | 195 | 195
Torrens Island B | TORRB3 | 195 | 195 | 195 | 195 | 195 | 195 | 195 | 195 | 195 | 195
Torrens Island B | TORRB4 | 195 | 195 | 195 | 195 | 195 | 195 | 195 | 195 | 195 | 195
Bell Bay Three | BBTHREE1 | 35 | 35 | 35 | 35 | 35 | 35 | 35 | 35 | 35 | 35
Bell Bay Three | BBTHREE2 | 35 | 35 | 35 | 35 | 35 | 35 | 35 | 35 | 35 | 35
Bell Bay Three | BBTHREE3 | 35 | 35 | 35 | 35 | 35 | 35 | 35 | 35 | 35 | 35
Tamar Valley Combined Cycle | TVCC201 | 0 | 0 | 0 | 0 | 0 | 0 | 0 | 0 | 0 | 0
Tamar Valley Peaking | TVPP104 | 58 | 58 | 58 | 58 | 58 | 58 | 58 | 58 | 58 | 58
Hunter Valley GT | HVGTS | 15 | 15 | 15 | 15 | 15 | 15 | 15 | 15 | 15 | 15
Hunter Valley GT | HVGTS un | 15 | 15 | 15 | 15 | 15 | 15 | 15 | 15 | 15 | 15
Mackay GT | MACKAYGT | 34 | 34 | 34 | 0 | 0 | 0 | 0 | 0 | 0 | 0
Mt Stuart | MSTUART1 | 135 | 135 | 135 | 135 | 135 | 135 | 135 | 135 | 135 | 135
Mt Stuart | MSTUART2 | 135 | 135 | 135 | 135 | 135 | 135 | 135 | 135 | 135 | 135
Mt Stuart | MSTUART3 | 117 | 117 | 117 | 117 | 117 | 117 | 117 | 117 | 117 | 117
Angaston | ANGAST1 | 48 | 48 | 48 | 48 | 48 | 48 | 48 | 48 | 48 | 48
Lonsdale | LONSDALE | 20.7 | 20.7 | 20.7 | 20.7 | 20.7 | 20.7 | 20.7 | 20.7 | 20.7 | 20.7
Port Lincoln GT | POR01 | 38 | 38 | 38 | 38 | 38 | 38 | 38 | 38 | 38 | 38
Port Lincoln GT | POR03 | 18 | 18 | 18 | 18 | 18 | 18 | 18 | 18 | 18 | 18
Port Stanvac 1 | PTSTAN1 | 57.6 | 57.6 | 57.6 | 57.6 | 57.6 | 57.6 | 57.6 | 57.6 | 57.6 | 57.6
Snuggery | SNUG1 | 54 | 54 | 54 | 54 | 54 | 54 | 54 | 54 | 54 | 54
Boco Rock Wind Farm | BOCORWF1 | 104.088 | 104.088 | 104.088 | 104.088 | 104.088 | 104.088 | 104.088 | 104.088 | 104.088 | 104.088
Bodangora Wind Farm | BODWF1 | 113.19 | 113.19 | 113.19 | 113.19 | 113.19 | 113.19 | 113.19 | 113.19 | 113.19 | 113.19
Capital Wind Farm | CAPTL_WF | 140 | 140 | 140 | 140 | 140 | 140 | 140 | 140 | 140 | 140
Crookwell 2 Wind Farm | CROOKWF2 | 96.04 | 96.04 | 96.04 | 96.04 | 96.04 | 96.04 | 96.04 | 96.04 | 96.04 | 96.04
Cullerin Range Wind Farm | CULLRGWF | 30 | 30 | 30 | 30 | 30 | 30 | 30 | 30 | 30 | 30
Gullen Range Wind Farm | GULLRWF1 | 165.5 | 165.5 | 165.5 | 165.5 | 165.5 | 165.5 | 165.5 | 165.5 | 165.5 | 165.5
Gunning Wind Farm | GUNNING1 | 46.5 | 46.5 | 46.5 | 46.5 | 46.5 | 46.5 | 46.5 | 46.5 | 46.5 | 46.5
Sapphire Wind Farm | SAPHWF1 | 186.825 | 186.825 | 186.825 | 186.825 | 186.825 | 186.825 | 186.825 | 186.825 | 186.825 | 186.825
Silverton Wind Farm | STWF1 | 26.78 | 119.48 | 119.48 | 119.48 | 119.48 | 119.48 | 119.48 | 119.48 | 119.48 | 119.48
Taralga Wind Farm | TARALGA1 | 106.8 | 106.8 | 106.8 | 106.8 | 106.8 | 106.8 | 106.8 | 106.8 | 106.8 | 106.8
Woodlawn Wind Farm | WOODLWN1 | 48.3 | 48.3 | 48.3 | 48.3 | 48.3 | 48.3 | 48.3 | 48.3 | 48.3 | 48.3
White Rock Wind Farm - Stage 1 | WRWF1 | 172.48 | 172.48 | 172.48 | 172.48 | 172.48 | 172.48 | 172.48 | 172.48 | 172.48 | 172.48
Mount Emerald | MEWF1 | 180.465 | 180.465 | 180.465 | 180.465 | 180.465 | 180.465 | 180.465 | 180.465 | 180.465 | 180.465
Ararat Wind Farm | ARWF1 | 195 | 195 | 195 | 195 | 195 | 195 | 195 | 195 | 195 | 195
Bald Hills Wind Farm | BALDHWF1 | 106.6 | 106.6 | 106.6 | 106.6 | 106.6 | 106.6 | 106.6 | 106.6 | 106.6 | 106.6
Challicum Hills wind farm | CHALLHWF | 52 | 52 | 52 | 52 | 52 | 52 | 52 | 52 | 52 | 52
Kiata Wind Farm | KIATAWF1 | 31.05 | 31.05 | 31.05 | 31.05 | 31.05 | 31.05 | 31.05 | 31.05 | 31.05 | 31.05
MacArthur Wind Farm | MACARTH1 | 420 | 420 | 420 | 420 | 420 | 420 | 420 | 420 | 420 | 420
Mt Mercer Wind Farm | MERCER01 | 131.2 | 131.2 | 131.2 | 131.2 | 131.2 | 131.2 | 131.2 | 131.2 | 131.2 | 131.2
Mortons Lane Wind Farm | MLWF1 | 20 | 20 | 20 | 20 | 20 | 20 | 20 | 20 | 20 | 20
Mt Gellibrand Wind Farm | MTGELWF1 | 132 | 132 | 132 | 132 | 132 | 132 | 132 | 132 | 132 | 132
Oaklands Hill Wind Farm | OAKLAND1 | 40.992 | 40.992 | 40.992 | 40.992 | 40.992 | 40.992 | 40.992 | 40.992 | 40.992 | 40.992
Portland Wind Farm | PORTWF | 148 | 148 | 148 | 148 | 148 | 148 | 148 | 148 | 148 | 148
Salt Creek Wind Farm | SALTCRK1 | 54 | 54 | 54 | 54 | 54 | 54 | 54 | 54 | 54 | 54
Waubra Wind Farm | WAUBRAWF | 192 | 192 | 192 | 192 | 192 | 192 | 192 | 192 | 192 | 192
Yambuk Wind Farm | YAMBUKWF | 30 | 30 | 30 | 30 | 30 | 30 | 30 | 30 | 30 | 30
Yaloak South Wind Farm | YSWF1 | 28 | 28 | 28 | 28 | 28 | 28 | 28 | 28 | 28 | 28
Hallett 5 The Bluff WF | BLUFF1 | 53 | 53 | 53 | 53 | 53 | 53 | 53 | 53 | 53 | 53
Cathedral Rocks Wind Farm | CATHROCK | 66 | 66 | 66 | 66 | 66 | 66 | 66 | 66 | 66 | 66
Clements Gap Wind Farm | CLEMGPWF | 56.7 | 56.7 | 56.7 | 56.7 | 56.7 | 56.7 | 56.7 | 56.7 | 56.7 | 56.7
Canunda Wind Farm | CNUNDAWF | 46 | 46 | 46 | 46 | 46 | 46 | 46 | 46 | 46 | 46
Hallett Stage 1 Brown Hill | HALLWF1 | 94.995 | 94.995 | 94.995 | 94.995 | 94.995 | 94.995 | 94.995 | 94.995 | 94.995 | 94.995
Hallett Stage 2 Hallett Hill | HALLWF2 | 71.74 | 71.74 | 71.74 | 71.74 | 71.74 | 71.74 | 71.74 | 71.74 | 71.74 | 71.74
Hornsdale Wind Farm Stage 1 | HDWF1 | 200 | 200 | 200 | 200 | 200 | 200 | 200 | 200 | 200 | 200
Hornsdale Wind Farm Stage 2 | HDWF2 | 100 | 100 | 100 | 100 | 100 | 100 | 100 | 100 | 100 | 100
Hornsdale Wind Farm Stage 3 | HDWF3 | 108.99 | 108.99 | 108.99 | 108.99 | 108.99 | 108.99 | 108.99 | 108.99 | 108.99 | 108.99
Lake Bonney 1 wind farm | LKBONNY1 | 81 | 81 | 81 | 81 | 81 | 81 | 81 | 81 | 81 | 81
Lake Bonney 2 wind farm | LKBONNY2 | 159 | 159 | 159 | 159 | 159 | 159 | 159 | 159 | 159 | 159
Lake Bonney 3 wind farm | LKBONNY3 | 39 | 39 | 39 | 39 | 39 | 39 | 39 | 39 | 39 | 39
Lincoln Gap Wind Farm - Stage 1 | LGAPWF1 | 126 | 126 | 126 | 126 | 126 | 126 | 126 | 126 | 126 | 126
Mount Millar wind farm | MTMILLAR | 70 | 70 | 70 | 70 | 70 | 70 | 70 | 70 | 70 | 70
Hallett 4 North Brown Hill | NBHWF1 | 131.985 | 131.985 | 131.985 | 131.985 | 131.985 | 131.985 | 131.985 | 131.985 | 131.985 | 131.985
Snowtown S2 Wind Farm - North | SNOWNTH1 | 144 | 144 | 144 | 144 | 144 | 144 | 144 | 144 | 144 | 144
Snowtown S2 Wind Farm - South | SNOWSTH1 | 126 | 126 | 126 | 126 | 126 | 126 | 126 | 126 | 126 | 126
Snowtown Wind Farm | SNOWTWN1 | 98.7 | 98.7 | 98.7 | 98.7 | 98.7 | 98.7 | 98.7 | 98.7 | 98.7 | 0
Starfish Hill Wind Farm | STARHLWF | 35 | 35 | 35 | 35 | 35 | 35 | 35 | 35 | 35 | 35
Waterloo Wind Farm | WATERLWF | 130.8 | 130.8 | 130.8 | 130.8 | 130.8 | 130.8 | 130.8 | 130.8 | 130.8 | 130.8
Willogoleche Wind Farm | WGWF1 | 119.36 | 119.36 | 119.36 | 119.36 | 119.36 | 119.36 | 119.36 | 119.36 | 119.36 | 119.36
Wattle Point Wind Farm | WPWF | 91 | 91 | 91 | 91 | 91 | 91 | 91 | 91 | 91 | 91
Musselroe Wind Farm | MUSSELR1 | 168 | 168 | 168 | 168 | 168 | 168 | 168 | 168 | 168 | 168
Woolnorth wind farm | WOOLNTH1 | 140 | 140 | 140 | 140 | 140 | 140 | 140 | 140 | 140 | 140
Beryl Solar Farm | BERYLSF1 | 87 | 87 | 87 | 87 | 87 | 87 | 87 | 87 | 87 | 87
Broken Hill Solar Plant | BROKENH1 | 53 | 53 | 53 | 53 | 53 | 53 | 53 | 53 | 53 | 53
Coleambally Solar Farm | COLEASF1 | 150.03 | 150.03 | 150.03 | 150.03 | 150.03 | 150.03 | 150.03 | 150.03 | 150.03 | 150.03
Gullen Range Solar Farm | GULLRSF1 | 10 | 10 | 10 | 10 | 10 | 10 | 10 | 10 | 10 | 10
Manildra Solar Farm | MANSLR1 | 46.7 | 46.7 | 46.7 | 46.7 | 46.7 | 46.7 | 46.7 | 46.7 | 46.7 | 46.7
Moree Solar Farm | MOREESF1 | 56 | 56 | 56 | 56 | 56 | 56 | 56 | 56 | 56 | 56
Nyngan Solar Plant | NYNGAN1 | 102.025 | 102.025 | 102.025 | 102.025 | 102.025 | 102.025 | 102.025 | 102.025 | 102.025 | 102.025
Parkes Solar Farm | PARSF1 | 50.49 | 55 | 55 | 55 | 55 | 55 | 55 | 55 | 55 | 55
White Rock Solar Farm | WRSF1 | 20 | 20 | 20 | 20 | 20 | 20 | 20 | 20 | 20 | 20
Childers Solar Farm | CHILDSF1 | 55.87 | 55.87 | 55.87 | 55.87 | 55.87 | 55.87 | 55.87 | 55.87 | 55.87 | 55.87
Clare Solar Farm | CLARESF1 | 109.986 | 109.986 | 109.986 | 109.986 | 109.986 | 109.986 | 109.986 | 109.986 | 109.986 | 109.986
Clermont Solar Farm | CLERMSF1 | 74.999 | 74.999 | 74.999 | 74.999 | 74.999 | 74.999 | 74.999 | 74.999 | 74.999 | 74.999
Collinsville PV | CSPVPS1 | 42.5 | 42.5 | 42.5 | 42.5 | 42.5 | 42.5 | 42.5 | 42.5 | 42.5 | 42.5
Daydream Solar Farm | DAYDSF1 | 149.999 | 149.999 | 149.999 | 149.999 | 149.999 | 149.999 | 149.999 | 149.999 | 149.999 | 149.999
Darling Downs Solar Farm | DDSF1 | 108.504 | 108.504 | 108.504 | 108.504 | 108.504 | 108.504 | 108.504 | 108.504 | 108.504 | 108.504
Emerald Solar Park | EMERASF1 | 72 | 72 | 72 | 72 | 72 | 72 | 72 | 72 | 72 | 72
Hamilton Solar Farm | HAMISF1 | 56.005 | 56.005 | 56.005 | 56.005 | 56.005 | 56.005 | 56.005 | 56.005 | 56.005 | 56.005
Hayman Solar Farm | HAYMSF1 | 49.98 | 49.98 | 49.98 | 49.98 | 49.98 | 49.98 | 49.98 | 49.98 | 49.98 | 49.98
Hughenden Solar Farm | HUGSF1 | 18 | 18 | 18 | 18 | 18 | 18 | 18 | 18 | 18 | 18
Kidston Solar Project Phase One 50MW | KSP1 | 48.5 | 48.5 | 48.5 | 48.5 | 48.5 | 48.5 | 48.5 | 48.5 | 48.5 | 48.5
Longreach Solar Farm | LRSF1 | 14 | 14 | 14 | 14 | 14 | 14 | 14 | 14 | 14 | 14
Ross River Solar Farm | RRSF1 | 116.032 | 116.032 | 116.032 | 116.032 | 116.032 | 116.032 | 116.032 | 116.032 | 116.032 | 116.032
Sun Metals Corporation Solar Farm | SMCSF1 | 107.236 | 107.236 | 107.236 | 107.236 | 107.236 | 107.236 | 107.236 | 107.236 | 107.236 | 107.236
Susan River Solar Farm | SRSF1 | 75.019 | 75.019 | 75.019 | 75.019 | 75.019 | 75.019 | 75.019 | 75.019 | 75.019 | 75.019
Whitsunday Solar Farm | WHITSF1 | 56.005 | 56.005 | 56.005 | 56.005 | 56.005 | 56.005 | 56.005 | 56.005 | 56.005 | 56.005
Bannerton Solar Park | BANN1 | 88 | 88 | 88 | 88 | 88 | 88 | 88 | 88 | 88 | 88
Gannawarra Solar Farm | GANNSF1 | 50.006 | 50.006 | 50.006 | 50.006 | 50.006 | 50.006 | 50.006 | 50.006 | 50.006 | 50.006
Karadoc Solar Farm | KARSF1 | 89.984 | 89.984 | 89.984 | 89.984 | 89.984 | 89.984 | 89.984 | 89.984 | 89.984 | 89.984
Wemen Solar Farm | WEMENSF1 | 87.984 | 87.984 | 87.984 | 87.984 | 87.984 | 87.984 | 87.984 | 87.984 | 87.984 | 87.984
Bungala one Solar Farm | BNGSF1 | 109.998 | 109.998 | 109.998 | 109.998 | 109.998 | 109.998 | 109.998 | 109.998 | 109.998 | 109.998
Tailem Bend - Solar | TBSF1 | 94.986 | 94.986 | 94.986 | 94.986 | 94.986 | 94.986 | 94.986 | 94.986 | 94.986 | 94.986
Committed Generators
Generator |  | Summer 2019-20: Summer
|  | 2019-20 | 2020-21 | 2021-22 | 2022-23 | 2023-24 | 2024-25 | 2025-26 | 2026-27 | 2027-28 | 2028-29
Barker Inlet Power Station |  | 210 | 210 | 210 | 210 | 210 | 210 | 210 | 210 | 210 | 210
Snowy 2.0 |  | 0 | 0 | 0 | 0 | 0 | 1999.998 | 1999.998 | 1999.998 | 1999.998 | 1999.998
Coopers Gap Wind Farm |  | 0 | 329.966 | 329.966 | 329.966 | 329.966 | 329.966 | 329.966 | 329.966 | 329.966 | 329.966
Kennedy Energy Park Wind Farm |  | 43.2 | 43.2 | 43.2 | 43.2 | 43.2 | 43.2 | 43.2 | 43.2 | 43.2 | 43.2
Crowlands Wind Farm |  | 79.95 | 79.95 | 79.95 | 79.95 | 79.95 | 79.95 | 79.95 | 79.95 | 79.95 | 79.95
Cattle Hill Wind Farm |  | 144 | 144 | 144 | 144 | 144 | 144 | 144 | 144 | 144 | 144
Granville Harbour Wind Farm |  | 0 | 111.6 | 111.6 | 111.6 | 111.6 | 111.6 | 111.6 | 111.6 | 111.6 | 111.6
Bulgana Green Power Hub - Wind Farm |  | 204.4 | 204.4 | 204.4 | 204.4 | 204.4 | 204.4 | 204.4 | 204.4 | 204.4 | 204.4
Cherry Tree Wind Farm |  | 0 | 57.6 | 57.6 | 57.6 | 57.6 | 57.6 | 57.6 | 57.6 | 57.6 | 57.6
Dundonnell Wind Farm |  | 0 | 336 | 336 | 336 | 336 | 336 | 336 | 336 | 336 | 336
Lal Lal Elaine Wind Farm |  | 83.6 | 83.6 | 83.6 | 83.6 | 83.6 | 83.6 | 83.6 | 83.6 | 83.6 | 83.6
Lal Lal Yendon Wind Farm |  | 144 | 144 | 144 | 144 | 144 | 144 | 144 | 144 | 144 | 144
Lincoln Gap Wind Farm - stage 2 |  | 0 | 86.4 | 86.4 | 86.4 | 86.4 | 86.4 | 86.4 | 86.4 | 86.4 | 86.4
Moorabool Wind Farm |  | 209.04 | 312 | 312 | 312 | 312 | 312 | 312 | 312 | 312 | 312
Murra Warra Wind Farm - stage 1 | MUWAWF1 | 225.7 | 225.7 | 225.7 | 225.7 | 225.7 | 225.7 | 225.7 | 225.7 | 225.7 | 225.7
Stockyard Hill Wind Farm |  | 177.012 | 511.07 | 511.07 | 511.07 | 511.07 | 511.07 | 511.07 | 511.07 | 511.07 | 511.07
Bomen Solar Farm |  | 0 | 121 | 121 | 121 | 121 | 121 | 121 | 121 | 121 | 121
Darlington Point Solar Farm |  | 131.652 | 263.304 | 263.304 | 263.304 | 263.304 | 263.304 | 263.304 | 263.304 | 263.304 | 263.304
Molong Solar Farm |  | 0 | 29.876 | 29.766 | 29.634 | 29.524 | 29.414 | 29.282 | 29.172 | 29.062 | 28.93
Nevertire Solar Farm |  | 105.12 | 105.12 | 105.12 | 105.12 | 105.12 | 105.12 | 105.12 | 105.12 | 105.12 | 105.12
Sunraysia Solar Farm |  | 100 | 100 | 100 | 100 | 100 | 100 | 100 | 100 | 100 | 100
Bungala Two Solar Farm |  | 109.998 | 109.998 | 109.998 | 109.998 | 109.998 | 109.998 | 109.998 | 109.998 | 109.998 | 109.998
Maryrorough Solar Farm |  | 0 | 34.5 | 34.5 | 34.5 | 34.5 | 34.5 | 34.5 | 34.5 | 34.5 | 34.5
Haughton Solar Farm |  | 100.035 | 100.035 | 100.035 | 100.035 | 100.035 | 100.035 | 100.035 | 100.035 | 100.035 | 100.035
Kennedy Energy Park Solar Farm |  | 15 | 15 | 15 | 15 | 15 | 15 | 15 | 15 | 15 | 15
Lilyvale Solar Farm |  | 100.05 | 99.36 | 98.67 | 97.98 | 97.29 | 96.6 | 95.91 | 95.22 | 94.53 | 93.84
Finley Solar Farm |  | 133 | 133 | 133 | 133 | 133 | 133 | 133 | 133 | 133 | 133
Limondale Solar Farm 1 |  | 0 | 220 | 220 | 220 | 220 | 220 | 220 | 220 | 220 | 220
Limondale Solar Farm 2 |  | 28.994 | 28.994 | 28.994 | 28.994 | 28.994 | 28.994 | 28.994 | 28.994 | 28.994 | 28.994
Oakey Solar Farm |  | 25 | 25 | 25 | 25 | 25 | 25 | 25 | 25 | 25 | 25
Oakey 2 Solar Farm |  | 54.99 | 54.99 | 54.99 | 54.99 | 54.99 | 54.99 | 54.99 | 54.99 | 54.99 | 54.99
Rugby Run Solar Farm |  | 65 | 65 | 65 | 65 | 65 | 65 | 65 | 65 | 65 | 65
Yarranlea Solar Farm |  | 102.96 | 102.96 | 102.96 | 102.96 | 102.96 | 102.96 | 102.96 | 102.96 | 102.96 | 102.96
Warwick Solar Farm |  | 0 | 32.08 | 32.104 | 32.104 | 32.104 | 32.104 | 32.104 | 32.104 | 32.104 | 32.104
Kiamal Solar Farm stage 1 |  | 100.05 | 199.95 | 199.95 | 199.95 | 199.95 | 199.95 | 199.95 | 199.95 | 199.95 | 199.95
Numurkah Solar Farm |  | 100.016 | 100.016 | 100.016 | 100.016 | 100.016 | 100.016 | 100.016 | 100.016 | 100.016 | 100.016
Yatpool Solar Farm |  | 81 | 81 | 81 | 81 | 81 | 81 | 81 | 81 | 81 | 81
Cohuna Solar Farm |  | 27.265 | 27.265 | 27.265 | 27.265 | 27.265 | 27.265 | 27.265 | 27.265 | 27.265 | 27.265
Advanced VRET Projects
Generator |  | Summer 2019-20: Summer
|  | 2019-20 | 2020-21 | 2021-22 | 2022-23 | 2023-24 | 2024-25 | 2025-26 | 2026-27 | 2027-28 | 2028-29
Carwarp Solar Farm stage 1 |  | 100 | 100 | 100 | 100 | 100 | 100 | 100 | 100 | 100 | 100
Winton Solar Farm |  | 85 | 85 | 85 | 85 | 85 | 85 | 85 | 85 | 85 | 85
Mortlake South Wind Farm |  | 157.5 | 157.5 | 157.5 | 157.5 | 157.5 | 157.5 | 157.5 | 157.5 | 157.5 | 157.5
Berrybank Wind Farm |  | 151.2 | 151.2 | 151.2 | 151.2 | 151.2 | 151.2 | 151.2 | 151.2 | 151.2 | 151.2
Existing and Committed Batteries
Generator |  | Summer 2019-20: Summer
|  | 2019-20 | 2020-21 | 2021-22 | 2022-23 | 2023-24 | 2024-25 | 2025-26 | 2026-27 | 2027-28 | 2028-29
Hornsdale Power Reserve Unit 1 | HPRG1 | 100 | 100 | 100 | 100 | 100 | 100 | 100 | 100 | 100 | 100
Dalrymple North BESS | DALNTH01 | 30 | 30 | 30 | 30 | 30 | 30 | 30 | 30 | 30 | 30
Ballarat Energy Storage System | BALBG1 | 29 | 29 | 29 | 29 | 29 | 29 | 29 | 29 | 29 | 29
Bulgana Green Power Hub - BESS | BULGANA2 | 20 | 20 | 20 | 20 | 20 | 20 | 20 | 20 | 20 | 20
Gannawarra Energy Storage System | GANNBG1 | 25 | 25 | 25 | 25 | 25 | 25 | 25 | 25 | 25 | 25
Lincoln Gap BESS |  | 10 | 10 | 10 | 10 | 10 | 10 | 10 | 10 | 10 | 10
Jump to Summer Ratings
Existing Generators
Generator |  | Summer 2019-20: Winter
|  | 2019 | 2020 | 2021 | 2022 | 2023 | 2024 | 2025 | 2026 | 2027 | 2028
Bayswater | BW01 | 660 | 660 | 660 | 660 | 685 | 685 | 685 | 685 | 685 | 685
Bayswater | BW02 | 660 | 660 | 685 | 685 | 685 | 685 | 685 | 685 | 685 | 685
Bayswater | BW03 | 660 | 660 | 660 | 685 | 685 | 685 | 685 | 685 | 685 | 685
Bayswater | BW04 | 660 | 685 | 685 | 685 | 685 | 685 | 685 | 685 | 685 | 685
Eraring | ER01 | 720 | 720 | 720 | 720 | 720 | 720 | 720 | 720 | 720 | 720
Eraring | ER02 | 720 | 720 | 720 | 720 | 720 | 720 | 720 | 720 | 720 | 720
Eraring | ER03 | 720 | 720 | 720 | 720 | 720 | 720 | 720 | 720 | 720 | 720
Eraring | ER04 | 720 | 720 | 720 | 720 | 720 | 720 | 720 | 720 | 720 | 720
Liddell | LD01 | 450 | 450 | 450 | 450 | 0 | 0 | 0 | 0 | 0 | 0
Liddell | LD02 | 450 | 450 | 450 | 450 | 0 | 0 | 0 | 0 | 0 | 0
Liddell | LD03 | 450 | 450 | 450 | 450 | 0 | 0 | 0 | 0 | 0 | 0
Liddell | LD04 | 450 | 450 | 450 | 0 | 0 | 0 | 0 | 0 | 0 | 0
Mt Piper | MP1 | 700 | 700 | 700 | 700 | 700 | 700 | 700 | 700 | 700 | 700
Mt Piper | MP2 | 700 | 700 | 700 | 700 | 700 | 700 | 700 | 700 | 700 | 700
Vales Point B | VP5 | 660 | 660 | 660 | 660 | 660 | 660 | 660 | 660 | 660 | 660
Vales Point B | VP6 | 660 | 660 | 660 | 660 | 660 | 660 | 660 | 660 | 660 | 660
Callide B | CALL_B_1 | 350 | 350 | 350 | 350 | 350 | 350 | 350 | 350 | 350 | 350
Callide B | CALL_B_2 | 350 | 350 | 350 | 350 | 350 | 350 | 350 | 350 | 350 | 350
Callide C | CPP_3 | 420 | 420 | 420 | 420 | 420 | 420 | 420 | 420 | 420 | 420
Callide C | CPP_4 | 420 | 420 | 420 | 420 | 420 | 420 | 420 | 420 | 420 | 420
Gladstone | GSTONE1 | 280 | 280 | 280 | 280 | 280 | 280 | 280 | 280 | 280 | 280
Gladstone | GSTONE2 | 280 | 280 | 280 | 280 | 280 | 280 | 280 | 280 | 280 | 280
Gladstone | GSTONE3 | 280 | 280 | 280 | 280 | 280 | 280 | 280 | 280 | 280 | 280
Gladstone | GSTONE4 | 280 | 280 | 280 | 280 | 280 | 280 | 280 | 280 | 280 | 280
Gladstone | GSTONE5 | 280 | 280 | 280 | 280 | 280 | 280 | 280 | 280 | 280 | 280
Gladstone | GSTONE6 | 280 | 280 | 280 | 280 | 280 | 280 | 280 | 280 | 280 | 280
Kogan Creek | KPP_1 | 750 | 750 | 750 | 750 | 750 | 750 | 750 | 750 | 750 | 750
Millmerran | MPP_1 | 426 | 426 | 426 | 426 | 426 | 426 | 426 | 426 | 426 | 426
Millmerran | MPP_2 | 426 | 426 | 426 | 426 | 426 | 426 | 426 | 426 | 426 | 426
Stanwell | STAN-1 | 365 | 365 | 365 | 365 | 365 | 365 | 365 | 365 | 365 | 365
Stanwell | STAN-2 | 365 | 365 | 365 | 365 | 365 | 365 | 365 | 365 | 365 | 365
Stanwell | STAN-3 | 365 | 365 | 365 | 365 | 365 | 365 | 365 | 365 | 365 | 365
Stanwell | STAN-4 | 365 | 365 | 365 | 365 | 365 | 365 | 365 | 365 | 365 | 365
Tarong | TARONG#1 | 350 | 350 | 350 | 350 | 350 | 350 | 350 | 350 | 350 | 350
Tarong | TARONG#2 | 350 | 350 | 350 | 350 | 350 | 350 | 350 | 350 | 350 | 350
Tarong | TARONG#3 | 350 | 350 | 350 | 350 | 350 | 350 | 350 | 350 | 350 | 350
Tarong | TARONG#4 | 350 | 350 | 350 | 350 | 350 | 350 | 350 | 350 | 350 | 350
Tarong North | TNPS1 | 443 | 443 | 443 | 443 | 443 | 443 | 443 | 443 | 443 | 443
Loy Yang B | LOYYB1 | 535 | 580 | 580 | 580 | 580 | 580 | 580 | 580 | 580 | 580
Loy Yang B | LOYYB2 | 580 | 580 | 580 | 580 | 580 | 580 | 580 | 580 | 580 | 580
Loy Yang A Power Station | LYA1 | 560 | 560 | 560 | 560 | 560 | 560 | 560 | 560 | 560 | 560
Loy Yang A Power Station | LYA2 | 0 | 530 | 530 | 530 | 530 | 530 | 530 | 530 | 530 | 530
Loy Yang A Power Station | LYA3 | 560 | 560 | 560 | 560 | 560 | 560 | 560 | 560 | 560 | 560
Loy Yang A Power Station | LYA4 | 560 | 560 | 560 | 560 | 560 | 560 | 560 | 560 | 560 | 560
Yallourn W | YWPS1 | 372 | 372 | 372 | 372 | 372 | 372 | 372 | 372 | 372 | 372
Yallourn W | YWPS2 | 372 | 372 | 372 | 372 | 372 | 372 | 372 | 372 | 372 | 372
Yallourn W | YWPS3 | 392 | 392 | 392 | 392 | 392 | 392 | 392 | 392 | 392 | 392
Yallourn W | YWPS4 | 392 | 392 | 392 | 392 | 392 | 392 | 392 | 392 | 392 | 392
Blowering | BLOWERNG | 80 | 80 | 80 | 80 | 80 | 80 | 80 | 80 | 80 | 80
Guthega | GUTHEGA | 68 | 68 | 68 | 68 | 68 | 68 | 68 | 68 | 68 | 68
Hume Dam NSW | HUMENSW | 0 | 0 | 0 | 0 | 0 | 0 | 0 | 0 | 0 | 0
Shoalhaven | SHGEN | 240 | 240 | 240 | 240 | 240 | 240 | 240 | 240 | 240 | 240
Upper Tumut | UPPTUMUT | 544 | 616 | 544 | 544 | 544 | 544 | 616 | 616 | 616 | 616
Tumut 3 | TUMUT3 | 1800 | 1800 | 1800 | 1800 | 1800 | 1800 | 1800 | 1800 | 1800 | 1800
Barron Gorge | BARRON-1 | 33 | 33 | 33 | 33 | 33 | 33 | 33 | 33 | 33 | 33
Barron Gorge | BARRON-2 | 33 | 33 | 33 | 33 | 33 | 33 | 33 | 33 | 33 | 33
Kareeya | KAREEYA1 | 21.6 | 21.6 | 21.6 | 21.6 | 21.6 | 21.6 | 21.6 | 21.6 | 21.6 | 21.6
Kareeya | KAREEYA2 | 21.6 | 21.6 | 21.6 | 21.6 | 21.6 | 21.6 | 21.6 | 21.6 | 21.6 | 21.6
Kareeya | KAREEYA3 | 21.6 | 21.6 | 21.6 | 21.6 | 21.6 | 21.6 | 21.6 | 21.6 | 21.6 | 21.6
Kareeya | KAREEYA4 | 21.6 | 21.6 | 21.6 | 21.6 | 21.6 | 21.6 | 21.6 | 21.6 | 21.6 | 21.6
Wivenhoe | W/HOE#1 | 285 | 285 | 285 | 285 | 285 | 285 | 285 | 285 | 285 | 285
Wivenhoe | W/HOE#2 | 285 | 285 | 285 | 285 | 285 | 285 | 285 | 285 | 285 | 285
Bogong / Mackay | MCKAY1 | 300.002 | 300.002 | 300.002 | 300.002 | 300.002 | 300.002 | 300.002 | 300.002 | 300.002 | 300.002
Dartmouth | DARTM1 | 170 | 170 | 170 | 170 | 170 | 170 | 170 | 170 | 170 | 170
Eildon | EILDON1 | 60 | 60 | 60 | 60 | 60 | 60 | 60 | 60 | 60 | 60
Eildon | EILDON2 | 60 | 60 | 60 | 60 | 60 | 60 | 60 | 60 | 60 | 60
Hume Dam VIC | HUMEV | 0 | 0 | 0 | 0 | 0 | 0 | 0 | 0 | 0 | 0
Murray 1 | MURRAY | 855 | 855 | 760 | 855 | 855 | 855 | 950 | 950 | 950 | 950
Murray 2 | MURRAY | 420 | 420 | 560 | 560 | 560 | 560 | 560 | 560 | 560 | 560
West Kiewa | WKIEWA1 | 34 | 34 | 34 | 34 | 34 | 34 | 34 | 34 | 34 | 34
West Kiewa | WKIEWA2 | 34 | 34 | 34 | 34 | 34 | 34 | 34 | 34 | 34 | 34
Bastyan | BASTYAN | 81 | 81 | 81 | 0 | 84 | 84 | 84 | 84 | 84 | 84
Catagunya / Liapootah / Wayatinah | LI_WY_CA | 156 | 158 | 184 | 184 | 184 | 184 | 184 | 184 | 184 | 184
Cethana | CETHANA | 95 | 95 | 95 | 95 | 95 | 95 | 95 | 95 | 95 | 95
Devils gate | DEVILS_G | 63 | 63 | 63 | 63 | 63 | 63 | 63 | 63 | 63 | 63
Fisher | FISHER | 46 | 46 | 46 | 46 | 46 | 46 | 46 | 46 | 46 | 46
Gordon | gordon | 378 | 378 | 378 | 378 | 378 | 378 | 383 | 383 | 386 | 389
John Butters | JBUTTERS | 140 | 140 | 140 | 140 | 140 | 0 | 150 | 150 | 150 | 150
Lake Echo | LK_ECHO | 0 | 32 | 32 | 32 | 0 | 32 | 32 | 32 | 32 | 32
Lemonthyme / Wilmot | LEM_WIL | 54 | 86 | 32 | 87 | 87 | 87 | 87 | 87 | 87 | 87
Mackintosh | MACKNTSH | 81 | 81 | 81 | 81 | 0 | 84 | 84 | 84 | 84 | 84
Meadowbank | MEADOWBK | 43.8 | 43.8 | 43.8 | 43.8 | 43.8 | 43.8 | 43.8 | 43.8 | 43.8 | 43.8
Poatina | POAT110 | 114 | 114 | 114 | 114 | 114 | 114 | 114 | 114 | 114 | 114
Poatina | POAT220 | 228 | 228 | 228 | 228 | 228 | 228 | 228 | 228 | 228 | 228
Reece | REECE1 | 116 | 116 | 116 | 116 | 116 | 116 | 0 | 120 | 120 | 120
Reece | REECE2 | 116 | 116 | 116 | 116 | 116 | 116 | 116 | 0 | 120 | 120
Tarraleah | TARRALEA | 72 | 72 | 72 | 70 | 70 | 72 | 72 | 72 | 72 | 72
Trevallyn | TREVALLN | 80 | 83 | 106 | 106 | 106 | 106 | 106 | 106 | 106 | 106
Tribute | TRIBUTE | 85 | 85 | 85 | 85 | 85 | 85 | 85 | 88 | 88 | 88
Tungatinah | TUNGATIN | 130 | 130 | 130 | 130 | 130 | 130 | 130 | 130 | 130 | 130
Colongra | CG1 | 181 | 181 | 181 | 181 | 181 | 181 | 181 | 181 | 181 | 181
Colongra | CG2 | 181 | 181 | 181 | 181 | 181 | 181 | 181 | 181 | 181 | 181
Colongra | CG3 | 181 | 181 | 181 | 181 | 181 | 181 | 181 | 181 | 181 | 181
Colongra | CG4 | 181 | 181 | 181 | 181 | 181 | 181 | 181 | 181 | 181 | 181
Smithfield Energy Facility | SITHE01 | 123.233 | 123.233 | 123.233 | 123.233 | 123.233 | 123.233 | 123.233 | 123.233 | 123.233 | 123.233
Smithfield Energy Facility | SITHE04 | 0 | 0 | 0 | 0 | 0 | 0 | 0 | 0 | 0 | 0
Tallawarra | TALWA1 | 440 | 440 | 440 | 440 | 440 | 440 | 440 | 440 | 440 | 440
Uranquinty | URANQ11 | 166 | 166 | 166 | 166 | 166 | 166 | 166 | 166 | 166 | 166
Uranquinty | URANQ12 | 166 | 166 | 166 | 166 | 166 | 166 | 166 | 166 | 166 | 166
Uranquinty | URANQ13 | 166 | 166 | 166 | 166 | 166 | 166 | 166 | 166 | 166 | 166
Uranquinty | URANQ14 | 166 | 166 | 166 | 166 | 166 | 166 | 166 | 166 | 166 | 166
Barcaldine Power Station | BARCALDN | 37 | 37 | 37 | 37 | 37 | 37 | 37 | 37 | 37 | 37
Braemar | BRAEMAR1 | 168 | 168 | 168 | 181 | 181 | 181 | 181 | 181 | 181 | 181
Braemar | BRAEMAR2 | 181 | 181 | 181 | 181 | 181 | 181 | 181 | 181 | 181 | 181
Braemar | BRAEMAR3 | 181 | 181 | 181 | 181 | 181 | 181 | 181 | 181 | 181 | 181
Braemar 2 Power Station | BRAEMAR5 | 173 | 173 | 173 | 173 | 173 | 173 | 173 | 173 | 173 | 173
Braemar 2 Power Station | BRAEMAR6 | 173 | 173 | 173 | 173 | 173 | 173 | 173 | 173 | 173 | 173
Braemar 2 Power Station | BRAEMAR7 | 173 | 173 | 173 | 173 | 173 | 173 | 173 | 173 | 173 | 173
Condamine A | CPSA | 144 | 144 | 144 | 144 | 144 | 144 | 144 | 144 | 144 | 144
Darling Downs | DDPS1 | 630 | 630 | 630 | 630 | 630 | 630 | 630 | 630 | 630 | 630
Oakey Power Station | OAKEY1 | 173 | 173 | 173 | 173 | 173 | 173 | 173 | 173 | 173 | 173
Oakey Power Station | OAKEY2 | 173 | 173 | 173 | 173 | 173 | 173 | 173 | 173 | 173 | 173
Roma | ROMA_7 | 34 | 34 | 34 | 34 | 34 | 34 | 34 | 34 | 34 | 34
Roma | ROMA_8 | 34 | 34 | 34 | 34 | 34 | 34 | 34 | 34 | 34 | 34
Swanbank E GT | SWAN_E | 365 | 365 | 365 | 365 | 365 | 365 | 365 | 365 | 365 | 365
Yabulu PS | YABULU | 161 | 161 | 161 | 161 | 161 | 161 | 160 | 160 | 160 | 160
Yabulu Steam Turbine | YABULU2 | 82 | 82 | 82 | 82 | 82 | 82 | 81 | 81 | 81 | 81
Yarwun Cogen | YARWUN_1 | 165 | 165 | 165 | 165 | 165 | 165 | 165 | 165 | 165 | 165
Somerton | AGLSOM | 170 | 170 | 170 | 170 | 170 | 170 | 170 | 170 | 170 | 170
Bairnsdale | BDL01 | 40 | 40 | 40 | 40 | 40 | 40 | 40 | 40 | 40 | 40
Bairnsdale | BDL02 | 42 | 42 | 42 | 42 | 42 | 42 | 42 | 42 | 42 | 42
Jeeralang A | JLA01 | 59.8 | 59.8 | 59.8 | 59.8 | 59.8 | 59.8 | 59.8 | 59.8 | 59.8 | 59.8
Jeeralang A | JLA02 | 59.8 | 59.8 | 59.8 | 59.8 | 59.8 | 59.8 | 59.8 | 59.8 | 59.8 | 59.8
Jeeralang A | JLA03 | 59.8 | 59.8 | 59.8 | 59.8 | 59.8 | 59.8 | 59.8 | 59.8 | 59.8 | 59.8
Jeeralang A | JLA04 | 59.8 | 59.8 | 59.8 | 59.8 | 59.8 | 59.8 | 59.8 | 59.8 | 59.8 | 59.8
Jeeralang B | JLB01 | 87 | 87 | 87 | 87 | 87 | 87 | 87 | 87 | 87 | 87
Jeeralang B | JLB02 | 87 | 87 | 87 | 87 | 87 | 87 | 87 | 87 | 87 | 87
Jeeralang B | JLB03 | 87 | 87 | 87 | 87 | 87 | 87 | 87 | 87 | 87 | 87
Laverton North | LNGS1 | 170 | 170 | 170 | 170 | 170 | 170 | 170 | 170 | 170 | 170
Laverton North | LNGS2 | 170 | 170 | 170 | 170 | 170 | 170 | 170 | 170 | 170 | 170
Mortlake | MORTLK11 | 292 | 292 | 292 | 292 | 292 | 292 | 292 | 292 | 292 | 292
Mortlake | MORTLK12 | 0 | 292 | 292 | 292 | 292 | 292 | 292 | 292 | 292 | 292
Newport | NPS | 510 | 510 | 510 | 510 | 510 | 510 | 510 | 510 | 510 | 510
Valley Power | VPGS1 | 56 | 56 | 56 | 56 | 56 | 56 | 56 | 56 | 56 | 56
Valley Power | VPGS2 | 56 | 56 | 56 | 56 | 56 | 56 | 56 | 56 | 56 | 56
Valley Power | VPGS3 | 56 | 56 | 56 | 56 | 56 | 56 | 56 | 56 | 56 | 56
Valley Power | VPGS4 | 56 | 56 | 56 | 56 | 56 | 56 | 56 | 56 | 56 | 56
Valley Power | VPGS5 | 56 | 56 | 56 | 56 | 56 | 56 | 56 | 56 | 56 | 56
Valley Power | VPGS6 | 56 | 56 | 56 | 56 | 56 | 56 | 56 | 56 | 56 | 56
Hallett GT | AGLHAL | 216 | 216 | 216 | 216 | 216 | 216 | 216 | 216 | 216 | 216
Dry Creek GT | DRYCGT1 | 47 | 47 | 47 | 47 | 47 | 47 | 47 | 47 | 47 | 47
Dry Creek GT | DRYCGT2 | 47 | 47 | 47 | 47 | 47 | 47 | 47 | 47 | 47 | 47
Dry Creek GT | DRYCGT3 | 49 | 49 | 49 | 49 | 49 | 49 | 49 | 49 | 49 | 49
Ladbroke Grove | LADBROK1 | 42 | 42 | 42 | 42 | 42 | 42 | 42 | 42 | 42 | 42
Ladbroke Grove | LADBROK2 | 42 | 42 | 42 | 42 | 42 | 42 | 42 | 42 | 42 | 42
Mintaro GT | MINTARO | 90 | 90 | 90 | 90 | 90 | 90 | 90 | 90 | 90 | 90
Osborne | OSB-AG | 188 | 188 | 188 | 188 | 188 | 0 | 0 | 0 | 0 | 0
Pelican Point | PPCCGT | 529 | 529 | 529 | 529 | 529 | 529 | 529 | 529 | 529 | 529
Quarantine | QPS1 | 29 | 29 | 29 | 29 | 29 | 29 | 29 | 29 | 29 | 29
Quarantine | QPS2 | 23 | 29 | 29 | 29 | 29 | 29 | 29 | 29 | 29 | 29
Quarantine | QPS3 | 23 | 23 | 23 | 29 | 29 | 29 | 29 | 29 | 29 | 29
Quarantine | QPS4 | 23 | 23 | 23 | 29 | 29 | 29 | 29 | 29 | 29 | 29
Quarantine | QPS5 | 120 | 120 | 120 | 120 | 120 | 120 | 120 | 120 | 120 | 120
Torrens Island A | TORRA1 | 120 | 120 | 0 | 0 | 0 | 0 | 0 | 0 | 0 | 0
Torrens Island A | TORRA2 | 120 | 0 | 0 | 0 | 0 | 0 | 0 | 0 | 0 | 0
Torrens Island A | TORRA3 | 120 | 120 | 120 | 0 | 0 | 0 | 0 | 0 | 0 | 0
Torrens Island A | TORRA4 | 120 | 0 | 0 | 0 | 0 | 0 | 0 | 0 | 0 | 0
Torrens Island B | TORRB1 | 200 | 200 | 200 | 200 | 200 | 200 | 200 | 200 | 200 | 200
Torrens Island B | TORRB2 | 200 | 200 | 200 | 200 | 200 | 200 | 200 | 200 | 200 | 200
Torrens Island B | TORRB3 | 200 | 200 | 200 | 200 | 200 | 200 | 200 | 200 | 200 | 200
Torrens Island B | TORRB4 | 200 | 200 | 200 | 200 | 200 | 200 | 200 | 200 | 200 | 200
Bell Bay Three | BBTHREE1 | 35 | 35 | 35 | 35 | 35 | 35 | 35 | 35 | 35 | 35
Bell Bay Three | BBTHREE2 | 35 | 35 | 35 | 35 | 35 | 35 | 35 | 35 | 35 | 35
Bell Bay Three | BBTHREE3 | 35 | 35 | 35 | 35 | 35 | 35 | 35 | 35 | 35 | 35
Tamar Valley Combined Cycle | TVCC201 | 0 | 0 | 0 | 0 | 0 | 0 | 0 | 0 | 0 | 0
Tamar Valley Peaking | TVPP104 | 58 | 58 | 58 | 58 | 58 | 58 | 58 | 58 | 58 | 58
Hunter Valley GT | HVGTS | 20 | 20 | 20 | 20 | 20 | 20 | 20 | 20 | 20 | 20
Hunter Valley GT | HVGTS un | 20 | 20 | 20 | 20 | 20 | 20 | 20 | 20 | 20 | 20
Mackay GT | MACKAYGT | 34 | 34 | 34 | 0 | 0 | 0 | 0 | 0 | 0 | 0
Mt Stuart | MSTUART1 | 140 | 140 | 140 | 140 | 140 | 140 | 140 | 140 | 140 | 140
Mt Stuart | MSTUART2 | 140 | 140 | 140 | 140 | 140 | 140 | 140 | 140 | 140 | 140
Mt Stuart | MSTUART3 | 120 | 120 | 120 | 120 | 120 | 120 | 120 | 120 | 120 | 120
Angaston | ANGAST1 | 48 | 48 | 48 | 48 | 48 | 48 | 48 | 48 | 48 | 48
Lonsdale | LONSDALE | 20.7 | 20.7 | 20.7 | 20.7 | 20.7 | 20.7 | 20.7 | 20.7 | 20.7 | 20.7
Port Lincoln GT | POR01 | 50 | 50 | 50 | 50 | 50 | 50 | 50 | 50 | 50 | 50
Port Lincoln GT | POR03 | 23.5 | 23.5 | 23.5 | 23.5 | 23.5 | 23.5 | 23.5 | 23.5 | 23.5 | 23.5
Port Stanvac 1 | PTSTAN1 | 57.6 | 57.6 | 57.6 | 57.6 | 57.6 | 57.6 | 57.6 | 57.6 | 57.6 | 57.6
Snuggery | SNUG1 | 63 | 63 | 63 | 63 | 63 | 63 | 63 | 63 | 63 | 63
Boco Rock Wind Farm | BOCORWF1 | 113.18 | 113.18 | 113.18 | 113.18 | 113.18 | 113.18 | 113.18 | 113.18 | 113.18 | 113.18
Bodangora Wind Farm | BODWF1 | 113.19 | 113.19 | 113.19 | 113.19 | 113.19 | 113.19 | 113.19 | 113.19 | 113.19 | 113.19
Capital Wind Farm | CAPTL_WF | 140 | 140 | 140 | 140 | 140 | 140 | 140 | 140 | 140 | 140
Crookwell 2 Wind Farm | CROOKWF2 | 96.04 | 96.04 | 96.04 | 96.04 | 96.04 | 96.04 | 96.04 | 96.04 | 96.04 | 96.04
Cullerin Range Wind Farm | CULLRGWF | 30 | 30 | 30 | 30 | 30 | 30 | 30 | 30 | 30 | 30
Gullen Range Wind Farm | GULLRWF1 | 165.5 | 165.5 | 165.5 | 165.5 | 165.5 | 165.5 | 165.5 | 165.5 | 165.5 | 165.5
Gunning Wind Farm | GUNNING1 | 46.5 | 46.5 | 46.5 | 46.5 | 46.5 | 46.5 | 46.5 | 46.5 | 46.5 | 46.5
Sapphire Wind Farm | SAPHWF1 | 270 | 270 | 270 | 270 | 270 | 270 | 270 | 270 | 270 | 270
Silverton Wind Farm | STWF1 | 45.008 | 131.022 | 198.012 | 198.012 | 198.012 | 198.012 | 198.012 | 198.012 | 198.012 | 198.012
Taralga Wind Farm | TARALGA1 | 106.8 | 106.8 | 106.8 | 106.8 | 106.8 | 106.8 | 106.8 | 106.8 | 106.8 | 106.8
Woodlawn Wind Farm | WOODLWN1 | 48.3 | 48.3 | 48.3 | 48.3 | 48.3 | 48.3 | 48.3 | 48.3 | 48.3 | 48.3
White Rock Wind Farm - Stage 1 | WRWF1 | 172.48 | 172.48 | 172.48 | 172.48 | 172.48 | 172.48 | 172.48 | 172.48 | 172.48 | 172.48
Mount Emerald | MEWF1 | 180.465 | 180.465 | 180.465 | 180.465 | 180.465 | 180.465 | 180.465 | 180.465 | 180.465 | 180.465
Ararat Wind Farm | ARWF1 | 240 | 240 | 240 | 240 | 240 | 240 | 240 | 240 | 240 | 240
Bald Hills Wind Farm | BALDHWF1 | 106.6 | 106.6 | 106.6 | 106.6 | 106.6 | 106.6 | 106.6 | 106.6 | 106.6 | 106.6
Challicum Hills wind farm | CHALLHWF | 52 | 52 | 52 | 52 | 52 | 52 | 52 | 52 | 52 | 52
Kiata Wind Farm | KIATAWF1 | 31.05 | 31.05 | 31.05 | 31.05 | 31.05 | 31.05 | 31.05 | 31.05 | 31.05 | 31.05
MacArthur Wind Farm | MACARTH1 | 420 | 420 | 420 | 420 | 420 | 420 | 420 | 420 | 420 | 420
Mt Mercer Wind Farm | MERCER01 | 131.2 | 131.2 | 131.2 | 131.2 | 131.2 | 131.2 | 131.2 | 131.2 | 131.2 | 131.2
Mortons Lane Wind Farm | MLWF1 | 20 | 20 | 20 | 20 | 20 | 20 | 20 | 20 | 20 | 20
Mt Gellibrand Wind Farm | MTGELWF1 | 132 | 132 | 132 | 132 | 132 | 132 | 132 | 132 | 132 | 132
Oaklands Hill Wind Farm | OAKLAND1 | 63.008 | 63.008 | 63.008 | 63.008 | 63.008 | 63.008 | 63.008 | 63.008 | 63.008 | 63.008
Portland Wind Farm | PORTWF | 148 | 148 | 148 | 148 | 148 | 148 | 148 | 148 | 148 | 148
Salt Creek Wind Farm | SALTCRK1 | 54 | 54 | 54 | 54 | 54 | 54 | 54 | 54 | 54 | 54
Waubra Wind Farm | WAUBRAWF | 192 | 192 | 192 | 192 | 192 | 192 | 192 | 192 | 192 | 192
Yambuk Wind Farm | YAMBUKWF | 30 | 30 | 30 | 30 | 30 | 30 | 30 | 30 | 30 | 30
Yaloak South Wind Farm | YSWF1 | 28 | 28 | 28 | 28 | 28 | 28 | 28 | 28 | 28 | 28
Hallett 5 The Bluff WF | BLUFF1 | 53 | 53 | 53 | 53 | 53 | 53 | 53 | 53 | 53 | 53
Cathedral Rocks Wind Farm | CATHROCK | 66 | 66 | 66 | 66 | 66 | 66 | 66 | 66 | 66 | 66
Clements Gap Wind Farm | CLEMGPWF | 56.7 | 56.7 | 56.7 | 56.7 | 56.7 | 56.7 | 56.7 | 56.7 | 56.7 | 56.7
Canunda Wind Farm | CNUNDAWF | 46 | 46 | 46 | 46 | 46 | 46 | 46 | 46 | 46 | 46
Hallett Stage 1 Brown Hill | HALLWF1 | 94.995 | 94.995 | 94.995 | 94.995 | 94.995 | 94.995 | 94.995 | 94.995 | 94.995 | 94.995
Hallett Stage 2 Hallett Hill | HALLWF2 | 71.74 | 71.74 | 71.74 | 71.74 | 71.74 | 71.74 | 71.74 | 71.74 | 71.74 | 71.74
Hornsdale Wind Farm Stage 1 | HDWF1 | 200 | 200 | 200 | 200 | 200 | 200 | 200 | 200 | 200 | 200
Hornsdale Wind Farm Stage 2 | HDWF2 | 100 | 100 | 100 | 100 | 100 | 100 | 100 | 100 | 100 | 100
Hornsdale Wind Farm Stage 3 | HDWF3 | 108.99 | 108.99 | 108.99 | 108.99 | 108.99 | 108.99 | 108.99 | 108.99 | 108.99 | 108.99
Lake Bonney 1 wind farm | LKBONNY1 | 81 | 81 | 81 | 81 | 81 | 81 | 81 | 81 | 81 | 81
Lake Bonney 2 wind farm | LKBONNY2 | 159 | 159 | 159 | 159 | 159 | 159 | 159 | 159 | 159 | 159
Lake Bonney 3 wind farm | LKBONNY3 | 39 | 39 | 39 | 39 | 39 | 39 | 39 | 39 | 39 | 39
Lincoln Gap Wind Farm - Stage 1 | LGAPWF1 | 17.85 | 126 | 126 | 126 | 126 | 126 | 126 | 126 | 126 | 126
Mount Millar wind farm | MTMILLAR | 70 | 70 | 70 | 70 | 70 | 70 | 70 | 70 | 70 | 70
Hallett 4 North Brown Hill | NBHWF1 | 131.985 | 131.985 | 131.985 | 131.985 | 131.985 | 131.985 | 131.985 | 131.985 | 131.985 | 131.985
Snowtown S2 Wind Farm - North | SNOWNTH1 | 144 | 144 | 144 | 144 | 144 | 144 | 144 | 144 | 144 | 144
Snowtown S2 Wind Farm - South | SNOWSTH1 | 126 | 126 | 126 | 126 | 126 | 126 | 126 | 126 | 126 | 126
Snowtown Wind Farm | SNOWTWN1 | 98.7 | 98.7 | 98.7 | 98.7 | 98.7 | 98.7 | 98.7 | 98.7 | 0 | 0
Starfish Hill Wind Farm | STARHLWF | 35 | 35 | 35 | 35 | 35 | 35 | 35 | 35 | 35 | 35
Waterloo Wind Farm | WATERLWF | 130.8 | 130.8 | 130.8 | 130.8 | 130.8 | 130.8 | 130.8 | 130.8 | 130.8 | 130.8
Willogoleche Wind Farm | WGWF1 | 119.36 | 119.36 | 119.36 | 119.36 | 119.36 | 119.36 | 119.36 | 119.36 | 119.36 | 119.36
Wattle Point Wind Farm | WPWF | 91 | 91 | 91 | 91 | 91 | 91 | 91 | 91 | 91 | 91
Musselroe Wind Farm | MUSSELR1 | 168 | 168 | 168 | 168 | 168 | 168 | 168 | 168 | 168 | 168
Woolnorth wind farm | WOOLNTH1 | 140 | 140 | 140 | 140 | 140 | 140 | 140 | 140 | 140 | 140
Beryl Solar Farm | BERYLSF1 | 87 | 87 | 87 | 87 | 87 | 87 | 87 | 87 | 87 | 87
Broken Hill Solar Plant | BROKENH1 | 53 | 53 | 53 | 53 | 53 | 53 | 53 | 53 | 53 | 53
Coleambally Solar Farm | COLEASF1 | 129.96 | 129.96 | 129.96 | 129.96 | 129.96 | 129.96 | 129.96 | 129.96 | 129.96 | 129.96
Gullen Range Solar Farm | GULLRSF1 | 10 | 10 | 10 | 10 | 10 | 10 | 10 | 10 | 10 | 10
Manildra Solar Farm | MANSLR1 | 46.7 | 46.7 | 46.7 | 46.7 | 46.7 | 46.7 | 46.7 | 46.7 | 46.7 | 46.7
Moree Solar Farm | MOREESF1 | 39.984 | 39.984 | 39.984 | 39.984 | 39.984 | 39.984 | 39.984 | 39.984 | 39.984 | 39.984
Nyngan Solar Plant | NYNGAN1 | 102.025 | 102.025 | 102.025 | 102.025 | 102.025 | 102.025 | 102.025 | 102.025 | 102.025 | 102.025
Parkes Solar Farm | PARSF1 | 53.504 | 53.196 | 52.91 | 52.69 | 52.492 | 52.294 | 52.096 | 51.898 | 51.81 | 51.81
White Rock Solar Farm | WRSF1 | 20 | 20 | 20 | 20 | 20 | 20 | 20 | 20 | 20 | 20
Childers Solar Farm | CHILDSF1 | 55.87 | 55.87 | 55.87 | 55.87 | 55.87 | 55.87 | 55.87 | 55.87 | 55.87 | 55.87
Clare Solar Farm | CLARESF1 | 77.97 | 77.97 | 77.97 | 77.97 | 77.97 | 77.97 | 77.97 | 77.97 | 77.97 | 77.97
Clermont Solar Farm | CLERMSF1 | 74.999 | 74.999 | 74.999 | 74.999 | 74.999 | 74.999 | 74.999 | 74.999 | 74.999 | 74.999
Collinsville PV | CSPVPS1 | 42.5 | 42.5 | 42.5 | 42.5 | 42.5 | 42.5 | 42.5 | 42.5 | 42.5 | 42.5
Daydream Solar Farm | DAYDSF1 | 149.999 | 149.999 | 149.999 | 149.999 | 149.999 | 149.999 | 149.999 | 149.999 | 149.999 | 149.999
Darling Downs Solar Farm | DDSF1 | 108.504 | 108.504 | 108.504 | 108.504 | 108.504 | 108.504 | 108.504 | 108.504 | 108.504 | 108.504
Emerald Solar Park | EMERASF1 | 72 | 72 | 72 | 72 | 72 | 72 | 72 | 72 | 72 | 72
Hamilton Solar Farm | HAMISF1 | 56.005 | 56.005 | 56.005 | 56.005 | 56.005 | 56.005 | 56.005 | 56.005 | 56.005 | 56.005
Hayman Solar Farm | HAYMSF1 | 49.98 | 49.98 | 49.98 | 49.98 | 49.98 | 49.98 | 49.98 | 49.98 | 49.98 | 49.98
Hughenden Solar Farm | HUGSF1 | 18 | 18 | 18 | 18 | 18 | 18 | 18 | 18 | 18 | 18
Kidston Solar Project Phase One 50MW | KSP1 | 48.5 | 48.5 | 48.5 | 48.5 | 48.5 | 48.5 | 48.5 | 48.5 | 48.5 | 48.5
Longreach Solar Farm | LRSF1 | 14 | 14 | 14 | 14 | 14 | 14 | 14 | 14 | 14 | 14
Ross River Solar Farm | RRSF1 | 116.032 | 116.032 | 116.032 | 116.032 | 116.032 | 116.032 | 116.032 | 116.032 | 116.032 | 116.032
Sun Metals Corporation Solar Farm | SMCSF1 | 107.236 | 107.236 | 107.236 | 107.236 | 107.236 | 107.236 | 107.236 | 107.236 | 107.236 | 107.236
Susan River Solar Farm | SRSF1 | 75.019 | 75.019 | 75.019 | 75.019 | 75.019 | 75.019 | 75.019 | 75.019 | 75.019 | 75.019
Whitsunday Solar Farm | WHITSF1 | 56.005 | 56.005 | 56.005 | 56.005 | 56.005 | 56.005 | 56.005 | 56.005 | 56.005 | 56.005
Bannerton Solar Park | BANN1 | 88 | 88 | 88 | 88 | 88 | 88 | 88 | 88 | 88 | 88
Gannawarra Solar Farm | GANNSF1 | 50.006 | 50.006 | 50.006 | 50.006 | 50.006 | 50.006 | 50.006 | 50.006 | 50.006 | 50.006
Karadoc Solar Farm | KARSF1 | 89.984 | 89.984 | 89.984 | 89.984 | 89.984 | 89.984 | 89.984 | 89.984 | 89.984 | 89.984
Wemen Solar Farm | WEMENSF1 | 87.984 | 87.984 | 87.984 | 87.984 | 87.984 | 87.984 | 87.984 | 87.984 | 87.984 | 87.984
Bungala one Solar Farm | BNGSF1 | 109.998 | 109.998 | 109.998 | 109.998 | 109.998 | 109.998 | 109.998 | 109.998 | 109.998 | 109.998
Tailem Bend - Solar | TBSF1 | 94.986 | 94.986 | 94.986 | 94.986 | 94.986 | 94.986 | 94.986 | 94.986 | 94.986 | 94.986
Committed Generators
Generator |  | Winter 2019: Winter
|  | 2019 | 2020 | 2021 | 2022 | 2023 | 2024 | 2025 | 2026 | 2027 | 2028
Barker Inlet Power Station |  | 0 | 210 | 210 | 210 | 210 | 210 | 210 | 210 | 210 | 210
Snowy 2.0 |  | 0 | 0 | 0 | 0 | 0 | 1999.998 | 1999.998 | 1999.998 | 1999.998 | 1999.998
Coopers Gap Wind Farm |  | 0 | 329.966 | 329.966 | 329.966 | 329.966 | 329.966 | 329.966 | 329.966 | 329.966 | 329.966
Kennedy Energy Park Wind Farm |  | 43.2 | 43.2 | 43.2 | 43.2 | 43.2 | 43.2 | 43.2 | 43.2 | 43.2 | 43.2
Crowlands Wind Farm |  | 79.95 | 79.95 | 79.95 | 79.95 | 79.95 | 79.95 | 79.95 | 79.95 | 79.95 | 79.95
Cattle Hill Wind Farm |  | 0 | 144 | 144 | 144 | 144 | 144 | 144 | 144 | 144 | 144
Granville Harbour Wind Farm |  | 0 | 111.6 | 111.6 | 111.6 | 111.6 | 111.6 | 111.6 | 111.6 | 111.6 | 111.6
Bulgana Green Power Hub - Wind Farm |  | 204.4 | 204.4 | 204.4 | 204.4 | 204.4 | 204.4 | 204.4 | 204.4 | 204.4 | 204.4
Cherry Tree Wind Farm |  | 0 | 57.6 | 57.6 | 57.6 | 57.6 | 57.6 | 57.6 | 57.6 | 57.6 | 57.6
Dundonnell Wind Farm |  | 0 | 336 | 336 | 336 | 336 | 336 | 336 | 336 | 336 | 336
Lal Lal Elaine Wind Farm |  | 83.6 | 83.6 | 83.6 | 83.6 | 83.6 | 83.6 | 83.6 | 83.6 | 83.6 | 83.6
Lal Lal Yendon Wind Farm |  | 144 | 144 | 144 | 144 | 144 | 144 | 144 | 144 | 144 | 144
Lincoln Gap Wind Farm - stage 2 |  | 0 | 0 | 86.4 | 86.4 | 86.4 | 86.4 | 86.4 | 86.4 | 86.4 | 86.4
Moorabool Wind Farm |  | 0 | 312 | 312 | 312 | 312 | 312 | 312 | 312 | 312 | 312
Murra Warra Wind Farm - stage 1 | MUWAWF1 | 0 | 225.7 | 225.7 | 225.7 | 225.7 | 225.7 | 225.7 | 225.7 | 225.7 | 225.7
Stockyard Hill Wind Farm |  | 0 | 511.07 | 511.07 | 511.07 | 511.07 | 511.07 | 511.07 | 511.07 | 511.07 | 511.07
Bomen Solar Farm |  | 0 | 121 | 121 | 121 | 121 | 121 | 121 | 121 | 121 | 121
Darlington Point Solar Farm |  | 0 | 274.968 | 274.968 | 274.968 | 274.968 | 274.968 | 274.968 | 274.968 | 274.968 | 274.968
Molong Solar Farm |  | 0 | 29.986 | 29.876 | 29.766 | 29.634 | 29.524 | 29.414 | 29.282 | 29.172 | 29.062
Nevertire Solar Farm |  | 105.12 | 105.12 | 105.12 | 105.12 | 105.12 | 105.12 | 105.12 | 105.12 | 105.12 | 105.12
Sunraysia Solar Farm |  | 100 | 100 | 100 | 100 | 100 | 100 | 100 | 100 | 100 | 100
Bungala Two Solar Farm |  | 0 | 109.998 | 109.998 | 109.998 | 109.998 | 109.998 | 109.998 | 109.998 | 109.998 | 109.998
Maryrorough Solar Farm |  | 0 | 34.5 | 34.5 | 34.5 | 34.5 | 34.5 | 34.5 | 34.5 | 34.5 | 34.5
Haughton Solar Farm |  | 100.035 | 100.035 | 100.035 | 100.035 | 100.035 | 100.035 | 100.035 | 100.035 | 100.035 | 100.035
Kennedy Energy Park Solar Farm |  | 15 | 15 | 15 | 15 | 15 | 15 | 15 | 15 | 15 | 15
Lilyvale Solar Farm |  | 80.73 | 80.04 | 79.35 | 78.66 | 77.97 | 77.97 | 77.28 | 76.59 | 75.9 | 75.21
Finley Solar Farm |  | 0 | 133 | 133 | 133 | 133 | 133 | 133 | 133 | 133 | 133
Limondale Solar Farm 1 |  | 0 | 150 | 220 | 220 | 220 | 220 | 220 | 220 | 220 | 220
Limondale Solar Farm 2 |  | 0 | 28.994 | 28.994 | 28.994 | 28.994 | 28.994 | 28.994 | 28.994 | 28.994 | 28.994
Oakey Solar Farm |  | 25 | 25 | 25 | 25 | 25 | 25 | 25 | 25 | 25 | 25
Oakey 2 Solar Farm |  | 54.99 | 54.99 | 54.99 | 54.99 | 54.99 | 54.99 | 54.99 | 54.99 | 54.99 | 54.99
Rugby Run Solar Farm |  | 0 | 65 | 65 | 65 | 65 | 65 | 65 | 65 | 65 | 65
Yarranlea Solar Farm |  | 0 | 102.96 | 102.96 | 102.96 | 102.96 | 102.96 | 102.96 | 102.96 | 102.96 | 102.96
Warwick Solar Farm |  | 0 | 28.504 | 32.104 | 32.104 | 32.104 | 32.104 | 32.104 | 32.104 | 32.104 | 32.104
Kiamal Solar Farm stage 1 |  | 0 | 199.95 | 199.95 | 199.95 | 199.95 | 199.95 | 199.95 | 199.95 | 199.95 | 199.95
Numurkah Solar Farm |  | 100.016 | 100.016 | 100.016 | 100.016 | 100.016 | 100.016 | 100.016 | 100.016 | 100.016 | 100.016
Yatpool Solar Farm |  | 0 | 81 | 81 | 81 | 81 | 81 | 81 | 81 | 81 | 81
Cohuna Solar Farm |  | 0 | 27.265 | 27.265 | 27.265 | 27.265 | 27.265 | 27.265 | 27.265 | 27.265 | 27.265
Advanced VRET Projects
Generator |  | Winter 2019: Winter
|  | 2019 | 2020 | 2021 | 2022 | 2023 | 2024 | 2025 | 2026 | 2027 | 2028
Carwarp Solar Farm stage 1 |  | 100 | 100 | 100 | 100 | 100 | 100 | 100 | 100 | 100 | 100
Winton Solar Farm |  | 85 | 85 | 85 | 85 | 85 | 85 | 85 | 85 | 85 | 85
Mortlake South Wind Farm |  | 157.5 | 157.5 | 157.5 | 157.5 | 157.5 | 157.5 | 157.5 | 157.5 | 157.5 | 157.5
Berrybank Wind Farm |  | 151.2 | 151.2 | 151.2 | 151.2 | 151.2 | 151.2 | 151.2 | 151.2 | 151.2 | 151.2
Existing and Committed Batteries
Generator |  | Winter 2019: Winter
|  | 2019 | 2020 | 2021 | 2022 | 2023 | 2024 | 2025 | 2026 | 2027 | 2028
Hornsdale Power Reserve Unit 1 | HPRG1 | 100 | 100 | 100 | 100 | 100 | 100 | 100 | 100 | 100 | 100
Dalrymple North BESS | DALNTH01 | 30 | 30 | 30 | 30 | 30 | 30 | 30 | 30 | 30 | 30
Ballarat Energy Storage System | BALBG1 | 30 | 30 | 30 | 30 | 30 | 30 | 30 | 30 | 30 | 30
Bulgana Green Power Hub - BESS | BULGANA2 | 0 | 20 | 20 | 20 | 20 | 20 | 20 | 20 | 20 | 20
Gannawarra Energy Storage System | GANNBG1 | 25 | 25 | 25 | 25 | 25 | 25 | 25 | 25 | 25 | 25
Lincoln Gap BESS |  | 10 | 10 | 10 | 10 | 10 | 10 | 10 | 10 | 10 | 10
With the introduction of Marinuslink, the capacities of the following generators increase by: 100 MW across the west coast, 130 MW for Tarraleah and 90 MW capacity for Gordon.
Tamar Valley CCGT seasonal rating is based on being in a mothballed state. This unit can be recalled and may be explored in sensitivity analysis.

## Maintenance
Go to Assumptions Summary
Maintenance rate
The percentage of time per year that a generator is expected to be out of service for maintenance.
Existing generators |  |  | New entrant technologies
Generator type | % of time out | Equivalent average days per year on planned outage | Generator type | % of time out | Equivalent average days per year on planned outage
Black Coal | 5.4795 | 20 | Black Coal (supercritical PC) | 5.7534 | 21
Brown Coal | 5.4795 | 20 | Brown Coal (supercritical PC) | 5.7534 | 21
Hydro | 0.27397 | 1 | OCGT | 1.0959 | 4
CCGT | 5.4795 | 20 | CCGT | 2.7397 | 10
OCGT | 1.3699 | 5 | Biomass | 8.2192 | 30
Gas-powered steam turbine | 0.68493 | 2.5 | Large scale Solar PV | 0 | 0
Reciprocating Engine | 1.6438 | 6 | Solar Thermal (8hrs Storage) | 0 | 0
Large scale Solar PV | 0 | 0 | Battery storage (2hrs storage) | 0 | 0
Solar Thermal | 0 | 0 | Battery storage (4hrs storage) | 0 | 0
Battery storage | 0 | 0 | Wind | 0 | 0
Wind | 0 | 0 | Wind - offshore | 0 | 0
Source: GHD cost and technical parameter review |  |  | Pumped Hydro (6hrs storage) | 0 | 0
Note: |  |  | Pumped Hydro (12hrs storage) | 0 | 0
Maintenance for wind and solar technologies has been considered in the renewable generation profiles. |  |  | Pumped Hydro (24hrs storage) | 0 | 0
|  |  | Pumped Hydro (48hrs storage) | 0 | 0
Source: GHD cost and technical parameter review
Note:
Maintenance for wind and solar technologies has been considered in the renewable generation profiles.

## Generator Reliability Settings
Go to Assumptions Summary
Generator Reliability Settings
All units take the outage rate of their respective fuel type.
Existing generator outage rates are based on the most recent four years of outage data that have been calculated for the 2019 ESOO. The below rates represent a four year average for respective technology types/
Existing generators | [5 empty] | New entrant technologies
Fuel type | Forced Outage Rate (%) |  | Mean time to repair (hrs) |  | Partial Outage Derating Factor (%) | Fuel type | Forced Outage Rate (%) |  | Mean time to repair (hrs) |  | Partial Outage Derating Factor (%)
| Full outage (% of time) | Partial outage (% of time) | Full outage | Partial outage |  |  | Full outage (% of time) | Partial outage (% of time) | Full outage | Partial outage
Black Coal QLD | 2.3 | 13.12 | 56 | 17 | 17.59 | Black Coal (supercritical PC) | 2 | 1 |  |  | 30
Black Coal NSW - until 2022 | 6.22 | 26.06 | 137 | 20 | 19.83 | Brown Coal (supercritical PC) | 2 | 1 |  |  | 30
Black Coal NSW - post 2022 | 4.3 | 23.84 | 104 | 17 | 17.51 | OCGT | 1 | 1 |  |  | 10
Brown Coal VIC | 5.43 | 11.65 | 47 | 6 | 19.09 | CCGT | 2 | 1 |  |  | 40
Hydro | 2.34 | 0.01 | 17 | 5 | 35.74 | Biomass | 3 | 2 |  |  | 30
Gas-powered steam turbine | 3.3 | 9.93 | 89 | 64 | 12.58 | Large scale Solar PV
CCGT | 1.73 | 0.19 | 23 | 29 | 0.3652 | Solar Thermal (8hrs Storage)
OCGT | 1.26 | 0.35 | 7 | 40 | 11.96 | Battery storage (2hrs storage) | 1.5 | 3 | 48 | 96 | 20
Small OCGT / Liquid Fuel | 3.52 | 0.39 | 16 | 35 | 7.18 | Battery storage (4hrs storage) | 1.5 | 3 | 48 | 96 | 20
Notes: | [5 empty] | Wind
Gas-powered steam turbines - Newport and Torrens Island A and B | [5 empty] | Wind - offshore
Forced Outage Rate (%) - The percentage of time per year that a generator is expected to be out of service due to forced outage. | [5 empty] | Pumped Hydro (6hrs storage) | 1 | 0 |  |  | 0
Mean time to repair (hrs) - The average time take to return a generating unit to service | [5 empty] | Pumped Hydro (12hrs storage) | 1 | 0 |  |  | 0
Partial Outage Derating Factor - The loss of capacity during a partial outage, relative to generator unit rating. If the outage factor is 20%, the generator will operate at 80% capacity during a partial outage. | [5 empty] | Pumped Hydro (24hrs storage) | 1 | 0 |  |  | 0
Small OCGT have been classified as less 150MW. | [5 empty] | Pumped Hydro (48hrs storage) | 1 | 0 |  |  | 0
Outages for wind and solar technologies has been considered in the renewable generation profile. | [5 empty] | Source: GHD cost and technical parameter review
Notes:
Outages for wind and solar technologies has been considered in the renewable generation profile.

## Hydro Climate Factor
Go to Assumptions Summary
Hydro Climate Factor
An inflow adjustment to capture climate risks is applied as a scalar to the historical inflow reference years
Mainland factors are developed using data for 'Southern Australia', where the majority of non-pumped hydro is located and should be applied to all mainland regions
Tasmanian factors consider a reduced drying expectation, as supported by numerous studies
A median trajectory is provided as are a high and low sensitivities (hot and dry, hot and wet).
All rainfall is further degraded by a factor recognising that streamflow's will reduce more than rainfall
AEMO's scenarios will apply the Median trajectories by default.
Slow Change
Mainland Regions | 2019-20 | 2020-21 | 2021-22 | 2022-23 | 2023-24 | 2024-25 | 2025-26 | 2026-27 | 2027-28 | 2028-29 | 2029-30 | 2030-31 | 2031-32 | 2032-33 | 2033-34 | 2034-35 | 2035-36 | 2036-37 | 2037-38 | 2038-39 | 2039-40 | 2040-41 | 2041-42 | 2042-43 | 2043-44 | 2044-45 | 2045-46 | 2046-47 | 2047-48 | 2048-49 | 2049-50
Hot and Dry | -7.715% | -9.001% | -10.29% | -11.57% | -12.86% | -14.14% | -15.43% | -16.72% | -18% | -19.29% | -20.57% | -21.86% | -23.15% | -24.43% | -25.72% | -27% | -28.29% | -29.57% | -30.86% | -32.15% | -33.43% | -34.72% | -36% | -37.29% | -38.58% | -39.86% | -41.15% | -42.43% | -43.72% | -45% | -46.29%
Median | -3.053% | -3.562% | -4.071% | -4.58% | -5.089% | -5.597% | -6.106% | -6.615% | -7.124% | -7.633% | -8.142% | -8.65% | -9.159% | -9.668% | -10.18% | -10.69% | -11.19% | -11.7% | -12.21% | -12.72% | -13.23% | -13.74% | -14.25% | -14.76% | -15.27% | -15.77% | -16.28% | -16.79% | -17.3% | -17.81% | -18.32%
Hot and Wet | 0.5652% | 0.6595% | 0.7537% | 0.8479% | 0.9421% | 1.036% | 1.13% | 1.225% | 1.319% | 1.413% | 1.507% | 1.602% | 1.696% | 1.79% | 1.884% | 1.978% | 2.073% | 2.167% | 2.261% | 2.355% | 2.449% | 2.544% | 2.638% | 2.732% | 2.826% | 2.92% | 3.015% | 3.109% | 3.203% | 3.297% | 3.391%
Central
Mainland Regions | 2019-20 | 2020-21 | 2021-22 | 2022-23 | 2023-24 | 2024-25 | 2025-26 | 2026-27 | 2027-28 | 2028-29 | 2029-30 | 2030-31 | 2031-32 | 2032-33 | 2033-34 | 2034-35 | 2035-36 | 2036-37 | 2037-38 | 2038-39 | 2039-40 | 2040-41 | 2041-42 | 2042-43 | 2043-44 | 2044-45 | 2045-46 | 2046-47 | 2047-48 | 2048-49 | 2049-50
Hot and Dry | -7.08% | -8.26% | -9.44% | -10.62% | -11.8% | -12.98% | -14.16% | -15.34% | -16.52% | -17.7% | -18.88% | -20.06% | -21.24% | -22.42% | -23.6% | -24.78% | -25.96% | -27.14% | -28.32% | -29.5% | -30.68% | -31.86% | -33.04% | -34.22% | -35.4% | -36.58% | -37.76% | -38.94% | -40.12% | -41.3% | -42.48%
Median | -2.349% | -2.741% | -3.132% | -3.524% | -3.915% | -4.307% | -4.698% | -5.09% | -5.481% | -5.873% | -6.264% | -6.656% | -7.047% | -7.439% | -7.83% | -8.222% | -8.613% | -9.005% | -9.396% | -9.788% | -10.18% | -10.57% | -10.96% | -11.35% | -11.75% | -12.14% | -12.53% | -12.92% | -13.31% | -13.7% | -14.09%
Hot and Wet | 0.3664% | 0.4275% | 0.4886% | 0.5496% | 0.6107% | 0.6718% | 0.7329% | 0.7939% | 0.855% | 0.9161% | 0.9771% | 1.038% | 1.099% | 1.16% | 1.221% | 1.282% | 1.344% | 1.405% | 1.466% | 1.527% | 1.588% | 1.649% | 1.71% | 1.771% | 1.832% | 1.893% | 1.954% | 2.015% | 2.076% | 2.137% | 2.199%
High DER
Mainland Regions | 2019-20 | 2020-21 | 2021-22 | 2022-23 | 2023-24 | 2024-25 | 2025-26 | 2026-27 | 2027-28 | 2028-29 | 2029-30 | 2030-31 | 2031-32 | 2032-33 | 2033-34 | 2034-35 | 2035-36 | 2036-37 | 2037-38 | 2038-39 | 2039-40 | 2040-41 | 2041-42 | 2042-43 | 2043-44 | 2044-45 | 2045-46 | 2046-47 | 2047-48 | 2048-49 | 2049-50
Hot and Dry | -7.08% | -8.26% | -9.44% | -10.62% | -11.8% | -12.98% | -14.16% | -15.34% | -16.52% | -17.7% | -18.88% | -20.06% | -21.24% | -22.42% | -23.6% | -24.78% | -25.96% | -27.14% | -28.32% | -29.5% | -30.68% | -31.86% | -33.04% | -34.22% | -35.4% | -36.58% | -37.76% | -38.94% | -40.12% | -41.3% | -42.48%
Median | -2.349% | -2.741% | -3.132% | -3.524% | -3.915% | -4.307% | -4.698% | -5.09% | -5.481% | -5.873% | -6.264% | -6.656% | -7.047% | -7.439% | -7.83% | -8.222% | -8.613% | -9.005% | -9.396% | -9.788% | -10.18% | -10.57% | -10.96% | -11.35% | -11.75% | -12.14% | -12.53% | -12.92% | -13.31% | -13.7% | -14.09%
Hot and Wet | 0.3664% | 0.4275% | 0.4886% | 0.5496% | 0.6107% | 0.6718% | 0.7329% | 0.7939% | 0.855% | 0.9161% | 0.9771% | 1.038% | 1.099% | 1.16% | 1.221% | 1.282% | 1.344% | 1.405% | 1.466% | 1.527% | 1.588% | 1.649% | 1.71% | 1.771% | 1.832% | 1.893% | 1.954% | 2.015% | 2.076% | 2.137% | 2.199%
Fast Change
Mainland Regions | 2019-20 | 2020-21 | 2021-22 | 2022-23 | 2023-24 | 2024-25 | 2025-26 | 2026-27 | 2027-28 | 2028-29 | 2029-30 | 2030-31 | 2031-32 | 2032-33 | 2033-34 | 2034-35 | 2035-36 | 2036-37 | 2037-38 | 2038-39 | 2039-40 | 2040-41 | 2041-42 | 2042-43 | 2043-44 | 2044-45 | 2045-46 | 2046-47 | 2047-48 | 2048-49 | 2049-50
Hot and Dry | -6.021% | -7.025% | -8.029% | -9.032% | -10.04% | -11.04% | -12.04% | -13.05% | -14.05% | -15.05% | -16.06% | -17.06% | -18.06% | -19.07% | -20.07% | -21.08% | -22.08% | -23.08% | -24.09% | -25.09% | -26.09% | -27.1% | -28.1% | -29.1% | -30.11% | -31.11% | -32.11% | -33.12% | -34.12% | -35.13% | -36.13%
Median | -1.176% | -1.372% | -1.568% | -1.763% | -1.959% | -2.155% | -2.351% | -2.547% | -2.743% | -2.939% | -3.135% | -3.331% | -3.527% | -3.723% | -3.919% | -4.115% | -4.311% | -4.507% | -4.703% | -4.898% | -5.094% | -5.29% | -5.486% | -5.682% | -5.878% | -6.074% | -6.27% | -6.466% | -6.662% | -6.858% | -7.054%
Hot and Wet | 0.03506% | 0.0409% | 0.04675% | 0.05259% | 0.05843% | 0.06428% | 0.07012% | 0.07597% | 0.08181% | 0.08765% | 0.0935% | 0.09934% | 0.1052% | 0.111% | 0.1169% | 0.1227% | 0.1286% | 0.1344% | 0.1402% | 0.1461% | 0.1519% | 0.1578% | 0.1636% | 0.1695% | 0.1753% | 0.1811% | 0.187% | 0.1928% | 0.1987% | 0.2045% | 0.2104%
Step Change
Mainland Regions | 2019-20 | 2020-21 | 2021-22 | 2022-23 | 2023-24 | 2024-25 | 2025-26 | 2026-27 | 2027-28 | 2028-29 | 2029-30 | 2030-31 | 2031-32 | 2032-33 | 2033-34 | 2034-35 | 2035-36 | 2036-37 | 2037-38 | 2038-39 | 2039-40 | 2040-41 | 2041-42 | 2042-43 | 2043-44 | 2044-45 | 2045-46 | 2046-47 | 2047-48 | 2048-49 | 2049-50
Hot and Dry | -3.479% | -4.059% | -4.639% | -5.219% | -5.798% | -6.378% | -6.958% | -7.538% | -8.118% | -8.698% | -9.278% | -9.857% | -10.44% | -11.02% | -11.6% | -12.18% | -12.76% | -13.34% | -13.92% | -14.5% | -15.08% | -15.66% | -16.24% | -16.82% | -17.4% | -17.98% | -18.56% | -19.13% | -19.71% | -20.29% | -20.87%
Median | -0.6793% | -0.7925% | -0.9057% | -1.019% | -1.132% | -1.245% | -1.359% | -1.472% | -1.585% | -1.698% | -1.811% | -1.925% | -2.038% | -2.151% | -2.264% | -2.377% | -2.491% | -2.604% | -2.717% | -2.83% | -2.943% | -3.057% | -3.17% | -3.283% | -3.396% | -3.509% | -3.623% | -3.736% | -3.849% | -3.962% | -4.076%
Hot and Wet | 0.02026% | 0.02363% | 0.02701% | 0.03039% | 0.03376% | 0.03714% | 0.04051% | 0.04389% | 0.04727% | 0.05064% | 0.05402% | 0.0574% | 0.06077% | 0.06415% | 0.06752% | 0.0709% | 0.07428% | 0.07765% | 0.08103% | 0.08441% | 0.08778% | 0.09116% | 0.09453% | 0.09791% | 0.1013% | 0.1047% | 0.108% | 0.1114% | 0.1148% | 0.1182% | 0.1215%
Slow Change
Tasmania | 2019-20 | 2020-21 | 2021-22 | 2022-23 | 2023-24 | 2024-25 | 2025-26 | 2026-27 | 2027-28 | 2028-29 | 2029-30 | 2030-31 | 2031-32 | 2032-33 | 2033-34 | 2034-35 | 2035-36 | 2036-37 | 2037-38 | 2038-39 | 2039-40 | 2040-41 | 2041-42 | 2042-43 | 2043-44 | 2044-45 | 2045-46 | 2046-47 | 2047-48 | 2048-49 | 2049-50
Hot and Dry | -6.667% | -7.111% | -7.556% | -8% | -8.444% | -8.889% | -9.333% | -9.778% | -10.22% | -10.67% | -11.11% | -11.56% | -12% | -12.44% | -12.89% | -13.33% | -13.78% | -14.22% | -14.67% | -15.11% | -15.56% | -16% | -16.44% | -16.89% | -17.33% | -17.78% | -18.22% | -18.67% | -19.11% | -19.56% | -20%
Median | -3% | -3.2% | -3.4% | -3.6% | -3.8% | -4% | -4.2% | -4.4% | -4.6% | -4.8% | -5% | -5.2% | -5.4% | -5.6% | -5.8% | -6% | -6.2% | -6.4% | -6.6% | -6.8% | -7% | -7.2% | -7.4% | -7.6% | -7.8% | -8% | -8.2% | -8.4% | -8.6% | -8.8% | -9%
Hot and Wet | 1.333% | 1.422% | 1.511% | 1.6% | 1.689% | 1.778% | 1.867% | 1.956% | 2.044% | 2.133% | 2.222% | 2.311% | 2.4% | 2.489% | 2.578% | 2.667% | 2.756% | 2.844% | 2.933% | 3.022% | 3.111% | 3.2% | 3.289% | 3.378% | 3.467% | 3.556% | 3.644% | 3.733% | 3.822% | 3.911% | 4%
Central
Tasmania | 2019-20 | 2020-21 | 2021-22 | 2022-23 | 2023-24 | 2024-25 | 2025-26 | 2026-27 | 2027-28 | 2028-29 | 2029-30 | 2030-31 | 2031-32 | 2032-33 | 2033-34 | 2034-35 | 2035-36 | 2036-37 | 2037-38 | 2038-39 | 2039-40 | 2040-41 | 2041-42 | 2042-43 | 2043-44 | 2044-45 | 2045-46 | 2046-47 | 2047-48 | 2048-49 | 2049-50
Hot and Dry | -5.49% | -5.856% | -6.222% | -6.588% | -6.954% | -7.32% | -7.686% | -8.052% | -8.418% | -8.784% | -9.15% | -9.516% | -9.882% | -10.25% | -10.61% | -10.98% | -11.35% | -11.71% | -12.08% | -12.44% | -12.81% | -13.18% | -13.54% | -13.91% | -14.27% | -14.64% | -15.01% | -15.37% | -15.74% | -16.1% | -16.47%
Median | -2.471% | -2.635% | -2.8% | -2.965% | -3.129% | -3.294% | -3.459% | -3.624% | -3.788% | -3.953% | -4.118% | -4.282% | -4.447% | -4.612% | -4.776% | -4.941% | -5.106% | -5.271% | -5.435% | -5.6% | -5.765% | -5.929% | -6.094% | -6.259% | -6.424% | -6.588% | -6.753% | -6.918% | -7.082% | -7.247% | -7.412%
Hot and Wet | 1.098% | 1.171% | 1.244% | 1.318% | 1.391% | 1.464% | 1.537% | 1.61% | 1.684% | 1.757% | 1.83% | 1.903% | 1.976% | 2.05% | 2.123% | 2.196% | 2.269% | 2.342% | 2.416% | 2.489% | 2.562% | 2.635% | 2.708% | 2.782% | 2.855% | 2.928% | 3.001% | 3.075% | 3.148% | 3.221% | 3.294%
High DER
Tasmania | 2019-20 | 2020-21 | 2021-22 | 2022-23 | 2023-24 | 2024-25 | 2025-26 | 2026-27 | 2027-28 | 2028-29 | 2029-30 | 2030-31 | 2031-32 | 2032-33 | 2033-34 | 2034-35 | 2035-36 | 2036-37 | 2037-38 | 2038-39 | 2039-40 | 2040-41 | 2041-42 | 2042-43 | 2043-44 | 2044-45 | 2045-46 | 2046-47 | 2047-48 | 2048-49 | 2049-50
Hot and Dry | -5.49% | -5.856% | -6.222% | -6.588% | -6.954% | -7.32% | -7.686% | -8.052% | -8.418% | -8.784% | -9.15% | -9.516% | -9.882% | -10.25% | -10.61% | -10.98% | -11.35% | -11.71% | -12.08% | -12.44% | -12.81% | -13.18% | -13.54% | -13.91% | -14.27% | -14.64% | -15.01% | -15.37% | -15.74% | -16.1% | -16.47%
Median | -2.471% | -2.635% | -2.8% | -2.965% | -3.129% | -3.294% | -3.459% | -3.624% | -3.788% | -3.953% | -4.118% | -4.282% | -4.447% | -4.612% | -4.776% | -4.941% | -5.106% | -5.271% | -5.435% | -5.6% | -5.765% | -5.929% | -6.094% | -6.259% | -6.424% | -6.588% | -6.753% | -6.918% | -7.082% | -7.247% | -7.412%
Hot and Wet | 1.098% | 1.171% | 1.244% | 1.318% | 1.391% | 1.464% | 1.537% | 1.61% | 1.684% | 1.757% | 1.83% | 1.903% | 1.976% | 2.05% | 2.123% | 2.196% | 2.269% | 2.342% | 2.416% | 2.489% | 2.562% | 2.635% | 2.708% | 2.782% | 2.855% | 2.928% | 3.001% | 3.075% | 3.148% | 3.221% | 3.294%
Fast Change
Tasmania | 2019-20 | 2020-21 | 2021-22 | 2022-23 | 2023-24 | 2024-25 | 2025-26 | 2026-27 | 2027-28 | 2028-29 | 2029-30 | 2030-31 | 2031-32 | 2032-33 | 2033-34 | 2034-35 | 2035-36 | 2036-37 | 2037-38 | 2038-39 | 2039-40 | 2040-41 | 2041-42 | 2042-43 | 2043-44 | 2044-45 | 2045-46 | 2046-47 | 2047-48 | 2048-49 | 2049-50
Hot and Dry | -3.529% | -3.765% | -4% | -4.235% | -4.471% | -4.706% | -4.941% | -5.176% | -5.412% | -5.647% | -5.882% | -6.118% | -6.353% | -6.588% | -6.824% | -7.059% | -7.294% | -7.529% | -7.765% | -8% | -8.235% | -8.471% | -8.706% | -8.941% | -9.176% | -9.412% | -9.647% | -9.882% | -10.12% | -10.35% | -10.59%
Median | -1.588% | -1.694% | -1.8% | -1.906% | -2.012% | -2.118% | -2.224% | -2.329% | -2.435% | -2.541% | -2.647% | -2.753% | -2.859% | -2.965% | -3.071% | -3.176% | -3.282% | -3.388% | -3.494% | -3.6% | -3.706% | -3.812% | -3.918% | -4.024% | -4.129% | -4.235% | -4.341% | -4.447% | -4.553% | -4.659% | -4.765%
Hot and Wet | 0.4706% | 0.549% | 0.6275% | 0.7059% | 0.7843% | 0.8627% | 0.9412% | 1.02% | 1.098% | 1.176% | 1.255% | 1.333% | 1.412% | 1.49% | 1.569% | 1.647% | 1.725% | 1.804% | 1.882% | 1.961% | 2.039% | 2.118% | 2.196% | 2.275% | 2.353% | 2.431% | 2.51% | 2.588% | 2.667% | 2.745% | 2.824%
Step Change
Tasmania | 2019-20 | 2020-21 | 2021-22 | 2022-23 | 2023-24 | 2024-25 | 2025-26 | 2026-27 | 2027-28 | 2028-29 | 2029-30 | 2030-31 | 2031-32 | 2032-33 | 2033-34 | 2034-35 | 2035-36 | 2036-37 | 2037-38 | 2038-39 | 2039-40 | 2040-41 | 2041-42 | 2042-43 | 2043-44 | 2044-45 | 2045-46 | 2046-47 | 2047-48 | 2048-49 | 2049-50
Hot and Dry | -2.039% | -2.175% | -2.311% | -2.447% | -2.583% | -2.719% | -2.855% | -2.991% | -3.127% | -3.263% | -3.399% | -3.535% | -3.671% | -3.807% | -3.942% | -4.078% | -4.214% | -4.35% | -4.486% | -4.622% | -4.758% | -4.894% | -5.03% | -5.166% | -5.302% | -5.438% | -5.574% | -5.71% | -5.846% | -5.982% | -6.118%
Median | -0.9176% | -0.9788% | -1.04% | -1.101% | -1.162% | -1.224% | -1.285% | -1.346% | -1.407% | -1.468% | -1.529% | -1.591% | -1.652% | -1.713% | -1.774% | -1.835% | -1.896% | -1.958% | -2.019% | -2.08% | -2.141% | -2.202% | -2.264% | -2.325% | -2.386% | -2.447% | -2.508% | -2.569% | -2.631% | -2.692% | -2.753%
Hot and Wet | 0.3529% | 0.4118% | 0.4706% | 0.5294% | 0.5882% | 0.6471% | 0.7059% | 0.7647% | 0.8235% | 0.8824% | 0.9412% | 1% | 1.059% | 1.118% | 1.176% | 1.235% | 1.294% | 1.353% | 1.412% | 1.471% | 1.529% | 1.588% | 1.647% | 1.706% | 1.765% | 1.824% | 1.882% | 1.941% | 2% | 2.059% | 2.118%
Note on mainland multipliers:
Precipitation trends sourced from climatechangeinaustralia.com.au with consideration for hydrological impacts as described in Potter et al. http://www.bom.gov.au/research/projects/vicci/docs/2016/PotterEtAl2016.pdf
Hot and Dry - Southern Australia, GFDL-ESM2M, x3 streamflow reduction
Median - Southern Australia, ACCESS1.0 x2.5 streamflow reduction
Hot and Wet - Souther Australia, NorESM1-M x2 streamflow increase
Note on Tasmanian multipliers:
Streamflow trends sourced from Chiew et al. https://publications.csiro.au/rpr/pub?list=SEA&pid=csiro:EP176302&sb=RECENT&expert=false&n=13&rpp=25&page=1&tr=167&q=Chiew%2C%20Francis&dr=all
Hot and Dry - 10th percentile of GCMs studied
Median - 50th percentile of GCMs studied
Hot and Wet - 90th percentile of GCMs studied

## Hydro Scheme Inflows
Go to Assumptions Summary
Hydroelectric Storage Inflows (GWh)
Queensland and Victoria schemes
Queensland and Victorian schemes will be based on long term historical inflows.
| Jul | Aug | Sep | Oct | Nov | Dec | Jan | Feb | Mar | Apr | May | Jun | Annual Total
Koombooloomba Dam | 35.9 | 72.8 | 62.7 | 50.7 | 35.9 | 44.5 | 15.6 | 21.5 | 22.6 | 16.8 | 22.5 | 40 | 441.5
Kuranda Weir | 17.4 | 12.5 | 30 | 18.5 | 16.3 | 12.6 | 31.2 | 25.3 | 29.4 | 17 | 28.7 | 27.3 | 266.2
Eildon | 33.7 | 45.7 | 48.6 | 33.4 | 16.5 | 6.5 | 3.8 | 1.8 | 1.9 | 3.4 | 5.5 | 18.8 | 219.6
Dartmouth | 32.1 | 42.7 | 58.8 | 50.8 | 26.4 | 16.7 | 10.1 | 7.7 | 4.1 | 5 | 9.7 | 20.9 | 285
Queensland | Feb: Victoria
Snowy scheme
The Snowy scheme will consider the influence of specific historical reference years. Data used in AEMO's 2019-20 modelling will reflect confidential submissions from Snowy Hydro. The data below reflects interpretation of public domain data, and may not match precisely with the confidential data. https://www.snowyhydro.com.au/our-energy/water/inflows/
Blowering, Eucumbene and Guthega
Reference Year (FYE) | Jul | Aug | Sep | Oct | Nov | Dec | Jan | Feb | Mar | Apr | May | Jun | Annual Total
2011 | 865.6913 | 527.6107 | 566.5134 | 663.1503 | 347.269 | 485.6217 | 380.4839 | 375.3992 | 113.0974 | 371.6624 | 498.06 | 861.1939 | 6055.753
2012 | 682.0511 | 421.4805 | 446.6444 | 504.7129 | 244.1462 | 340.1259 | 300.053 | 294.2977 | 88.4854 | 290.8707 | 391.582 | 677.1747 | 4681.6243
2013 | 549.7987 | 331.7523 | 348.0947 | 386.6747 | 181.5982 | 270.4208 | 241.4825 | 239.2594 | 72.1848 | 237.1639 | 316.7908 | 547.7091 | 3722.9299
2014 | 512.9528 | 324.3205 | 357.6385 | 439.9052 | 249.8547 | 317.6532 | 226.0187 | 219.4749 | 65.7618 | 216.2862 | 293.4551 | 507.5974 | 3730.9191
2015 | 475.341 | 282.5933 | 295.9449 | 328.7137 | 155.3044 | 238.8956 | 208.5735 | 207.9291 | 62.8622 | 206.47 | 274.4905 | 474.508 | 3211.6263
2016 | 665.0774 | 393.5352 | 408.6738 | 445.0444 | 201.0191 | 319.1451 | 291.737 | 291.3965 | 88.1532 | 289.5098 | 384.32 | 664.3393 | 4441.9507
2017 | 670.3907 | 413.2341 | 441.0653 | 507.4711 | 255.5108 | 353.3879 | 294.8726 | 289.53 | 87.0841 | 286.2484 | 385.0355 | 665.8372 | 4649.6679
2018 | 640.1975 | 383.8116 | 401.0828 | 441.9137 | 204.1451 | 310.8314 | 281.0664 | 279.2292 | 84.3201 | 276.9965 | 369.232 | 638.3369 | 4311.1631
Dry | 171.4276 | 99.9242 | 103.0243 | 110.6798 | 48.6636 | 81.243 | 75.1234 | 75.4922 | 22.8839 | 75.1319 | 99.2758 | 171.5853 | 1134.455
Snowy
Tasmania
The Tasmanian schemes will consider the influence of specific historical reference years.
Reference Year (FYE) | Jul | Aug | Sep | Oct | Nov | Dec | Jan | Feb | Mar | Apr | May | Jun | Annual Total
2011 | 970.1749 | 1455.9284 | 1505.3206 | 905.3462 | 771.1077 | 806.2957 | 463.9294 | 304.8288 | 521.4633 | 500.0618 | 516.3377 | 1375.2479 | 10096.0424
2012 | 1425.4192 | 1440.9424 | 1052.6016 | 682.2943 | 662.5936 | 278.0493 | 127.9772 | 112.8958 | 399.6492 | 560.9805 | 1125.9485 | 1134.5831 | 9003.9345
2013 | 957.7978 | 1439.927 | 1380.0416 | 698.0511 | 304.8322 | 253.7781 | 91.1495 | 38.1844 | 335.5951 | 434.1251 | 782.3947 | 515.1295 | 7231.0063
2014 | 1490.8282 | 2424.0436 | 1312.4226 | 1617.3336 | 670.739 | 456.4618 | 313.4369 | 111.8638 | 239.9889 | 509.8256 | 930.9748 | 852.1778 | 10930.0966
2015 | 1358.322 | 1084.5916 | 709.9207 | 756.8831 | 435.0832 | 256.7129 | 384.7401 | 54.6735 | 431.5881 | 212.9973 | 1395.8459 | 1021.5792 | 8102.9374
2016 | 1048.6194 | 1401.4453 | 668.6647 | 189.6248 | 183.3704 | 181.076 | 130.8927 | 110.5126 | 151.6746 | 312.9417 | 2034.0245 | 1885.0544 | 8297.9013
2017 | 2109.679 | 1434.8795 | 946.3263 | 1882.4127 | 980.8968 | 432.0662 | 224.1214 | 227.0856 | 148.3595 | 290.9807 | 710.8812 | 579.8891 | 9967.5781
2018 | 1143.0714 | 1387.4113 | 1642.4894 | 815.8003 | 263.8861 | 402.5502 | 72.4277 | 193.0176 | 516.4006 | 584.961 | 970.9925 | 1070.7253 | 9063.7335
Dry | 956.2991 | 796.0441 | 1005.8338 | 606.8945 | 195.8978 | 126.6986 | 272.9998 | 10.8285 | 146.9465 | 100.206 | 1381.4856 | 495.7629 | 6095.8971
Tasmania

## Build costs
Go to Assumptions Summary
Capital Cost Projections (real 2019 dollars)
Cost to construct new generation, not including connection costs.
These capital cost trajectories are developed by CSIRO GALLM (see Electricity generation technology cost projections: 2017-2050 for more details) based on the technology specific capital cost estimates provided by GHD (AEMO costs and technical parameter review).
Battery storage capital cost estimates provided by GHD have been revised by CSIRO to be comparable with other studies.
Wind capital cost projections given by CSIRO have been adjusted to capture increasing wind turbine efficiency over time.
ISP scenarios will bring forward or delay some or all technology cost improvements in some scenarios on the basis that, according to scenario narratives, global technology uptake will be slower or faster than CSIRO’s expectations.
Key technologies affected are wind, solar PV, batteries, pumped hydro and thermal generators. Any delay or bring forward of cost reductions in the scenarios is highlighted in red and will involve accelerating or slowing capital cost reductions by a magnitude of years. Further details are provided in the 2019 Scenario and Assumptions Report.
| Build costs - global temperature growth of 4 degrees | Source: |  | 2019-20 | 2020-21 | 2021-22 | 2022-23 | 2023-24 | 2024-25 | 2025-26 | 2026-27 | 2027-28 | 2028-29 | 2029-30 | 2030-31 | 2031-32 | 2032-33 | 2033-34 | 2034-35 | 2035-36 | 2036-37 | 2037-38 | 2038-39 | 2039-40 | 2040-41 | 2041-42 | 2042-43 | 2043-44 | 2044-45 | 2045-46 | 2046-47 | 2047-48 | 2048-49 | 2049-50
CSIRO GenCost 2018_Black Coal (supercritical PC) | Black Coal (supercritical PC) | CSIRO GenCost 2018 | $/kW | 3298.7221 | 3293.6425 | 3287.5469 | 3282.4673 | 3277.3876 | 3272.308 | 3267.2283 | 3262.1487 | 3256.0531 | 3250.9735 | 3245.8938 | 3240.8142 | 3235.7345 | 3230.6549 | 3225.5752 | 3220.4956 | 3215.4159 | 3210.3363 | 3204.2407 | 3199.1611 | 3194.0814 | 3189.0018 | 3183.9221 | 3178.8425 | 3173.7628 | 3168.6832 | 3163.6035 | 3158.5239 | 3153.4442 | 3148.3646 | 3143.285
CSIRO GenCost 2018_Brown Coal (supercritical PC) | Brown Coal (supercritical PC) | CSIRO GenCost 2018 | $/kW | 5090.8212 | 5082.6938 | 5074.5664 | 5066.4389 | 5058.3115 | 5050.1841 | 5042.0566 | 5033.9292 | 5025.8018 | 5017.6743 | 5010.5628 | 5002.4354 | 4994.308 | 4986.1805 | 4978.0531 | 4969.9257 | 4961.7982 | 4954.6867 | 4946.5593 | 4938.4319 | 4930.3044 | 4922.177 | 4915.0655 | 4906.9381 | 4898.8106 | 4890.6832 | 4883.5717 | 4875.4442 | 4867.3168 | 4860.2053 | 4852.0779
CSIRO GenCost 2018_OCGT | OCGT | CSIRO GenCost 2018 | $/kW | 905.1929 | 904.177 | 903.1611 | 901.1292 | 900.1133 | 898.0814 | 897.0655 | 895.0336 | 894.0177 | 893.0018 | 890.9699 | 889.954 | 887.9221 | 886.9062 | 885.8903 | 883.8584 | 882.8425 | 880.8106 | 879.7947 | 878.7788 | 876.7469 | 875.731 | 874.715 | 872.6832 | 871.6673 | 869.6354 | 868.6195 | 867.6035 | 865.5717 | 864.5558 | 863.5398
CSIRO GenCost 2018_CCGT | CCGT | CSIRO GenCost 2018 | $/kW | 1294.2938 | 1292.2619 | 1290.2301 | 1288.1982 | 1286.1664 | 1284.1345 | 1282.1027 | 1280.0708 | 1278.0389 | 1276.0071 | 1273.9752 | 1271.9434 | 1269.9115 | 1267.8796 | 1265.8478 | 1263.8159 | 1261.7841 | 1259.7522 | 1257.7204 | 1255.6885 | 1253.6566 | 1251.6248 | 1249.5929 | 1247.5611 | 1245.5292 | 1243.4973 | 1241.4655 | 1239.4336 | 1237.4018 | 1235.3699 | 1233.3381
CSIRO GenCost 2018_Biomass | Biomass | CSIRO GenCost 2018 | $/kW | 12722.4814 | 12717.4018 | 12706.2265 | 12706.2265 | 12706.2265 | 12706.2265 | 12706.2265 | 12706.2265 | 12706.2265 | 12706.2265 | 12706.2265 | 12704.1947 | 12704.1947 | 12703.1788 | 12703.1788 | 12701.1469 | 12700.131 | 12700.131 | 12700.131 | 12700.131 | 12698.0991 | 12692.0035 | 12692.0035 | 12692.0035 | 12692.0035 | 12692.0035 | 12692.0035 | 12643.2389 | 12565.0124 | 12537.5823 | 12460.3717
CSIRO GenCost 2018_Large scale Solar PV | Large scale Solar PV | CSIRO GenCost 2018 | $/kW | 1370.4885 | 1193.7168 | 1135.8088 | 1085.0124 | 1045.3912 | 1005.7699 | 972.2442 | 940.7504 | 905.1929 | 873.6991 | 845.2531 | 818.8389 | 804.6159 | 786.3292 | 767.0265 | 760.931 | 732.485 | 723.3416 | 714.1982 | 708.1027 | 698.9593 | 677.6248 | 657.3062 | 639.0195 | 620.7327 | 603.4619 | 587.2071 | 579.0796 | 568.9204 | 554.6973 | 551.6496
CSIRO GenCost 2018_Solar Thermal (8hrs Storage) | Solar Thermal (8hrs Storage) | CSIRO GenCost 2018 | $/kW | 5299.0867 | 5299.0867 | 5299.0867 | 5299.0867 | 5299.0867 | 5299.0867 | 5299.0867 | 5299.0867 | 5299.0867 | 5299.0867 | 5289.9434 | 5282.8319 | 5241.1788 | 5204.6053 | 4748.4531 | 4573.7133 | 4481.2637 | 4299.4124 | 4176.485 | 4087.0832 | 4020.0319 | 3967.2035 | 3925.5504 | 3891.0088 | 3862.5628 | 3838.1805 | 3816.846 | 3764.0177 | 3700.0142 | 3643.1221 | 3593.3416
CSIRO GenCost 2018_Battery storage (2hrs storage) | Battery storage (2hrs storage) | CSIRO GenCost 2018 | $/kW | 1424.3327 | 1377.6 | 1318.6761 | 1265.8478 | 1206.9239 | 1139.8726 | 1087.0442 | 1048.4389 | 1024.0566 | 1007.8018 | 973.2602 | 971.2283 | 971.2283 | 971.2283 | 969.1965 | 969.1965 | 969.1965 | 967.1646 | 967.1646 | 957.0053 | 940.7504 | 940.7504 | 938.7186 | 938.7186 | 938.7186 | 938.7186 | 938.7186 | 938.7186 | 938.7186 | 938.7186 | 938.7186
CSIRO GenCost 2018_Battery storage (4hrs storage) | Battery storage (4hrs storage) | CSIRO GenCost 2018 | $/kW | 2033.8903 | 1967.1578 | 1883.0168 | 1807.5801 | 1723.4391 | 1627.6925 | 1552.2558 | 1497.1289 | 1462.312 | 1439.1007 | 1389.7767 | 1386.8752 | 1386.8752 | 1386.8752 | 1383.9738 | 1383.9738 | 1383.9738 | 1381.0724 | 1381.0724 | 1366.5654 | 1343.3541 | 1343.3541 | 1340.4526 | 1340.4526 | 1340.4526 | 1340.4526 | 1340.4526 | 1340.4526 | 1340.4526 | 1340.4526 | 1340.4526
CSIRO GenCost 2018_Wind | Wind | CSIRO GenCost 2018 | $/kW | 1871.3566 | 1849.7302 | 1832.0414 | 1816.3742 | 1800.8469 | 1787.3039 | 1773.8808 | 1763.3212 | 1752.8542 | 1742.4786 | 1732.1933 | 1721.9969 | 1710.9932 | 1688.4944 | 1659.9741 | 1650.2587 | 1640.6256 | 1631.0738 | 1621.6022 | 1612.2099 | 1602.0304 | 1592.7973 | 1583.6404 | 1575.4138 | 1566.4032 | 1558.3141 | 1550.2907 | 1541.4913 | 1531.9253 | 1522.4362 | 1512.1921
CSIRO GenCost 2018_Wind - offshore | Wind - offshore | CSIRO GenCost 2018 | $/kW | 4503.6364 | 4451.5901 | 4409.0199 | 4371.3149 | 4333.9466 | 4301.354 | 4269.0498 | 4243.6368 | 4218.4467 | 4193.4766 | 4168.7237 | 4144.1851 | 4117.7033 | 4063.5574 | 3994.9201 | 3971.5387 | 3948.3555 | 3925.368 | 3902.5736 | 3879.9699 | 3855.4717 | 3833.2511 | 3811.2141 | 3791.4157 | 3769.7308 | 3750.2634 | 3730.9542 | 3709.7775 | 3686.7558 | 3663.919 | 3639.2654
Notes
1. The capital costs are overnight costs for construction in Melbourne. To calculate the capital costs of these technologies elsewhere in Australia use Regional costs adjustments factors given in the Regional Cost Factors worksheet.
2. Battery storage cost trajectories for 4hrs storage are derived by modifying the cost of 2hrs battery storage using the storage component cost given in GHD and using the same capital cost projections given by CSIRO for 2hrs battery storage.
3. Wind - offshore cost trajectories are derived from the Wind - offshore capital cost estimates provided by GHD and using the same capital cost and capacity factor projections given by CSIRO for Wind.
| Build costs - global temperature growth of 2 degrees | Source: |  | 2019-20 | 2020-21 | 2021-22 | 2022-23 | 2023-24 | 2024-25 | 2025-26 | 2026-27 | 2027-28 | 2028-29 | 2029-30 | 2030-31 | 2031-32 | 2032-33 | 2033-34 | 2034-35 | 2035-36 | 2036-37 | 2037-38 | 2038-39 | 2039-40 | 2040-41 | 2041-42 | 2042-43 | 2043-44 | 2044-45 | 2045-46 | 2046-47 | 2047-48 | 2048-49 | 2049-50
CSIRO GenCost 2018_Black Coal (supercritical PC) | Black Coal (supercritical PC) | CSIRO GenCost 2018 | $/kW | 3298.7221 | 3293.6425 | 3287.5469 | 3282.4673 | 3277.3876 | 3272.308 | 3267.2283 | 3262.1487 | 3256.0531 | 3250.9735 | 3245.8938 | 3240.8142 | 3235.7345 | 3230.6549 | 3225.5752 | 3220.4956 | 3215.4159 | 3210.3363 | 3204.2407 | 3199.1611 | 3194.0814 | 3189.0018 | 3183.9221 | 3178.8425 | 3173.7628 | 3168.6832 | 3163.6035 | 3158.5239 | 3153.4442 | 3148.3646 | 3143.285
CSIRO GenCost 2018_Brown Coal (supercritical PC) | Brown Coal (supercritical PC) | CSIRO GenCost 2018 | $/kW | 5090.8212 | 5082.6938 | 5074.5664 | 5066.4389 | 5058.3115 | 5050.1841 | 5042.0566 | 5033.9292 | 5025.8018 | 5017.6743 | 5010.5628 | 5002.4354 | 4994.308 | 4986.1805 | 4978.0531 | 4969.9257 | 4961.7982 | 4954.6867 | 4946.5593 | 4938.4319 | 4930.3044 | 4922.177 | 4915.0655 | 4906.9381 | 4898.8106 | 4890.6832 | 4883.5717 | 4875.4442 | 4867.3168 | 4860.2053 | 4852.0779
CSIRO GenCost 2018_OCGT | OCGT | CSIRO GenCost 2018 | $/kW | 905.1929 | 904.177 | 903.1611 | 901.1292 | 900.1133 | 898.0814 | 897.0655 | 895.0336 | 894.0177 | 893.0018 | 890.9699 | 889.954 | 887.9221 | 886.9062 | 885.8903 | 883.8584 | 882.8425 | 880.8106 | 879.7947 | 878.7788 | 876.7469 | 875.731 | 874.715 | 872.6832 | 871.6673 | 869.6354 | 868.6195 | 867.6035 | 865.5717 | 864.5558 | 863.5398
CSIRO GenCost 2018_CCGT | CCGT | CSIRO GenCost 2018 | $/kW | 1294.2938 | 1292.2619 | 1290.2301 | 1288.1982 | 1286.1664 | 1284.1345 | 1282.1027 | 1280.0708 | 1278.0389 | 1276.0071 | 1273.9752 | 1271.9434 | 1269.9115 | 1267.8796 | 1265.8478 | 1263.8159 | 1261.7841 | 1259.7522 | 1257.7204 | 1255.6885 | 1253.6566 | 1251.6248 | 1249.5929 | 1247.5611 | 1245.5292 | 1243.4973 | 1241.4655 | 1239.4336 | 1237.4018 | 1235.3699 | 1233.3381
CSIRO GenCost 2018_Biomass | Biomass | CSIRO GenCost 2018 | $/kW | 12792.5805 | 12787.5009 | 12776.3257 | 12776.3257 | 12776.3257 | 12776.3257 | 12776.3257 | 12776.3257 | 12776.3257 | 12746.8637 | 12630.0319 | 12624.9522 | 12624.9522 | 12624.9522 | 12624.9522 | 12621.9044 | 12592.4425 | 12456.308 | 12444.1168 | 12444.1168 | 12274.4566 | 12098.7009 | 12084.4779 | 12084.4779 | 12061.1115 | 12061.1115 | 12057.0478 | 12057.0478 | 12052.9841 | 12052.9841 | 12052.9841
CSIRO GenCost 2018_Large scale Solar PV | Large scale Solar PV | CSIRO GenCost 2018 | $/kW | 1300.3894 | 1237.4018 | 1188.6372 | 1139.8726 | 1098.2195 | 1001.7062 | 917.3841 | 890.9699 | 866.5876 | 843.2212 | 830.0142 | 803.6 | 793.4407 | 781.2496 | 764.9947 | 757.8832 | 739.5965 | 736.5487 | 726.3894 | 721.3097 | 710.1345 | 698.9593 | 692.8637 | 675.5929 | 655.2743 | 642.0673 | 617.685 | 614.6372 | 602.446 | 591.2708 | 588.223
CSIRO GenCost 2018_Solar Thermal (8hrs Storage) | Solar Thermal (8hrs Storage) | CSIRO GenCost 2018 | $/kW | 5462.6513 | 5462.6513 | 5462.6513 | 5462.6513 | 5462.6513 | 5462.6513 | 5462.6513 | 5455.5398 | 5440.3009 | 5412.8708 | 5365.1221 | 5365.1221 | 5365.1221 | 5364.1062 | 5349.8832 | 5185.3027 | 4955.7027 | 4727.1186 | 4619.4301 | 4417.2602 | 4285.1894 | 4191.7239 | 4122.6407 | 4068.7965 | 4027.1434 | 3992.6018 | 3964.1558 | 3939.7735 | 3895.0726 | 3822.9416 | 3759.954
CSIRO GenCost 2018_Battery storage (2hrs storage) | Battery storage (2hrs storage) | CSIRO GenCost 2018 | $/kW | 1414.1735 | 1381.6637 | 1341.0265 | 1302.4212 | 1263.8159 | 1229.2743 | 1164.2549 | 1119.554 | 1089.0761 | 1074.8531 | 1034.2159 | 1032.1841 | 1030.1522 | 1026.0885 | 1022.0248 | 1019.9929 | 1017.9611 | 1013.8973 | 1011.8655 | 1011.8655 | 1007.8018 | 1007.8018 | 1007.8018 | 1007.8018 | 1007.8018 | 1005.7699 | 1005.7699 | 1005.7699 | 1001.7062 | 1001.7062 | 1001.7062
CSIRO GenCost 2018_Battery storage (4hrs storage) | Battery storage (4hrs storage) | CSIRO GenCost 2018 | $/kW | 2023.731 | 1977.2084 | 1919.0552 | 1863.8097 | 1808.5642 | 1759.134 | 1666.0889 | 1602.1204 | 1558.5055 | 1538.1518 | 1479.9987 | 1477.091 | 1474.1833 | 1468.368 | 1462.5527 | 1459.645 | 1456.7374 | 1450.9221 | 1448.0144 | 1448.0144 | 1442.1991 | 1442.1991 | 1442.1991 | 1442.1991 | 1442.1991 | 1439.2914 | 1439.2914 | 1439.2914 | 1433.4761 | 1433.4761 | 1433.4761
CSIRO GenCost 2018_Wind | Wind | CSIRO GenCost 2018 | $/kW | 1893.0726 | 1877.9273 | 1862.9185 | 1848.0443 | 1811.9746 | 1790.9967 | 1766.528 | 1746.8501 | 1726.4338 | 1716.1736 | 1692.4558 | 1677.9354 | 1662.6449 | 1648.3771 | 1632.4559 | 1617.5541 | 1604.5389 | 1595.1393 | 1584.0732 | 1575.7071 | 1564.8141 | 1549.7021 | 1541.5817 | 1533.5281 | 1519.5814 | 1510.8355 | 1502.1608 | 1492.7153 | 1482.5084 | 1473.2177 | 1461.5087
CSIRO GenCost 2018_Wind - offshore | Wind - offshore | CSIRO GenCost 2018 | $/kW | 4555.8985 | 4519.4497 | 4483.3292 | 4447.5327 | 4360.7269 | 4310.241 | 4251.3542 | 4203.9972 | 4154.8631 | 4130.1707 | 4073.0909 | 4038.1459 | 4001.3475 | 3967.0104 | 3928.6941 | 3892.8312 | 3861.5087 | 3838.8875 | 3812.2557 | 3792.1216 | 3765.9065 | 3729.5376 | 3709.9949 | 3690.613 | 3657.0487 | 3636.0007 | 3615.1239 | 3592.3922 | 3567.8282 | 3545.4691 | 3517.29
Notes
1. The capital costs are overnight costs for construction in Melbourne. To calculate the capital costs of these technologies elsewhere in Australia use Regional costs adjustments factors given in the Regional Cost Factors worksheet.
2. Battery storage cost trajectories for 4hrs storage are derived by modifying the cost of 2hrs battery storage using the storage component cost given in GHD and using the same capital cost projections given by CSIRO for 2hrs battery storage.
3. Wind - offshore cost trajectories are derived from the Wind - offshore capital cost estimates provided by GHD and using the same capital cost and capacity factor projections given by CSIRO for Wind.
| Build costs - pumped storage hydro | Source: |  | 2019-20 | 2020-21 | 2021-22 | 2022-23 | 2023-24 | 2024-25 | 2025-26 | 2026-27 | 2027-28 | 2028-29 | 2029-30 | 2030-31 | 2031-32 | 2032-33 | 2033-34 | 2034-35 | 2035-36 | 2036-37 | 2037-38 | 2038-39 | 2039-40 | 2040-41 | 2041-42 | 2042-43 | 2043-44 | 2044-45 | 2045-46 | 2046-47 | 2047-48 | 2048-49 | 2049-50
Entura (2018)_Pumped Hydro (6hrs storage) | Pumped Hydro (6hrs storage) | Entura (2018) | $/kW | 1550.308 | 1548.2761 | 1545.2283 | 1544.2124 | 1541.1646 | 1540.1487 | 1537.1009 | 1535.069 | 1534.0531 | 1531.0053 | 1528.9735 | 1526.9416 | 1524.9097 | 1522.8779 | 1520.846 | 1517.7982 | 1516.7823 | 1513.7345 | 1512.7186 | 1510.6867 | 1507.6389 | 1506.623 | 1503.5752 | 1502.5593 | 1499.5115 | 1497.4796 | 1496.4637 | 1493.4159 | 1492.4 | 1489.3522 | 1488.3363
Entura (2018)_Pumped Hydro (12hrs storage) | Pumped Hydro (12hrs storage) | Entura (2018) | $/kW | 1773.8124 | 1770.7646 | 1767.7168 | 1765.685 | 1762.6372 | 1761.6212 | 1758.5735 | 1755.5257 | 1754.5097 | 1751.4619 | 1748.4142 | 1746.3823 | 1743.3345 | 1742.3186 | 1739.2708 | 1736.223 | 1735.2071 | 1732.1593 | 1730.1274 | 1727.0796 | 1725.0478 | 1723.0159 | 1719.9681 | 1718.9522 | 1715.9044 | 1712.8566 | 1710.8248 | 1707.777 | 1706.7611 | 1703.7133 | 1702.6973
Entura (2018)_Pumped Hydro (24hrs storage) | Pumped Hydro (24hrs storage) | Entura (2018) | $/kW | 2279.7451 | 2276.6973 | 2272.6336 | 2270.6018 | 2266.5381 | 2264.5062 | 2261.4584 | 2257.3947 | 2255.3628 | 2251.2991 | 2248.2513 | 2246.2195 | 2242.1558 | 2240.1239 | 2236.0602 | 2233.0124 | 2230.9805 | 2226.9168 | 2224.885 | 2220.8212 | 2217.7735 | 2215.7416 | 2211.6779 | 2209.646 | 2205.5823 | 2202.5345 | 2200.5027 | 2196.4389 | 2194.4071 | 2190.3434 | 2188.3115
Entura (2018)_Pumped Hydro (48hrs storage) | Pumped Hydro (48hrs storage) | Entura (2018) | $/kW | 3425.7133 | 3419.6177 | 3413.5221 | 3410.4743 | 3405.3947 | 3402.3469 | 3396.2513 | 3391.1717 | 3388.1239 | 3382.0283 | 3376.9487 | 3373.9009 | 3367.8053 | 3364.7575 | 3359.6779 | 3353.5823 | 3350.5345 | 3345.4549 | 3342.4071 | 3336.3115 | 3331.2319 | 3328.1841 | 3322.0885 | 3319.0407 | 3313.9611 | 3307.8655 | 3304.8177 | 3299.7381 | 3296.6903 | 3290.5947 | 3287.5469
Notes
1. Pumped hydro cost trajectories are derived from the Pumped Hydro regional capital cost estimates provided by Entura and capital cost projections given by CSIRO.
| Cost Trajectory | Scenario | Cost | 2019-20 | 2020-21 | 2021-22 | 2022-23 | 2023-24 | 2024-25 | 2025-26 | 2026-27 | 2027-28 | 2028-29 | 2029-30 | 2030-31 | 2031-32 | 2032-33 | 2033-34 | 2034-35 | 2035-36 | 2036-37 | 2037-38 | 2038-39 | 2039-40 | 2040-41 | 2041-42 | 2042-43 | 2043-44 | 2044-45 | 2045-46 | 2046-47 | 2047-48 | 2048-49 | 2049-50
4 Degree_Solar Thermal (8hrs Storage) | Solar Thermal (8hrs Storage) | 4 Degree | $/kW | 5299.0867 | 5299.0867 | 5299.0867 | 5299.0867 | 5299.0867 | 5299.0867 | 5299.0867 | 5299.0867 | 5299.0867 | 5299.0867 | 5289.9434 | 5282.8319 | 5241.1788 | 5204.6053 | 4748.4531 | 4573.7133 | 4481.2637 | 4299.4124 | 4176.485 | 4087.0832 | 4020.0319 | 3967.2035 | 3925.5504 | 3891.0088 | 3862.5628 | 3838.1805 | 3816.846 | 3764.0177 | 3700.0142 | 3643.1221 | 3593.3416
2 Degree_Solar Thermal (8hrs Storage) | Solar Thermal (8hrs Storage) | 2 Degree | $/kW | 5462.6513 | 5462.6513 | 5462.6513 | 5462.6513 | 5462.6513 | 5462.6513 | 5462.6513 | 5455.5398 | 5440.3009 | 5412.8708 | 5365.1221 | 5365.1221 | 5365.1221 | 5364.1062 | 5349.8832 | 5185.3027 | 4955.7027 | 4727.1186 | 4619.4301 | 4417.2602 | 4285.1894 | 4191.7239 | 4122.6407 | 4068.7965 | 4027.1434 | 3992.6018 | 3964.1558 | 3939.7735 | 3895.0726 | 3822.9416 | 3759.954
Slow Change_Solar Thermal (8hrs Storage) | Solar Thermal (8hrs Storage) | Slow Change | $/kW | 5299.0867 | 5299.0867 | 5299.0867 | 5299.0867 | 5299.0867 | 5299.0867 | 5299.0867 | 5299.0867 | 5299.0867 | 5299.0867 | 5299.0867 | 5299.0867 | 5299.0867 | 5299.0867 | 5299.0867 | 5299.0867 | 5289.9434 | 5282.8319 | 5241.1788 | 5204.6053 | 4748.4531 | 4573.7133 | 4481.2637 | 4299.4124 | 4176.485 | 4087.0832 | 4020.0319 | 3967.2035 | 3925.5504 | 3891.0088 | 3862.5628
Central_Solar Thermal (8hrs Storage) | Solar Thermal (8hrs Storage) | Central | $/kW | 5299.0867 | 5299.0867 | 5299.0867 | 5299.0867 | 5299.0867 | 5299.0867 | 5299.0867 | 5299.0867 | 5299.0867 | 5299.0867 | 5289.9434 | 5282.8319 | 5241.1788 | 5204.6053 | 4748.4531 | 4573.7133 | 4481.2637 | 4299.4124 | 4176.485 | 4087.0832 | 4020.0319 | 3967.2035 | 3925.5504 | 3891.0088 | 3862.5628 | 3838.1805 | 3816.846 | 3764.0177 | 3700.0142 | 3643.1221 | 3593.3416
Fast Change_Solar Thermal (8hrs Storage) | Solar Thermal (8hrs Storage) | Fast Change | $/kW | 5462.6513 | 5462.6513 | 5462.6513 | 5462.6513 | 5462.6513 | 5462.6513 | 5462.6513 | 5455.5398 | 5440.3009 | 5412.8708 | 5365.1221 | 5365.1221 | 5365.1221 | 5364.1062 | 5349.8832 | 5185.3027 | 4955.7027 | 4727.1186 | 4619.4301 | 4417.2602 | 4285.1894 | 4191.7239 | 4122.6407 | 4068.7965 | 4027.1434 | 3992.6018 | 3964.1558 | 3939.7735 | 3895.0726 | 3822.9416 | 3759.954
High DER_Solar Thermal (8hrs Storage) | Solar Thermal (8hrs Storage) | High DER | $/kW | 5299.0867 | 5299.0867 | 5299.0867 | 5299.0867 | 5299.0867 | 5299.0867 | 5299.0867 | 5299.0867 | 5299.0867 | 5299.0867 | 5289.9434 | 5282.8319 | 5241.1788 | 5204.6053 | 4748.4531 | 4573.7133 | 4481.2637 | 4299.4124 | 4176.485 | 4087.0832 | 4020.0319 | 3967.2035 | 3925.5504 | 3891.0088 | 3862.5628 | 3838.1805 | 3816.846 | 3764.0177 | 3700.0142 | 3643.1221 | 3593.3416
Step Change_Solar Thermal (8hrs Storage) | Solar Thermal (8hrs Storage) | Step Change | $/kW | 5462.6513 | 5462.6513 | 5462.6513 | 5462.6513 | 5462.6513 | 5365.1221 | 5365.1221 | 5365.1221 | 5364.1062 | 5349.8832 | 5185.3027 | 4955.7027 | 4727.1186 | 4619.4301 | 4417.2602 | 4285.1894 | 4191.7239 | 4122.6407 | 4068.7965 | 4027.1434 | 3992.6018 | 3964.1558 | 3939.7735 | 3895.0726 | 3822.9416 | 3759.954 | 3759.954 | 3759.954 | 3759.954 | 3759.954 | 3759.954
| Cost Trajectory | Scenario | Cost | 2019-20 | 2020-21 | 2021-22 | 2022-23 | 2023-24 | 2024-25 | 2025-26 | 2026-27 | 2027-28 | 2028-29 | 2029-30 | 2030-31 | 2031-32 | 2032-33 | 2033-34 | 2034-35 | 2035-36 | 2036-37 | 2037-38 | 2038-39 | 2039-40 | 2040-41 | 2041-42 | 2042-43 | 2043-44 | 2044-45 | 2045-46 | 2046-47 | 2047-48 | 2048-49 | 2049-50
4 Degree_Black Coal (supercritical PC) | Black Coal (supercritical PC) | 4 Degree | $/kW | 3298.7221 | 3293.6425 | 3287.5469 | 3282.4673 | 3277.3876 | 3272.308 | 3267.2283 | 3262.1487 | 3256.0531 | 3250.9735 | 3245.8938 | 3240.8142 | 3235.7345 | 3230.6549 | 3225.5752 | 3220.4956 | 3215.4159 | 3210.3363 | 3204.2407 | 3199.1611 | 3194.0814 | 3189.0018 | 3183.9221 | 3178.8425 | 3173.7628 | 3168.6832 | 3163.6035 | 3158.5239 | 3153.4442 | 3148.3646 | 3143.285
2 Degree_Black Coal (supercritical PC) | Black Coal (supercritical PC) | 2 Degree | $/kW | 3298.7221 | 3293.6425 | 3287.5469 | 3282.4673 | 3277.3876 | 3272.308 | 3267.2283 | 3262.1487 | 3256.0531 | 3250.9735 | 3245.8938 | 3240.8142 | 3235.7345 | 3230.6549 | 3225.5752 | 3220.4956 | 3215.4159 | 3210.3363 | 3204.2407 | 3199.1611 | 3194.0814 | 3189.0018 | 3183.9221 | 3178.8425 | 3173.7628 | 3168.6832 | 3163.6035 | 3158.5239 | 3153.4442 | 3148.3646 | 3143.285
Slow Change_Black Coal (supercritical PC) | Black Coal (supercritical PC) | Slow Change | $/kW | 3298.7221 | 3293.6425 | 3287.5469 | 3282.4673 | 3277.3876 | 3272.308 | 3267.2283 | 3262.1487 | 3256.0531 | 3250.9735 | 3245.8938 | 3240.8142 | 3235.7345 | 3230.6549 | 3225.5752 | 3220.4956 | 3215.4159 | 3210.3363 | 3204.2407 | 3199.1611 | 3194.0814 | 3189.0018 | 3183.9221 | 3178.8425 | 3173.7628 | 3168.6832 | 3163.6035 | 3158.5239 | 3153.4442 | 3148.3646 | 3143.285
Central_Black Coal (supercritical PC) | Black Coal (supercritical PC) | Central | $/kW | 3298.7221 | 3293.6425 | 3287.5469 | 3282.4673 | 3277.3876 | 3272.308 | 3267.2283 | 3262.1487 | 3256.0531 | 3250.9735 | 3245.8938 | 3240.8142 | 3235.7345 | 3230.6549 | 3225.5752 | 3220.4956 | 3215.4159 | 3210.3363 | 3204.2407 | 3199.1611 | 3194.0814 | 3189.0018 | 3183.9221 | 3178.8425 | 3173.7628 | 3168.6832 | 3163.6035 | 3158.5239 | 3153.4442 | 3148.3646 | 3143.285
Fast Change_Black Coal (supercritical PC) | Black Coal (supercritical PC) | Fast Change | $/kW | 3298.7221 | 3293.6425 | 3287.5469 | 3282.4673 | 3277.3876 | 3272.308 | 3267.2283 | 3262.1487 | 3256.0531 | 3250.9735 | 3245.8938 | 3240.8142 | 3235.7345 | 3230.6549 | 3225.5752 | 3220.4956 | 3215.4159 | 3210.3363 | 3204.2407 | 3199.1611 | 3194.0814 | 3189.0018 | 3183.9221 | 3178.8425 | 3173.7628 | 3168.6832 | 3163.6035 | 3158.5239 | 3153.4442 | 3148.3646 | 3143.285
High DER_Black Coal (supercritical PC) | Black Coal (supercritical PC) | High DER | $/kW | 3298.7221 | 3293.6425 | 3287.5469 | 3282.4673 | 3277.3876 | 3272.308 | 3267.2283 | 3262.1487 | 3256.0531 | 3250.9735 | 3245.8938 | 3240.8142 | 3235.7345 | 3230.6549 | 3225.5752 | 3220.4956 | 3215.4159 | 3210.3363 | 3204.2407 | 3199.1611 | 3194.0814 | 3189.0018 | 3183.9221 | 3178.8425 | 3173.7628 | 3168.6832 | 3163.6035 | 3158.5239 | 3153.4442 | 3148.3646 | 3143.285
Step Change_Black Coal (supercritical PC) | Black Coal (supercritical PC) | Step Change | $/kW | 3298.7221 | 3293.6425 | 3287.5469 | 3282.4673 | 3277.3876 | 3272.308 | 3267.2283 | 3262.1487 | 3256.0531 | 3250.9735 | 3245.8938 | 3240.8142 | 3235.7345 | 3230.6549 | 3225.5752 | 3220.4956 | 3215.4159 | 3210.3363 | 3204.2407 | 3199.1611 | 3194.0814 | 3189.0018 | 3183.9221 | 3178.8425 | 3173.7628 | 3168.6832 | 3163.6035 | 3158.5239 | 3153.4442 | 3148.3646 | 3143.285
| Cost Trajectory | Scenario | Cost | 2019-20 | 2020-21 | 2021-22 | 2022-23 | 2023-24 | 2024-25 | 2025-26 | 2026-27 | 2027-28 | 2028-29 | 2029-30 | 2030-31 | 2031-32 | 2032-33 | 2033-34 | 2034-35 | 2035-36 | 2036-37 | 2037-38 | 2038-39 | 2039-40 | 2040-41 | 2041-42 | 2042-43 | 2043-44 | 2044-45 | 2045-46 | 2046-47 | 2047-48 | 2048-49 | 2049-50
4 Degree_Biomass | Biomass | 4 Degree | $/kW | 12722.4814 | 12717.4018 | 12706.2265 | 12706.2265 | 12706.2265 | 12706.2265 | 12706.2265 | 12706.2265 | 12706.2265 | 12706.2265 | 12706.2265 | 12704.1947 | 12704.1947 | 12703.1788 | 12703.1788 | 12701.1469 | 12700.131 | 12700.131 | 12700.131 | 12700.131 | 12698.0991 | 12692.0035 | 12692.0035 | 12692.0035 | 12692.0035 | 12692.0035 | 12692.0035 | 12643.2389 | 12565.0124 | 12537.5823 | 12460.3717
2 Degree_Biomass | Biomass | 2 Degree | $/kW | 12792.5805 | 12787.5009 | 12776.3257 | 12776.3257 | 12776.3257 | 12776.3257 | 12776.3257 | 12776.3257 | 12776.3257 | 12746.8637 | 12630.0319 | 12624.9522 | 12624.9522 | 12624.9522 | 12624.9522 | 12621.9044 | 12592.4425 | 12456.308 | 12444.1168 | 12444.1168 | 12274.4566 | 12098.7009 | 12084.4779 | 12084.4779 | 12061.1115 | 12061.1115 | 12057.0478 | 12057.0478 | 12052.9841 | 12052.9841 | 12052.9841
Slow Change_Biomass | Biomass | Slow Change | $/kW | 12722.4814 | 12717.4018 | 12706.2265 | 12706.2265 | 12706.2265 | 12706.2265 | 12706.2265 | 12706.2265 | 12706.2265 | 12706.2265 | 12706.2265 | 12704.1947 | 12704.1947 | 12703.1788 | 12703.1788 | 12701.1469 | 12700.131 | 12700.131 | 12700.131 | 12700.131 | 12698.0991 | 12692.0035 | 12692.0035 | 12692.0035 | 12692.0035 | 12692.0035 | 12692.0035 | 12643.2389 | 12565.0124 | 12537.5823 | 12460.3717
Central_Biomass | Biomass | Central | $/kW | 12722.4814 | 12717.4018 | 12706.2265 | 12706.2265 | 12706.2265 | 12706.2265 | 12706.2265 | 12706.2265 | 12706.2265 | 12706.2265 | 12706.2265 | 12704.1947 | 12704.1947 | 12703.1788 | 12703.1788 | 12701.1469 | 12700.131 | 12700.131 | 12700.131 | 12700.131 | 12698.0991 | 12692.0035 | 12692.0035 | 12692.0035 | 12692.0035 | 12692.0035 | 12692.0035 | 12643.2389 | 12565.0124 | 12537.5823 | 12460.3717
Fast Change_Biomass | Biomass | Fast Change | $/kW | 12792.5805 | 12787.5009 | 12776.3257 | 12776.3257 | 12776.3257 | 12776.3257 | 12776.3257 | 12776.3257 | 12776.3257 | 12746.8637 | 12630.0319 | 12624.9522 | 12624.9522 | 12624.9522 | 12624.9522 | 12621.9044 | 12592.4425 | 12456.308 | 12444.1168 | 12444.1168 | 12274.4566 | 12098.7009 | 12084.4779 | 12084.4779 | 12061.1115 | 12061.1115 | 12057.0478 | 12057.0478 | 12052.9841 | 12052.9841 | 12052.9841
High DER_Biomass | Biomass | High DER | $/kW | 12722.4814 | 12717.4018 | 12706.2265 | 12706.2265 | 12706.2265 | 12706.2265 | 12706.2265 | 12706.2265 | 12706.2265 | 12706.2265 | 12706.2265 | 12704.1947 | 12704.1947 | 12703.1788 | 12703.1788 | 12701.1469 | 12700.131 | 12700.131 | 12700.131 | 12700.131 | 12698.0991 | 12692.0035 | 12692.0035 | 12692.0035 | 12692.0035 | 12692.0035 | 12692.0035 | 12643.2389 | 12565.0124 | 12537.5823 | 12460.3717
Step Change_Biomass | Biomass | Step Change | $/kW | 12792.5805 | 12787.5009 | 12776.3257 | 12776.3257 | 12776.3257 | 12776.3257 | 12776.3257 | 12776.3257 | 12776.3257 | 12746.8637 | 12630.0319 | 12624.9522 | 12624.9522 | 12624.9522 | 12624.9522 | 12621.9044 | 12592.4425 | 12456.308 | 12444.1168 | 12444.1168 | 12274.4566 | 12098.7009 | 12084.4779 | 12084.4779 | 12061.1115 | 12061.1115 | 12057.0478 | 12057.0478 | 12052.9841 | 12052.9841 | 12052.9841
| Cost Trajectory | Scenario | Cost | 2019-20 | 2020-21 | 2021-22 | 2022-23 | 2023-24 | 2024-25 | 2025-26 | 2026-27 | 2027-28 | 2028-29 | 2029-30 | 2030-31 | 2031-32 | 2032-33 | 2033-34 | 2034-35 | 2035-36 | 2036-37 | 2037-38 | 2038-39 | 2039-40 | 2040-41 | 2041-42 | 2042-43 | 2043-44 | 2044-45 | 2045-46 | 2046-47 | 2047-48 | 2048-49 | 2049-50
4 Degree_Brown Coal (supercritical PC) | Brown Coal (supercritical PC) | 4 Degree | $/kW | 5090.8212 | 5082.6938 | 5074.5664 | 5066.4389 | 5058.3115 | 5050.1841 | 5042.0566 | 5033.9292 | 5025.8018 | 5017.6743 | 5010.5628 | 5002.4354 | 4994.308 | 4986.1805 | 4978.0531 | 4969.9257 | 4961.7982 | 4954.6867 | 4946.5593 | 4938.4319 | 4930.3044 | 4922.177 | 4915.0655 | 4906.9381 | 4898.8106 | 4890.6832 | 4883.5717 | 4875.4442 | 4867.3168 | 4860.2053 | 4852.0779
2 Degree_Brown Coal (supercritical PC) | Brown Coal (supercritical PC) | 2 Degree | $/kW | 5090.8212 | 5082.6938 | 5074.5664 | 5066.4389 | 5058.3115 | 5050.1841 | 5042.0566 | 5033.9292 | 5025.8018 | 5017.6743 | 5010.5628 | 5002.4354 | 4994.308 | 4986.1805 | 4978.0531 | 4969.9257 | 4961.7982 | 4954.6867 | 4946.5593 | 4938.4319 | 4930.3044 | 4922.177 | 4915.0655 | 4906.9381 | 4898.8106 | 4890.6832 | 4883.5717 | 4875.4442 | 4867.3168 | 4860.2053 | 4852.0779
Slow Change_Brown Coal (supercritical PC) | Brown Coal (supercritical PC) | Slow Change | $/kW | 5090.8212 | 5082.6938 | 5074.5664 | 5066.4389 | 5058.3115 | 5050.1841 | 5042.0566 | 5033.9292 | 5025.8018 | 5017.6743 | 5010.5628 | 5002.4354 | 4994.308 | 4986.1805 | 4978.0531 | 4969.9257 | 4961.7982 | 4954.6867 | 4946.5593 | 4938.4319 | 4930.3044 | 4922.177 | 4915.0655 | 4906.9381 | 4898.8106 | 4890.6832 | 4883.5717 | 4875.4442 | 4867.3168 | 4860.2053 | 4852.0779
Central_Brown Coal (supercritical PC) | Brown Coal (supercritical PC) | Central | $/kW | 5090.8212 | 5082.6938 | 5074.5664 | 5066.4389 | 5058.3115 | 5050.1841 | 5042.0566 | 5033.9292 | 5025.8018 | 5017.6743 | 5010.5628 | 5002.4354 | 4994.308 | 4986.1805 | 4978.0531 | 4969.9257 | 4961.7982 | 4954.6867 | 4946.5593 | 4938.4319 | 4930.3044 | 4922.177 | 4915.0655 | 4906.9381 | 4898.8106 | 4890.6832 | 4883.5717 | 4875.4442 | 4867.3168 | 4860.2053 | 4852.0779
Fast Change_Brown Coal (supercritical PC) | Brown Coal (supercritical PC) | Fast Change | $/kW | 5090.8212 | 5082.6938 | 5074.5664 | 5066.4389 | 5058.3115 | 5050.1841 | 5042.0566 | 5033.9292 | 5025.8018 | 5017.6743 | 5010.5628 | 5002.4354 | 4994.308 | 4986.1805 | 4978.0531 | 4969.9257 | 4961.7982 | 4954.6867 | 4946.5593 | 4938.4319 | 4930.3044 | 4922.177 | 4915.0655 | 4906.9381 | 4898.8106 | 4890.6832 | 4883.5717 | 4875.4442 | 4867.3168 | 4860.2053 | 4852.0779
High DER_Brown Coal (supercritical PC) | Brown Coal (supercritical PC) | High DER | $/kW | 5090.8212 | 5082.6938 | 5074.5664 | 5066.4389 | 5058.3115 | 5050.1841 | 5042.0566 | 5033.9292 | 5025.8018 | 5017.6743 | 5010.5628 | 5002.4354 | 4994.308 | 4986.1805 | 4978.0531 | 4969.9257 | 4961.7982 | 4954.6867 | 4946.5593 | 4938.4319 | 4930.3044 | 4922.177 | 4915.0655 | 4906.9381 | 4898.8106 | 4890.6832 | 4883.5717 | 4875.4442 | 4867.3168 | 4860.2053 | 4852.0779
Step Change_Brown Coal (supercritical PC) | Brown Coal (supercritical PC) | Step Change | $/kW | 5090.8212 | 5082.6938 | 5074.5664 | 5066.4389 | 5058.3115 | 5050.1841 | 5042.0566 | 5033.9292 | 5025.8018 | 5017.6743 | 5010.5628 | 5002.4354 | 4994.308 | 4986.1805 | 4978.0531 | 4969.9257 | 4961.7982 | 4954.6867 | 4946.5593 | 4938.4319 | 4930.3044 | 4922.177 | 4915.0655 | 4906.9381 | 4898.8106 | 4890.6832 | 4883.5717 | 4875.4442 | 4867.3168 | 4860.2053 | 4852.0779
| Cost Trajectory | Scenario | Cost | 2019-20 | 2020-21 | 2021-22 | 2022-23 | 2023-24 | 2024-25 | 2025-26 | 2026-27 | 2027-28 | 2028-29 | 2029-30 | 2030-31 | 2031-32 | 2032-33 | 2033-34 | 2034-35 | 2035-36 | 2036-37 | 2037-38 | 2038-39 | 2039-40 | 2040-41 | 2041-42 | 2042-43 | 2043-44 | 2044-45 | 2045-46 | 2046-47 | 2047-48 | 2048-49 | 2049-50
4 Degree_CCGT | CCGT | 4 Degree | $/kW | 1294.2938 | 1292.2619 | 1290.2301 | 1288.1982 | 1286.1664 | 1284.1345 | 1282.1027 | 1280.0708 | 1278.0389 | 1276.0071 | 1273.9752 | 1271.9434 | 1269.9115 | 1267.8796 | 1265.8478 | 1263.8159 | 1261.7841 | 1259.7522 | 1257.7204 | 1255.6885 | 1253.6566 | 1251.6248 | 1249.5929 | 1247.5611 | 1245.5292 | 1243.4973 | 1241.4655 | 1239.4336 | 1237.4018 | 1235.3699 | 1233.3381
2 Degree_CCGT | CCGT | 2 Degree | $/kW | 1294.2938 | 1292.2619 | 1290.2301 | 1288.1982 | 1286.1664 | 1284.1345 | 1282.1027 | 1280.0708 | 1278.0389 | 1276.0071 | 1273.9752 | 1271.9434 | 1269.9115 | 1267.8796 | 1265.8478 | 1263.8159 | 1261.7841 | 1259.7522 | 1257.7204 | 1255.6885 | 1253.6566 | 1251.6248 | 1249.5929 | 1247.5611 | 1245.5292 | 1243.4973 | 1241.4655 | 1239.4336 | 1237.4018 | 1235.3699 | 1233.3381
Slow Change_CCGT | CCGT | Slow Change | $/kW | 1294.2938 | 1292.2619 | 1290.2301 | 1288.1982 | 1286.1664 | 1284.1345 | 1282.1027 | 1280.0708 | 1278.0389 | 1276.0071 | 1273.9752 | 1271.9434 | 1269.9115 | 1267.8796 | 1265.8478 | 1263.8159 | 1261.7841 | 1259.7522 | 1257.7204 | 1255.6885 | 1253.6566 | 1251.6248 | 1249.5929 | 1247.5611 | 1245.5292 | 1243.4973 | 1241.4655 | 1239.4336 | 1237.4018 | 1235.3699 | 1233.3381
Central_CCGT | CCGT | Central | $/kW | 1294.2938 | 1292.2619 | 1290.2301 | 1288.1982 | 1286.1664 | 1284.1345 | 1282.1027 | 1280.0708 | 1278.0389 | 1276.0071 | 1273.9752 | 1271.9434 | 1269.9115 | 1267.8796 | 1265.8478 | 1263.8159 | 1261.7841 | 1259.7522 | 1257.7204 | 1255.6885 | 1253.6566 | 1251.6248 | 1249.5929 | 1247.5611 | 1245.5292 | 1243.4973 | 1241.4655 | 1239.4336 | 1237.4018 | 1235.3699 | 1233.3381
Fast Change_CCGT | CCGT | Fast Change | $/kW | 1294.2938 | 1292.2619 | 1290.2301 | 1288.1982 | 1286.1664 | 1284.1345 | 1282.1027 | 1280.0708 | 1278.0389 | 1276.0071 | 1273.9752 | 1271.9434 | 1269.9115 | 1267.8796 | 1265.8478 | 1263.8159 | 1261.7841 | 1259.7522 | 1257.7204 | 1255.6885 | 1253.6566 | 1251.6248 | 1249.5929 | 1247.5611 | 1245.5292 | 1243.4973 | 1241.4655 | 1239.4336 | 1237.4018 | 1235.3699 | 1233.3381
High DER_CCGT | CCGT | High DER | $/kW | 1294.2938 | 1292.2619 | 1290.2301 | 1288.1982 | 1286.1664 | 1284.1345 | 1282.1027 | 1280.0708 | 1278.0389 | 1276.0071 | 1273.9752 | 1271.9434 | 1269.9115 | 1267.8796 | 1265.8478 | 1263.8159 | 1261.7841 | 1259.7522 | 1257.7204 | 1255.6885 | 1253.6566 | 1251.6248 | 1249.5929 | 1247.5611 | 1245.5292 | 1243.4973 | 1241.4655 | 1239.4336 | 1237.4018 | 1235.3699 | 1233.3381
Step Change_CCGT | CCGT | Step Change | $/kW | 1294.2938 | 1292.2619 | 1290.2301 | 1288.1982 | 1286.1664 | 1284.1345 | 1282.1027 | 1280.0708 | 1278.0389 | 1276.0071 | 1273.9752 | 1271.9434 | 1269.9115 | 1267.8796 | 1265.8478 | 1263.8159 | 1261.7841 | 1259.7522 | 1257.7204 | 1255.6885 | 1253.6566 | 1251.6248 | 1249.5929 | 1247.5611 | 1245.5292 | 1243.4973 | 1241.4655 | 1239.4336 | 1237.4018 | 1235.3699 | 1233.3381
| Cost Trajectory | Scenario | Cost | 2019-20 | 2020-21 | 2021-22 | 2022-23 | 2023-24 | 2024-25 | 2025-26 | 2026-27 | 2027-28 | 2028-29 | 2029-30 | 2030-31 | 2031-32 | 2032-33 | 2033-34 | 2034-35 | 2035-36 | 2036-37 | 2037-38 | 2038-39 | 2039-40 | 2040-41 | 2041-42 | 2042-43 | 2043-44 | 2044-45 | 2045-46 | 2046-47 | 2047-48 | 2048-49 | 2049-50
4 Degree_OCGT | OCGT | 4 Degree | $/kW | 905.1929 | 904.177 | 903.1611 | 901.1292 | 900.1133 | 898.0814 | 897.0655 | 895.0336 | 894.0177 | 893.0018 | 890.9699 | 889.954 | 887.9221 | 886.9062 | 885.8903 | 883.8584 | 882.8425 | 880.8106 | 879.7947 | 878.7788 | 876.7469 | 875.731 | 874.715 | 872.6832 | 871.6673 | 869.6354 | 868.6195 | 867.6035 | 865.5717 | 864.5558 | 863.5398
2 Degree_OCGT | OCGT | 2 Degree | $/kW | 905.1929 | 904.177 | 903.1611 | 901.1292 | 900.1133 | 898.0814 | 897.0655 | 895.0336 | 894.0177 | 893.0018 | 890.9699 | 889.954 | 887.9221 | 886.9062 | 885.8903 | 883.8584 | 882.8425 | 880.8106 | 879.7947 | 878.7788 | 876.7469 | 875.731 | 874.715 | 872.6832 | 871.6673 | 869.6354 | 868.6195 | 867.6035 | 865.5717 | 864.5558 | 863.5398
Slow Change_OCGT | OCGT | Slow Change | $/kW | 905.1929 | 904.177 | 903.1611 | 901.1292 | 900.1133 | 898.0814 | 897.0655 | 895.0336 | 894.0177 | 893.0018 | 890.9699 | 889.954 | 887.9221 | 886.9062 | 885.8903 | 883.8584 | 882.8425 | 880.8106 | 879.7947 | 878.7788 | 876.7469 | 875.731 | 874.715 | 872.6832 | 871.6673 | 869.6354 | 868.6195 | 867.6035 | 865.5717 | 864.5558 | 863.5398
Central_OCGT | OCGT | Central | $/kW | 905.1929 | 904.177 | 903.1611 | 901.1292 | 900.1133 | 898.0814 | 897.0655 | 895.0336 | 894.0177 | 893.0018 | 890.9699 | 889.954 | 887.9221 | 886.9062 | 885.8903 | 883.8584 | 882.8425 | 880.8106 | 879.7947 | 878.7788 | 876.7469 | 875.731 | 874.715 | 872.6832 | 871.6673 | 869.6354 | 868.6195 | 867.6035 | 865.5717 | 864.5558 | 863.5398
Fast Change_OCGT | OCGT | Fast Change | $/kW | 905.1929 | 904.177 | 903.1611 | 901.1292 | 900.1133 | 898.0814 | 897.0655 | 895.0336 | 894.0177 | 893.0018 | 890.9699 | 889.954 | 887.9221 | 886.9062 | 885.8903 | 883.8584 | 882.8425 | 880.8106 | 879.7947 | 878.7788 | 876.7469 | 875.731 | 874.715 | 872.6832 | 871.6673 | 869.6354 | 868.6195 | 867.6035 | 865.5717 | 864.5558 | 863.5398
High DER_OCGT | OCGT | High DER | $/kW | 905.1929 | 904.177 | 903.1611 | 901.1292 | 900.1133 | 898.0814 | 897.0655 | 895.0336 | 894.0177 | 893.0018 | 890.9699 | 889.954 | 887.9221 | 886.9062 | 885.8903 | 883.8584 | 882.8425 | 880.8106 | 879.7947 | 878.7788 | 876.7469 | 875.731 | 874.715 | 872.6832 | 871.6673 | 869.6354 | 868.6195 | 867.6035 | 865.5717 | 864.5558 | 863.5398
Step Change_OCGT | OCGT | Step Change | $/kW | 905.1929 | 904.177 | 903.1611 | 901.1292 | 900.1133 | 898.0814 | 897.0655 | 895.0336 | 894.0177 | 893.0018 | 890.9699 | 889.954 | 887.9221 | 886.9062 | 885.8903 | 883.8584 | 882.8425 | 880.8106 | 879.7947 | 878.7788 | 876.7469 | 875.731 | 874.715 | 872.6832 | 871.6673 | 869.6354 | 868.6195 | 867.6035 | 865.5717 | 864.5558 | 863.5398
| Cost Trajectory | Scenario | Cost | 2019-20 | 2020-21 | 2021-22 | 2022-23 | 2023-24 | 2024-25 | 2025-26 | 2026-27 | 2027-28 | 2028-29 | 2029-30 | 2030-31 | 2031-32 | 2032-33 | 2033-34 | 2034-35 | 2035-36 | 2036-37 | 2037-38 | 2038-39 | 2039-40 | 2040-41 | 2041-42 | 2042-43 | 2043-44 | 2044-45 | 2045-46 | 2046-47 | 2047-48 | 2048-49 | 2049-50
4 Degree_Battery storage (2hrs storage) | Battery storage (2hrs storage) | 4 Degree | $/kW | 1424.3327 | 1377.6 | 1318.6761 | 1265.8478 | 1206.9239 | 1139.8726 | 1087.0442 | 1048.4389 | 1024.0566 | 1007.8018 | 973.2602 | 971.2283 | 971.2283 | 971.2283 | 969.1965 | 969.1965 | 969.1965 | 967.1646 | 967.1646 | 957.0053 | 940.7504 | 940.7504 | 938.7186 | 938.7186 | 938.7186 | 938.7186 | 938.7186 | 938.7186 | 938.7186 | 938.7186 | 938.7186
2 Degree_Battery storage (2hrs storage) | Battery storage (2hrs storage) | 2 Degree | $/kW | 1414.1735 | 1381.6637 | 1341.0265 | 1302.4212 | 1263.8159 | 1229.2743 | 1164.2549 | 1119.554 | 1089.0761 | 1074.8531 | 1034.2159 | 1032.1841 | 1030.1522 | 1026.0885 | 1022.0248 | 1019.9929 | 1017.9611 | 1013.8973 | 1011.8655 | 1011.8655 | 1007.8018 | 1007.8018 | 1007.8018 | 1007.8018 | 1007.8018 | 1005.7699 | 1005.7699 | 1005.7699 | 1001.7062 | 1001.7062 | 1001.7062
Slow Change_Battery storage (2hrs storage) | Battery storage (2hrs storage) | Slow Change | $/kW | 1424.3327 | 1377.6 | 1318.6761 | 1265.8478 | 1206.9239 | 1139.8726 | 1087.0442 | 1048.4389 | 1024.0566 | 1007.8018 | 973.2602 | 971.2283 | 971.2283 | 971.2283 | 969.1965 | 969.1965 | 969.1965 | 967.1646 | 967.1646 | 957.0053 | 940.7504 | 940.7504 | 938.7186 | 938.7186 | 938.7186 | 938.7186 | 938.7186 | 938.7186 | 938.7186 | 938.7186 | 938.7186
Central_Battery storage (2hrs storage) | Battery storage (2hrs storage) | Central | $/kW | 1424.3327 | 1377.6 | 1318.6761 | 1265.8478 | 1206.9239 | 1139.8726 | 1087.0442 | 1048.4389 | 1024.0566 | 1007.8018 | 973.2602 | 971.2283 | 971.2283 | 971.2283 | 969.1965 | 969.1965 | 969.1965 | 967.1646 | 967.1646 | 957.0053 | 940.7504 | 940.7504 | 938.7186 | 938.7186 | 938.7186 | 938.7186 | 938.7186 | 938.7186 | 938.7186 | 938.7186 | 938.7186
Fast Change_Battery storage (2hrs storage) | Battery storage (2hrs storage) | Fast Change | $/kW | 1414.1735 | 1381.6637 | 1341.0265 | 1302.4212 | 1263.8159 | 1229.2743 | 1164.2549 | 1119.554 | 1089.0761 | 1074.8531 | 1034.2159 | 1032.1841 | 1030.1522 | 1026.0885 | 1022.0248 | 1019.9929 | 1017.9611 | 1013.8973 | 1011.8655 | 1011.8655 | 1007.8018 | 1007.8018 | 1007.8018 | 1007.8018 | 1007.8018 | 1005.7699 | 1005.7699 | 1005.7699 | 1001.7062 | 1001.7062 | 1001.7062
High DER_Battery storage (2hrs storage) | Battery storage (2hrs storage) | High DER | $/kW | 1414.1735 | 1381.6637 | 1341.0265 | 1302.4212 | 1263.8159 | 1229.2743 | 1164.2549 | 1119.554 | 1089.0761 | 1074.8531 | 1034.2159 | 1032.1841 | 1030.1522 | 1026.0885 | 1022.0248 | 1019.9929 | 1017.9611 | 1013.8973 | 1011.8655 | 1011.8655 | 1007.8018 | 1007.8018 | 1007.8018 | 1007.8018 | 1007.8018 | 1005.7699 | 1005.7699 | 1005.7699 | 1001.7062 | 1001.7062 | 1001.7062
Step Change_Battery storage (2hrs storage) | Battery storage (2hrs storage) | Step Change | $/kW | 1414.1735 | 1381.6637 | 1341.0265 | 1276.8198 | 1212.6131 | 1148.4064 | 1084.1996 | 1019.9929 | 1017.9611 | 1013.8973 | 1011.8655 | 1011.8655 | 1007.8018 | 1007.8018 | 1007.8018 | 1007.8018 | 1007.8018 | 1005.7699 | 1005.7699 | 1005.7699 | 1001.7062 | 1001.7062 | 1001.7062 | 1001.7062 | 1001.7062 | 1001.7062 | 1001.7062 | 1001.7062 | 1001.7062 | 1001.7062 | 1001.7062
| Cost Trajectory | Scenario | Cost | 2019-20 | 2020-21 | 2021-22 | 2022-23 | 2023-24 | 2024-25 | 2025-26 | 2026-27 | 2027-28 | 2028-29 | 2029-30 | 2030-31 | 2031-32 | 2032-33 | 2033-34 | 2034-35 | 2035-36 | 2036-37 | 2037-38 | 2038-39 | 2039-40 | 2040-41 | 2041-42 | 2042-43 | 2043-44 | 2044-45 | 2045-46 | 2046-47 | 2047-48 | 2048-49 | 2049-50
4 Degree_Battery storage (4hrs storage) | Battery storage (4hrs storage) | 4 Degree | $/kW | 2033.8903 | 1967.1578 | 1883.0168 | 1807.5801 | 1723.4391 | 1627.6925 | 1552.2558 | 1497.1289 | 1462.312 | 1439.1007 | 1389.7767 | 1386.8752 | 1386.8752 | 1386.8752 | 1383.9738 | 1383.9738 | 1383.9738 | 1381.0724 | 1381.0724 | 1366.5654 | 1343.3541 | 1343.3541 | 1340.4526 | 1340.4526 | 1340.4526 | 1340.4526 | 1340.4526 | 1340.4526 | 1340.4526 | 1340.4526 | 1340.4526
2 Degree_Battery storage (4hrs storage) | Battery storage (4hrs storage) | 2 Degree | $/kW | 2023.731 | 1977.2084 | 1919.0552 | 1863.8097 | 1808.5642 | 1759.134 | 1666.0889 | 1602.1204 | 1558.5055 | 1538.1518 | 1479.9987 | 1477.091 | 1474.1833 | 1468.368 | 1462.5527 | 1459.645 | 1456.7374 | 1450.9221 | 1448.0144 | 1448.0144 | 1442.1991 | 1442.1991 | 1442.1991 | 1442.1991 | 1442.1991 | 1439.2914 | 1439.2914 | 1439.2914 | 1433.4761 | 1433.4761 | 1433.4761
Slow Change_Battery storage (4hrs storage) | Battery storage (4hrs storage) | Slow Change | $/kW | 2033.8903 | 1967.1578 | 1883.0168 | 1807.5801 | 1723.4391 | 1627.6925 | 1552.2558 | 1497.1289 | 1462.312 | 1439.1007 | 1389.7767 | 1386.8752 | 1386.8752 | 1386.8752 | 1383.9738 | 1383.9738 | 1383.9738 | 1381.0724 | 1381.0724 | 1366.5654 | 1343.3541 | 1343.3541 | 1340.4526 | 1340.4526 | 1340.4526 | 1340.4526 | 1340.4526 | 1340.4526 | 1340.4526 | 1340.4526 | 1340.4526
Central_Battery storage (4hrs storage) | Battery storage (4hrs storage) | Central | $/kW | 2033.8903 | 1967.1578 | 1883.0168 | 1807.5801 | 1723.4391 | 1627.6925 | 1552.2558 | 1497.1289 | 1462.312 | 1439.1007 | 1389.7767 | 1386.8752 | 1386.8752 | 1386.8752 | 1383.9738 | 1383.9738 | 1383.9738 | 1381.0724 | 1381.0724 | 1366.5654 | 1343.3541 | 1343.3541 | 1340.4526 | 1340.4526 | 1340.4526 | 1340.4526 | 1340.4526 | 1340.4526 | 1340.4526 | 1340.4526 | 1340.4526
Fast Change_Battery storage (4hrs storage) | Battery storage (4hrs storage) | Fast Change | $/kW | 2023.731 | 1977.2084 | 1919.0552 | 1863.8097 | 1808.5642 | 1759.134 | 1666.0889 | 1602.1204 | 1558.5055 | 1538.1518 | 1479.9987 | 1477.091 | 1474.1833 | 1468.368 | 1462.5527 | 1459.645 | 1456.7374 | 1450.9221 | 1448.0144 | 1448.0144 | 1442.1991 | 1442.1991 | 1442.1991 | 1442.1991 | 1442.1991 | 1439.2914 | 1439.2914 | 1439.2914 | 1433.4761 | 1433.4761 | 1433.4761
High DER_Battery storage (4hrs storage) | Battery storage (4hrs storage) | High DER | $/kW | 2023.731 | 1977.2084 | 1919.0552 | 1863.8097 | 1808.5642 | 1759.134 | 1666.0889 | 1602.1204 | 1558.5055 | 1538.1518 | 1479.9987 | 1477.091 | 1474.1833 | 1468.368 | 1462.5527 | 1459.645 | 1456.7374 | 1450.9221 | 1448.0144 | 1448.0144 | 1442.1991 | 1442.1991 | 1442.1991 | 1442.1991 | 1442.1991 | 1439.2914 | 1439.2914 | 1439.2914 | 1433.4761 | 1433.4761 | 1433.4761
Step Change_Battery storage (4hrs storage) | Battery storage (4hrs storage) | Step Change | $/kW | 2023.731 | 1977.2084 | 1919.0552 | 1827.1732 | 1735.2912 | 1643.4091 | 1551.5271 | 1459.645 | 1456.7374 | 1450.9221 | 1448.0144 | 1448.0144 | 1442.1991 | 1442.1991 | 1442.1991 | 1442.1991 | 1442.1991 | 1439.2914 | 1439.2914 | 1439.2914 | 1433.4761 | 1433.4761 | 1433.4761 | 1433.4761 | 1433.4761 | 1433.4761 | 1433.4761 | 1433.4761 | 1433.4761 | 1433.4761 | 1433.4761
| Cost Trajectory | Scenario | Cost | 2019-20 | 2020-21 | 2021-22 | 2022-23 | 2023-24 | 2024-25 | 2025-26 | 2026-27 | 2027-28 | 2028-29 | 2029-30 | 2030-31 | 2031-32 | 2032-33 | 2033-34 | 2034-35 | 2035-36 | 2036-37 | 2037-38 | 2038-39 | 2039-40 | 2040-41 | 2041-42 | 2042-43 | 2043-44 | 2044-45 | 2045-46 | 2046-47 | 2047-48 | 2048-49 | 2049-50
4 Degree_Wind | Wind | 4 Degree | $/kW | 1871.3566 | 1849.7302 | 1832.0414 | 1816.3742 | 1800.8469 | 1787.3039 | 1773.8808 | 1763.3212 | 1752.8542 | 1742.4786 | 1732.1933 | 1721.9969 | 1710.9932 | 1688.4944 | 1659.9741 | 1650.2587 | 1640.6256 | 1631.0738 | 1621.6022 | 1612.2099 | 1602.0304 | 1592.7973 | 1583.6404 | 1575.4138 | 1566.4032 | 1558.3141 | 1550.2907 | 1541.4913 | 1531.9253 | 1522.4362 | 1512.1921
2 Degree_Wind | Wind | 2 Degree | $/kW | 1893.0726 | 1877.9273 | 1862.9185 | 1848.0443 | 1811.9746 | 1790.9967 | 1766.528 | 1746.8501 | 1726.4338 | 1716.1736 | 1692.4558 | 1677.9354 | 1662.6449 | 1648.3771 | 1632.4559 | 1617.5541 | 1604.5389 | 1595.1393 | 1584.0732 | 1575.7071 | 1564.8141 | 1549.7021 | 1541.5817 | 1533.5281 | 1519.5814 | 1510.8355 | 1502.1608 | 1492.7153 | 1482.5084 | 1473.2177 | 1461.5087
Slow Change_Wind | Wind | Slow Change | $/kW | 1871.3566 | 1849.7302 | 1832.0414 | 1829.8032 | 1827.5651 | 1825.3269 | 1823.0887 | 1820.8505 | 1818.6124 | 1816.3742 | 1800.8469 | 1787.3039 | 1773.8808 | 1763.3212 | 1752.8542 | 1742.4786 | 1732.1933 | 1721.9969 | 1710.9932 | 1688.4944 | 1659.9741 | 1650.2587 | 1640.6256 | 1631.0738 | 1621.6022 | 1612.2099 | 1602.0304 | 1592.7973 | 1583.6404 | 1575.4138 | 1566.4032
Central_Wind | Wind | Central | $/kW | 1871.3566 | 1849.7302 | 1832.0414 | 1816.3742 | 1800.8469 | 1787.3039 | 1773.8808 | 1763.3212 | 1752.8542 | 1742.4786 | 1732.1933 | 1721.9969 | 1710.9932 | 1688.4944 | 1659.9741 | 1650.2587 | 1640.6256 | 1631.0738 | 1621.6022 | 1612.2099 | 1602.0304 | 1592.7973 | 1583.6404 | 1575.4138 | 1566.4032 | 1558.3141 | 1550.2907 | 1541.4913 | 1531.9253 | 1522.4362 | 1512.1921
Fast Change_Wind | Wind | Fast Change | $/kW | 1893.0726 | 1877.9273 | 1862.9185 | 1848.0443 | 1811.9746 | 1790.9967 | 1766.528 | 1746.8501 | 1726.4338 | 1716.1736 | 1692.4558 | 1677.9354 | 1662.6449 | 1648.3771 | 1632.4559 | 1617.5541 | 1604.5389 | 1595.1393 | 1584.0732 | 1575.7071 | 1564.8141 | 1549.7021 | 1541.5817 | 1533.5281 | 1519.5814 | 1510.8355 | 1502.1608 | 1492.7153 | 1482.5084 | 1473.2177 | 1461.5087
High DER_Wind | Wind | High DER | $/kW | 1871.3566 | 1849.7302 | 1832.0414 | 1816.3742 | 1800.8469 | 1787.3039 | 1773.8808 | 1763.3212 | 1752.8542 | 1742.4786 | 1732.1933 | 1721.9969 | 1710.9932 | 1688.4944 | 1659.9741 | 1650.2587 | 1640.6256 | 1631.0738 | 1621.6022 | 1612.2099 | 1602.0304 | 1592.7973 | 1583.6404 | 1575.4138 | 1566.4032 | 1558.3141 | 1550.2907 | 1541.4913 | 1531.9253 | 1522.4362 | 1512.1921
Step Change_Wind | Wind | Step Change | $/kW | 1893.0726 | 1877.9273 | 1862.9185 | 1813.8456 | 1764.7727 | 1715.6998 | 1666.6269 | 1617.5541 | 1604.5389 | 1595.1393 | 1584.0732 | 1575.7071 | 1564.8141 | 1549.7021 | 1541.5817 | 1533.5281 | 1519.5814 | 1510.8355 | 1502.1608 | 1492.7153 | 1482.5084 | 1473.2177 | 1461.5087 | 1461.5087 | 1461.5087 | 1461.5087 | 1461.5087 | 1461.5087 | 1461.5087 | 1461.5087 | 1461.5087
| Cost Trajectory | Scenario | Cost | 2019-20 | 2020-21 | 2021-22 | 2022-23 | 2023-24 | 2024-25 | 2025-26 | 2026-27 | 2027-28 | 2028-29 | 2029-30 | 2030-31 | 2031-32 | 2032-33 | 2033-34 | 2034-35 | 2035-36 | 2036-37 | 2037-38 | 2038-39 | 2039-40 | 2040-41 | 2041-42 | 2042-43 | 2043-44 | 2044-45 | 2045-46 | 2046-47 | 2047-48 | 2048-49 | 2049-50
4 Degree_Wind - offshore | Wind - offshore | 4 Degree | $/kW | 4503.6364 | 4451.5901 | 4409.0199 | 4371.3149 | 4333.9466 | 4301.354 | 4269.0498 | 4243.6368 | 4218.4467 | 4193.4766 | 4168.7237 | 4144.1851 | 4117.7033 | 4063.5574 | 3994.9201 | 3971.5387 | 3948.3555 | 3925.368 | 3902.5736 | 3879.9699 | 3855.4717 | 3833.2511 | 3811.2141 | 3791.4157 | 3769.7308 | 3750.2634 | 3730.9542 | 3709.7775 | 3686.7558 | 3663.919 | 3639.2654
2 Degree_Wind - offshore | Wind - offshore | 2 Degree | $/kW | 4555.8985 | 4519.4497 | 4483.3292 | 4447.5327 | 4360.7269 | 4310.241 | 4251.3542 | 4203.9972 | 4154.8631 | 4130.1707 | 4073.0909 | 4038.1459 | 4001.3475 | 3967.0104 | 3928.6941 | 3892.8312 | 3861.5087 | 3838.8875 | 3812.2557 | 3792.1216 | 3765.9065 | 3729.5376 | 3709.9949 | 3690.613 | 3657.0487 | 3636.0007 | 3615.1239 | 3592.3922 | 3567.8282 | 3545.4691 | 3517.29
Slow Change_Wind - offshore | Wind - offshore | Slow Change | $/kW | 4503.6364 | 4451.5901 | 4409.0199 | 4403.6335 | 4398.2471 | 4392.8606 | 4387.4742 | 4382.0878 | 4376.7013 | 4371.3149 | 4333.9466 | 4301.354 | 4269.0498 | 4243.6368 | 4218.4467 | 4193.4766 | 4168.7237 | 4144.1851 | 4117.7033 | 4063.5574 | 3994.9201 | 3971.5387 | 3948.3555 | 3925.368 | 3902.5736 | 3879.9699 | 3855.4717 | 3833.2511 | 3811.2141 | 3791.4157 | 3769.7308
Central_Wind - offshore | Wind - offshore | Central | $/kW | 4503.6364 | 4451.5901 | 4409.0199 | 4371.3149 | 4333.9466 | 4301.354 | 4269.0498 | 4243.6368 | 4218.4467 | 4193.4766 | 4168.7237 | 4144.1851 | 4117.7033 | 4063.5574 | 3994.9201 | 3971.5387 | 3948.3555 | 3925.368 | 3902.5736 | 3879.9699 | 3855.4717 | 3833.2511 | 3811.2141 | 3791.4157 | 3769.7308 | 3750.2634 | 3730.9542 | 3709.7775 | 3686.7558 | 3663.919 | 3639.2654
Fast Change_Wind - offshore | Wind - offshore | Fast Change | $/kW | 4555.8985 | 4519.4497 | 4483.3292 | 4447.5327 | 4360.7269 | 4310.241 | 4251.3542 | 4203.9972 | 4154.8631 | 4130.1707 | 4073.0909 | 4038.1459 | 4001.3475 | 3967.0104 | 3928.6941 | 3892.8312 | 3861.5087 | 3838.8875 | 3812.2557 | 3792.1216 | 3765.9065 | 3729.5376 | 3709.9949 | 3690.613 | 3657.0487 | 3636.0007 | 3615.1239 | 3592.3922 | 3567.8282 | 3545.4691 | 3517.29
High DER_Wind - offshore | Wind - offshore | High DER | $/kW | 4503.6364 | 4451.5901 | 4409.0199 | 4371.3149 | 4333.9466 | 4301.354 | 4269.0498 | 4243.6368 | 4218.4467 | 4193.4766 | 4168.7237 | 4144.1851 | 4117.7033 | 4063.5574 | 3994.9201 | 3971.5387 | 3948.3555 | 3925.368 | 3902.5736 | 3879.9699 | 3855.4717 | 3833.2511 | 3811.2141 | 3791.4157 | 3769.7308 | 3750.2634 | 3730.9542 | 3709.7775 | 3686.7558 | 3663.919 | 3639.2654
Step Change_Wind - offshore | Wind - offshore | Step Change | $/kW | 4555.8985 | 4519.4497 | 4483.3292 | 4365.2296 | 4247.13 | 4129.0304 | 4010.9308 | 3892.8312 | 3861.5087 | 3838.8875 | 3812.2557 | 3792.1216 | 3765.9065 | 3729.5376 | 3709.9949 | 3690.613 | 3657.0487 | 3636.0007 | 3615.1239 | 3592.3922 | 3567.8282 | 3545.4691 | 3517.29 | 3517.29 | 3517.29 | 3517.29 | 3517.29 | 3517.29 | 3517.29 | 3517.29 | 3517.29
| Cost Trajectory | Scenario | Cost | 2019-20 | 2020-21 | 2021-22 | 2022-23 | 2023-24 | 2024-25 | 2025-26 | 2026-27 | 2027-28 | 2028-29 | 2029-30 | 2030-31 | 2031-32 | 2032-33 | 2033-34 | 2034-35 | 2035-36 | 2036-37 | 2037-38 | 2038-39 | 2039-40 | 2040-41 | 2041-42 | 2042-43 | 2043-44 | 2044-45 | 2045-46 | 2046-47 | 2047-48 | 2048-49 | 2049-50
4 Degree_Large scale Solar PV | Large scale Solar PV | 4 Degree | $/kW | 1370.4885 | 1175 | 1118 | 1068 | 1029 | 990 | 957 | 926 | 891 | 860 | 832 | 806 | 792 | 774 | 755 | 749 | 721 | 712 | 703 | 697 | 688 | 667 | 647 | 629 | 611 | 594 | 578 | 570 | 560 | 546 | 543
2 Degree_Large scale Solar PV | Large scale Solar PV | 2 Degree | $/kW | 1300.3894 | 1218 | 1170 | 1122 | 1081 | 986 | 903 | 877 | 853 | 830 | 817 | 791 | 781 | 769 | 753 | 746 | 728 | 725 | 715 | 710 | 699 | 688 | 682 | 665 | 645 | 632 | 608 | 605 | 593 | 582 | 579
Slow Change_Large scale Solar PV | Large scale Solar PV | Slow Change | $/kW | 1370.4885 | 1175 | 1118 | 1110.8571 | 1103.7143 | 1096.5714 | 1089.4286 | 1082.2857 | 1075.1429 | 1068 | 1029 | 990 | 957 | 926 | 891 | 860 | 832 | 806 | 792 | 774 | 755 | 749 | 721 | 712 | 703 | 697 | 688 | 667 | 647 | 629 | 611
Central_Large scale Solar PV | Large scale Solar PV | Central | $/kW | 1370.4885 | 1175 | 1118 | 1068 | 1029 | 990 | 957 | 926 | 891 | 860 | 832 | 806 | 792 | 774 | 755 | 749 | 721 | 712 | 703 | 697 | 688 | 667 | 647 | 629 | 611 | 594 | 578 | 570 | 560 | 546 | 543
Fast Change_Large scale Solar PV | Large scale Solar PV | Fast Change | $/kW | 1300.3894 | 1218 | 1170 | 1122 | 1081 | 986 | 903 | 877 | 853 | 830 | 817 | 791 | 781 | 769 | 753 | 746 | 728 | 725 | 715 | 710 | 699 | 688 | 682 | 665 | 645 | 632 | 608 | 605 | 593 | 582 | 579
High DER_Large scale Solar PV | Large scale Solar PV | High DER | $/kW | 1300.3894 | 1218 | 1170 | 1122 | 1081 | 986 | 903 | 877 | 853 | 830 | 817 | 791 | 781 | 769 | 753 | 746 | 728 | 725 | 715 | 710 | 699 | 688 | 682 | 665 | 645 | 632 | 608 | 605 | 593 | 582 | 579
Step Change_Large scale Solar PV | Large scale Solar PV | Step Change | $/kW | 1280 | 1218 | 1170 | 1085.2 | 1000.4 | 915.6 | 830.8 | 746 | 728 | 725 | 715 | 710 | 699 | 688 | 682 | 665 | 645 | 632 | 608 | 605 | 593 | 582 | 579 | 579 | 579 | 579 | 579 | 579 | 579 | 579 | 579
| Cost Trajectory | Scenario | Cost | 2019-20 | 2020-21 | 2021-22 | 2022-23 | 2023-24 | 2024-25 | 2025-26 | 2026-27 | 2027-28 | 2028-29 | 2029-30 | 2030-31 | 2031-32 | 2032-33 | 2033-34 | 2034-35 | 2035-36 | 2036-37 | 2037-38 | 2038-39 | 2039-40 | 2040-41 | 2041-42 | 2042-43 | 2043-44 | 2044-45 | 2045-46 | 2046-47 | 2047-48 | 2048-49 | 2049-50
Entura_Pumped Hydro (6hrs storage) | Pumped Hydro (6hrs storage) | Entura | $/kW | 1550.308 | 1548.2761 | 1545.2283 | 1544.2124 | 1541.1646 | 1540.1487 | 1537.1009 | 1535.069 | 1534.0531 | 1531.0053 | 1528.9735 | 1526.9416 | 1524.9097 | 1522.8779 | 1520.846 | 1517.7982 | 1516.7823 | 1513.7345 | 1512.7186 | 1510.6867 | 1507.6389 | 1506.623 | 1503.5752 | 1502.5593 | 1499.5115 | 1497.4796 | 1496.4637 | 1493.4159 | 1492.4 | 1489.3522 | 1488.3363
Slow Change_Pumped Hydro (6hrs storage) | Pumped Hydro (6hrs storage) | Slow Change | $/kW | 1550.308 | 1548.2761 | 1545.2283 | 1544.2124 | 1541.1646 | 1540.1487 | 1537.1009 | 1535.069 | 1534.0531 | 1531.0053 | 1528.9735 | 1526.9416 | 1524.9097 | 1522.8779 | 1520.846 | 1517.7982 | 1516.7823 | 1513.7345 | 1512.7186 | 1510.6867 | 1507.6389 | 1506.623 | 1503.5752 | 1502.5593 | 1499.5115 | 1497.4796 | 1496.4637 | 1493.4159 | 1492.4 | 1489.3522 | 1488.3363
Central_Pumped Hydro (6hrs storage) | Pumped Hydro (6hrs storage) | Central | $/kW | 1550.308 | 1548.2761 | 1545.2283 | 1544.2124 | 1541.1646 | 1540.1487 | 1537.1009 | 1535.069 | 1534.0531 | 1531.0053 | 1528.9735 | 1526.9416 | 1524.9097 | 1522.8779 | 1520.846 | 1517.7982 | 1516.7823 | 1513.7345 | 1512.7186 | 1510.6867 | 1507.6389 | 1506.623 | 1503.5752 | 1502.5593 | 1499.5115 | 1497.4796 | 1496.4637 | 1493.4159 | 1492.4 | 1489.3522 | 1488.3363
Fast Change_Pumped Hydro (6hrs storage) | Pumped Hydro (6hrs storage) | Fast Change | $/kW | 1550.308 | 1548.2761 | 1545.2283 | 1544.2124 | 1541.1646 | 1540.1487 | 1537.1009 | 1535.069 | 1534.0531 | 1531.0053 | 1528.9735 | 1526.9416 | 1524.9097 | 1522.8779 | 1520.846 | 1517.7982 | 1516.7823 | 1513.7345 | 1512.7186 | 1510.6867 | 1507.6389 | 1506.623 | 1503.5752 | 1502.5593 | 1499.5115 | 1497.4796 | 1496.4637 | 1493.4159 | 1492.4 | 1489.3522 | 1488.3363
High DER_Pumped Hydro (6hrs storage) | Pumped Hydro (6hrs storage) | High DER | $/kW | 1550.308 | 1548.2761 | 1545.2283 | 1545.2283 | 1545.2283 | 1545.2283 | 1545.2283 | 1545.2283 | 1544.2124 | 1541.1646 | 1540.1487 | 1537.1009 | 1535.069 | 1534.0531 | 1531.0053 | 1528.9735 | 1526.9416 | 1524.9097 | 1522.8779 | 1520.846 | 1517.7982 | 1516.7823 | 1513.7345 | 1512.7186 | 1510.6867 | 1507.6389 | 1506.623 | 1503.5752 | 1502.5593 | 1499.5115 | 1497.4796
Step Change_Pumped Hydro (6hrs storage) | Pumped Hydro (6hrs storage) | Step Change | $/kW | 1550.308 | 1548.2761 | 1545.2283 | 1539.7423 | 1534.2563 | 1528.7703 | 1523.2842 | 1517.7982 | 1516.7823 | 1513.7345 | 1512.7186 | 1510.6867 | 1507.6389 | 1506.623 | 1503.5752 | 1502.5593 | 1499.5115 | 1497.4796 | 1496.4637 | 1493.4159 | 1492.4 | 1489.3522 | 1488.3363 | 1488.3363 | 1488.3363 | 1488.3363 | 1488.3363 | 1488.3363 | 1488.3363 | 1488.3363 | 1488.3363
| Cost Trajectory | Scenario | Cost | 2019-20 | 2020-21 | 2021-22 | 2022-23 | 2023-24 | 2024-25 | 2025-26 | 2026-27 | 2027-28 | 2028-29 | 2029-30 | 2030-31 | 2031-32 | 2032-33 | 2033-34 | 2034-35 | 2035-36 | 2036-37 | 2037-38 | 2038-39 | 2039-40 | 2040-41 | 2041-42 | 2042-43 | 2043-44 | 2044-45 | 2045-46 | 2046-47 | 2047-48 | 2048-49 | 2049-50
Entura_Pumped Hydro (12hrs storage) | Pumped Hydro (12hrs storage) | Entura | $/kW | 1773.8124 | 1770.7646 | 1767.7168 | 1765.685 | 1762.6372 | 1761.6212 | 1758.5735 | 1755.5257 | 1754.5097 | 1751.4619 | 1748.4142 | 1746.3823 | 1743.3345 | 1742.3186 | 1739.2708 | 1736.223 | 1735.2071 | 1732.1593 | 1730.1274 | 1727.0796 | 1725.0478 | 1723.0159 | 1719.9681 | 1718.9522 | 1715.9044 | 1712.8566 | 1710.8248 | 1707.777 | 1706.7611 | 1703.7133 | 1702.6973
Slow Change_Pumped Hydro (12hrs storage) | Pumped Hydro (12hrs storage) | Slow Change | $/kW | 1773.8124 | 1770.7646 | 1767.7168 | 1765.685 | 1762.6372 | 1761.6212 | 1758.5735 | 1755.5257 | 1754.5097 | 1751.4619 | 1748.4142 | 1746.3823 | 1743.3345 | 1742.3186 | 1739.2708 | 1736.223 | 1735.2071 | 1732.1593 | 1730.1274 | 1727.0796 | 1725.0478 | 1723.0159 | 1719.9681 | 1718.9522 | 1715.9044 | 1712.8566 | 1710.8248 | 1707.777 | 1706.7611 | 1703.7133 | 1702.6973
Central_Pumped Hydro (12hrs storage) | Pumped Hydro (12hrs storage) | Central | $/kW | 1773.8124 | 1770.7646 | 1767.7168 | 1765.685 | 1762.6372 | 1761.6212 | 1758.5735 | 1755.5257 | 1754.5097 | 1751.4619 | 1748.4142 | 1746.3823 | 1743.3345 | 1742.3186 | 1739.2708 | 1736.223 | 1735.2071 | 1732.1593 | 1730.1274 | 1727.0796 | 1725.0478 | 1723.0159 | 1719.9681 | 1718.9522 | 1715.9044 | 1712.8566 | 1710.8248 | 1707.777 | 1706.7611 | 1703.7133 | 1702.6973
Fast Change_Pumped Hydro (12hrs storage) | Pumped Hydro (12hrs storage) | Fast Change | $/kW | 1773.8124 | 1770.7646 | 1767.7168 | 1765.685 | 1762.6372 | 1761.6212 | 1758.5735 | 1755.5257 | 1754.5097 | 1751.4619 | 1748.4142 | 1746.3823 | 1743.3345 | 1742.3186 | 1739.2708 | 1736.223 | 1735.2071 | 1732.1593 | 1730.1274 | 1727.0796 | 1725.0478 | 1723.0159 | 1719.9681 | 1718.9522 | 1715.9044 | 1712.8566 | 1710.8248 | 1707.777 | 1706.7611 | 1703.7133 | 1702.6973
High DER_Pumped Hydro (12hrs storage) | Pumped Hydro (12hrs storage) | High DER | $/kW | 1773.8124 | 1770.7646 | 1767.7168 | 1767.7168 | 1767.7168 | 1767.7168 | 1767.7168 | 1767.7168 | 1765.685 | 1762.6372 | 1761.6212 | 1758.5735 | 1755.5257 | 1754.5097 | 1751.4619 | 1748.4142 | 1746.3823 | 1743.3345 | 1742.3186 | 1739.2708 | 1736.223 | 1735.2071 | 1732.1593 | 1730.1274 | 1727.0796 | 1725.0478 | 1723.0159 | 1719.9681 | 1718.9522 | 1715.9044 | 1712.8566
Step Change_Pumped Hydro (12hrs storage) | Pumped Hydro (12hrs storage) | Step Change | $/kW | 1773.8124 | 1770.7646 | 1767.7168 | 1761.4181 | 1755.1193 | 1748.8205 | 1742.5218 | 1736.223 | 1735.2071 | 1732.1593 | 1730.1274 | 1727.0796 | 1725.0478 | 1723.0159 | 1719.9681 | 1718.9522 | 1715.9044 | 1712.8566 | 1710.8248 | 1707.777 | 1706.7611 | 1703.7133 | 1702.6973 | 1702.6973 | 1702.6973 | 1702.6973 | 1702.6973 | 1702.6973 | 1702.6973 | 1702.6973 | 1702.6973
| Cost Trajectory | Scenario | Cost | 2019-20 | 2020-21 | 2021-22 | 2022-23 | 2023-24 | 2024-25 | 2025-26 | 2026-27 | 2027-28 | 2028-29 | 2029-30 | 2030-31 | 2031-32 | 2032-33 | 2033-34 | 2034-35 | 2035-36 | 2036-37 | 2037-38 | 2038-39 | 2039-40 | 2040-41 | 2041-42 | 2042-43 | 2043-44 | 2044-45 | 2045-46 | 2046-47 | 2047-48 | 2048-49 | 2049-50
Entura_Pumped Hydro (24hrs storage) | Pumped Hydro (24hrs storage) | Entura | $/kW | 2279.7451 | 2276.6973 | 2272.6336 | 2270.6018 | 2266.5381 | 2264.5062 | 2261.4584 | 2257.3947 | 2255.3628 | 2251.2991 | 2248.2513 | 2246.2195 | 2242.1558 | 2240.1239 | 2236.0602 | 2233.0124 | 2230.9805 | 2226.9168 | 2224.885 | 2220.8212 | 2217.7735 | 2215.7416 | 2211.6779 | 2209.646 | 2205.5823 | 2202.5345 | 2200.5027 | 2196.4389 | 2194.4071 | 2190.3434 | 2188.3115
Slow Change_Pumped Hydro (24hrs storage) | Pumped Hydro (24hrs storage) | Slow Change | $/kW | 2279.7451 | 2276.6973 | 2272.6336 | 2270.6018 | 2266.5381 | 2264.5062 | 2261.4584 | 2257.3947 | 2255.3628 | 2251.2991 | 2248.2513 | 2246.2195 | 2242.1558 | 2240.1239 | 2236.0602 | 2233.0124 | 2230.9805 | 2226.9168 | 2224.885 | 2220.8212 | 2217.7735 | 2215.7416 | 2211.6779 | 2209.646 | 2205.5823 | 2202.5345 | 2200.5027 | 2196.4389 | 2194.4071 | 2190.3434 | 2188.3115
Central_Pumped Hydro (24hrs storage) | Pumped Hydro (24hrs storage) | Central | $/kW | 2279.7451 | 2276.6973 | 2272.6336 | 2270.6018 | 2266.5381 | 2264.5062 | 2261.4584 | 2257.3947 | 2255.3628 | 2251.2991 | 2248.2513 | 2246.2195 | 2242.1558 | 2240.1239 | 2236.0602 | 2233.0124 | 2230.9805 | 2226.9168 | 2224.885 | 2220.8212 | 2217.7735 | 2215.7416 | 2211.6779 | 2209.646 | 2205.5823 | 2202.5345 | 2200.5027 | 2196.4389 | 2194.4071 | 2190.3434 | 2188.3115
Fast Change_Pumped Hydro (24hrs storage) | Pumped Hydro (24hrs storage) | Fast Change | $/kW | 2279.7451 | 2276.6973 | 2272.6336 | 2270.6018 | 2266.5381 | 2264.5062 | 2261.4584 | 2257.3947 | 2255.3628 | 2251.2991 | 2248.2513 | 2246.2195 | 2242.1558 | 2240.1239 | 2236.0602 | 2233.0124 | 2230.9805 | 2226.9168 | 2224.885 | 2220.8212 | 2217.7735 | 2215.7416 | 2211.6779 | 2209.646 | 2205.5823 | 2202.5345 | 2200.5027 | 2196.4389 | 2194.4071 | 2190.3434 | 2188.3115
High DER_Pumped Hydro (24hrs storage) | Pumped Hydro (24hrs storage) | High DER | $/kW | 2279.7451 | 2276.6973 | 2272.6336 | 2272.6336 | 2272.6336 | 2272.6336 | 2272.6336 | 2272.6336 | 2270.6018 | 2266.5381 | 2264.5062 | 2261.4584 | 2257.3947 | 2255.3628 | 2251.2991 | 2248.2513 | 2246.2195 | 2242.1558 | 2240.1239 | 2236.0602 | 2233.0124 | 2230.9805 | 2226.9168 | 2224.885 | 2220.8212 | 2217.7735 | 2215.7416 | 2211.6779 | 2209.646 | 2205.5823 | 2202.5345
Step Change_Pumped Hydro (24hrs storage) | Pumped Hydro (24hrs storage) | Step Change | $/kW | 2279.7451 | 2276.6973 | 2272.6336 | 2264.7094 | 2256.7851 | 2248.8609 | 2240.9366 | 2233.0124 | 2230.9805 | 2226.9168 | 2224.885 | 2220.8212 | 2217.7735 | 2215.7416 | 2211.6779 | 2209.646 | 2205.5823 | 2202.5345 | 2200.5027 | 2196.4389 | 2194.4071 | 2190.3434 | 2188.3115 | 2188.3115 | 2188.3115 | 2188.3115 | 2188.3115 | 2188.3115 | 2188.3115 | 2188.3115 | 2188.3115
| Cost Trajectory | Scenario | Cost | 2019-20 | 2020-21 | 2021-22 | 2022-23 | 2023-24 | 2024-25 | 2025-26 | 2026-27 | 2027-28 | 2028-29 | 2029-30 | 2030-31 | 2031-32 | 2032-33 | 2033-34 | 2034-35 | 2035-36 | 2036-37 | 2037-38 | 2038-39 | 2039-40 | 2040-41 | 2041-42 | 2042-43 | 2043-44 | 2044-45 | 2045-46 | 2046-47 | 2047-48 | 2048-49 | 2049-50
Entura_Pumped Hydro (48hrs storage) | Pumped Hydro (48hrs storage) | Entura | $/kW | 3425.7133 | 3419.6177 | 3413.5221 | 3410.4743 | 3405.3947 | 3402.3469 | 3396.2513 | 3391.1717 | 3388.1239 | 3382.0283 | 3376.9487 | 3373.9009 | 3367.8053 | 3364.7575 | 3359.6779 | 3353.5823 | 3350.5345 | 3345.4549 | 3342.4071 | 3336.3115 | 3331.2319 | 3328.1841 | 3322.0885 | 3319.0407 | 3313.9611 | 3307.8655 | 3304.8177 | 3299.7381 | 3296.6903 | 3290.5947 | 3287.5469
Slow Change_Pumped Hydro (48hrs storage) | Pumped Hydro (48hrs storage) | Slow Change | $/kW | 3425.7133 | 3419.6177 | 3413.5221 | 3410.4743 | 3405.3947 | 3402.3469 | 3396.2513 | 3391.1717 | 3388.1239 | 3382.0283 | 3376.9487 | 3373.9009 | 3367.8053 | 3364.7575 | 3359.6779 | 3353.5823 | 3350.5345 | 3345.4549 | 3342.4071 | 3336.3115 | 3331.2319 | 3328.1841 | 3322.0885 | 3319.0407 | 3313.9611 | 3307.8655 | 3304.8177 | 3299.7381 | 3296.6903 | 3290.5947 | 3287.5469
Central_Pumped Hydro (48hrs storage) | Pumped Hydro (48hrs storage) | Central | $/kW | 3425.7133 | 3419.6177 | 3413.5221 | 3410.4743 | 3405.3947 | 3402.3469 | 3396.2513 | 3391.1717 | 3388.1239 | 3382.0283 | 3376.9487 | 3373.9009 | 3367.8053 | 3364.7575 | 3359.6779 | 3353.5823 | 3350.5345 | 3345.4549 | 3342.4071 | 3336.3115 | 3331.2319 | 3328.1841 | 3322.0885 | 3319.0407 | 3313.9611 | 3307.8655 | 3304.8177 | 3299.7381 | 3296.6903 | 3290.5947 | 3287.5469
Fast Change_Pumped Hydro (48hrs storage) | Pumped Hydro (48hrs storage) | Fast Change | $/kW | 3425.7133 | 3419.6177 | 3413.5221 | 3410.4743 | 3405.3947 | 3402.3469 | 3396.2513 | 3391.1717 | 3388.1239 | 3382.0283 | 3376.9487 | 3373.9009 | 3367.8053 | 3364.7575 | 3359.6779 | 3353.5823 | 3350.5345 | 3345.4549 | 3342.4071 | 3336.3115 | 3331.2319 | 3328.1841 | 3322.0885 | 3319.0407 | 3313.9611 | 3307.8655 | 3304.8177 | 3299.7381 | 3296.6903 | 3290.5947 | 3287.5469
High DER_Pumped Hydro (48hrs storage) | Pumped Hydro (48hrs storage) | High DER | $/kW | 3425.7133 | 3419.6177 | 3413.5221 | 3413.5221 | 3413.5221 | 3413.5221 | 3413.5221 | 3413.5221 | 3410.4743 | 3405.3947 | 3402.3469 | 3396.2513 | 3391.1717 | 3388.1239 | 3382.0283 | 3376.9487 | 3373.9009 | 3367.8053 | 3364.7575 | 3359.6779 | 3353.5823 | 3350.5345 | 3345.4549 | 3342.4071 | 3336.3115 | 3331.2319 | 3328.1841 | 3322.0885 | 3319.0407 | 3313.9611 | 3307.8655
Step Change_Pumped Hydro (48hrs storage) | Pumped Hydro (48hrs storage) | Step Change | $/kW | 3425.7133 | 3419.6177 | 3413.5221 | 3401.5342 | 3389.5462 | 3377.5582 | 3365.5703 | 3353.5823 | 3350.5345 | 3345.4549 | 3342.4071 | 3336.3115 | 3331.2319 | 3328.1841 | 3322.0885 | 3319.0407 | 3313.9611 | 3307.8655 | 3304.8177 | 3299.7381 | 3296.6903 | 3290.5947 | 3287.5469 | 3287.5469 | 3287.5469 | 3287.5469 | 3287.5469 | 3287.5469 | 3287.5469 | 3287.5469 | 3287.5469

## Regional Cost Factors
Go to Assumptions Summary
Regional Cost Factors
The Regional cost factors and technology cost for each of the cost components have been estimated by GHD to provide an indication of the variation in each cost component of the project costs between geographic regions.
Technology cost break down ratios are estimated from the technology cost for each of the cost components given by GHD.
The technology specific regional cost adjustment factors are calculated as the sum of the regional cost adjustment factors of each technology cost component, which is calculated by multiplying its share in total capital cost of the technology by the regional cost. factor.
CSIRO build costs projections for new entrants are overnight costs for construction in Melbourne. These regional cost factors are used to convert the Melbourne cost estimates to each region-specific cost estimate.
Refer to the REZ Sheet for the definition of each geographic area.
Regional cost factors
Region | Equipment costs | Fuel connection costs | Cost of land and development | Installation costs | O&M costs 1
Vic Low | 1 | 1 | 1 | 1 | 1
Vic Medium | 1.03 | 1.03 | 1 | 1.03 | 1.03
Vic High | 1.05 | 1.05 | 1 | 1.05 | 1.05
Qld Low | 1 | 1.05 | 1 | 1.1 | 1.07
Qld Medium | 1.05 | 1.16 | 1 | 1.27 | 1.2
Qld High | 1.1 | 1.27 | 1 | 1.44 | 1.34
NSW Low | 1 | 1.09 | 1 | 1.18 | 1.13
NSW Medium | 1.05 | 1.17 | 1 | 1.3 | 1.22
NSW High | 1.1 | 1.26 | 1 | 1.42 | 1.32
SA Low | 1 | 1.01 | 1 | 1.02 | 1.01
SA Medium | 1.05 | 1.11 | 1 | 1.17 | 1.13
SA High | 1.1 | 1.21 | 1 | 1.32 | 1.25
Tas Low | 1 | 1.04 | 1 | 1.07 | 1.05
Tas Medium | 1.05 | 1.11 | 1 | 1.18 | 1.14
Tas High | 1.1 | 1.19 | 1 | 1.29 | 1.23
1. New entry technology O&M costs are applied to fixed and variable operations and maintenance costs independent to capital costs.
Technology Cost breakdown ratios
Technology | Equipment costs | Fuel connection costs | Cost of land and development | Installation costs
CCGT | 85.07% | 0.01055% | 8.256% | 6.667%
OCGT | 85.77% | 0.01426% | 8.256% | 5.962%
Black Coal (supercritical PC) | 70.59% | 3.933% | 16.01% | 9.469%
Brown Coal (supercritical PC) | 72.6% | 0% | 16.67% | 10.73%
Battery storage (2hrs storage) | 70.65% | 0% | 6% | 23.35%
Battery storage (4hrs storage) | 70.65% | 0% | 6% | 23.35%
Biomass | 29.83% | 0% | 16.67% | 53.5%
Large scale Solar PV | 87.42% | 0% | 6% | 6.58%
Solar Thermal (8hrs Storage) | 83.44% | 0% | 5.648% | 10.91%
Wind | 82.13% | 0% | 3.382% | 14.49%
Wind - offshore | 77.29% | 0% | 3.382% | 19.32%
Technology Regional cost adjustment factors
| CCGT | OCGT | Black Coal (supercritical PC) | Brown Coal (supercritical PC) | Battery storage (2hrs storage) | Battery storage (4hrs storage) | Biomass | Large scale Solar PV | Solar Thermal (8hrs Storage) | Wind | Wind - offshore | Pumped Hydro (6hrs storage) | Pumped Hydro (12hrs storage) | Pumped Hydro (24hrs storage) | Pumped Hydro (48hrs storage)
Vic Low | 1 | 1 | 1 | 1 | 1 | 1 | 1 | 1 | 1 | 1 | 1
Vic Medium | 1.0275 | 1.0275 | 1.0252 | 1.025 | 1.0282 | 1.0282 | 1.025 | 1.0282 | 1.0283 | 1.029 | 1.029
Vic High | 1.0459 | 1.0459 | 1.042 | 1.0417 | 1.047 | 1.047 | 1.0417 | 1.047 | 1.0472 | 1.0483 | 1.0483
Qld Low | 1.0067 | 1.006 | 1.0114 | 1.0107 | 1.0234 | 1.0234 | 1.0535 | 1.0066 | 1.0109 | 1.0145 | 1.0193
Qld Medium | 1.0606 | 1.059 | 1.0672 | 1.0653 | 1.0984 | 1.0984 | 1.1594 | 1.0615 | 1.0712 | 1.0802 | 1.0908
Qld High | 1.1144 | 1.112 | 1.1229 | 1.1198 | 1.1734 | 1.1734 | 1.2652 | 1.1164 | 1.1315 | 1.1459 | 1.1623
NSW Low | 1.012 | 1.0107 | 1.0206 | 1.0193 | 1.042 | 1.042 | 1.0963 | 1.0118 | 1.0196 | 1.0261 | 1.0348
NSW Medium | 1.0626 | 1.0608 | 1.0704 | 1.0685 | 1.1054 | 1.1054 | 1.1754 | 1.0634 | 1.0745 | 1.0845 | 1.0966
NSW High | 1.1131 | 1.1108 | 1.1206 | 1.1177 | 1.1687 | 1.1687 | 1.2545 | 1.1151 | 1.1293 | 1.143 | 1.1585
SA Low | 1.0013 | 1.0012 | 1.0023 | 1.0021 | 1.0047 | 1.0047 | 1.0107 | 1.0013 | 1.0022 | 1.0029 | 1.0039
SA Medium | 1.0539 | 1.053 | 1.0557 | 1.0545 | 1.075 | 1.075 | 1.1059 | 1.0549 | 1.0603 | 1.0657 | 1.0715
SA High | 1.1064 | 1.1049 | 1.1091 | 1.1069 | 1.1454 | 1.1454 | 1.201 | 1.1085 | 1.1184 | 1.1285 | 1.1391
Tas Low | 1.0047 | 1.0042 | 1.0082 | 1.0075 | 1.0163 | 1.0163 | 1.0375 | 1.0046 | 1.0076 | 1.0101 | 1.0135
Tas Medium | 1.0545 | 1.0536 | 1.0567 | 1.0556 | 1.0774 | 1.0774 | 1.1112 | 1.0556 | 1.0614 | 1.0671 | 1.0734
Tas High | 1.1044 | 1.1031 | 1.1055 | 1.1037 | 1.1384 | 1.1384 | 1.185 | 1.1065 | 1.1151 | 1.1242 | 1.1333
VIC | [11 empty] | 1 | 1 | 1 | 1
QLD | [11 empty] | 1 | 1.0457 | 0.92606 | 0.87101
NSW | [11 empty] | 1.0315 | 1.0316 | 0.94163 | 0.74326
SA | [11 empty] | 1.2614 | 1.5086 | 1.6667
TAS | [11 empty] | 0.75817 | 0.73143 | 0.61778 | 0.4645
Notes
1. Pumped hydro regional costs adjustments are derived from the build costs provided in the Entura report. The cost adjustments are relative to the VIC cost for the specified storage size.
2. Regional costs were calculated from the Volume Weighted Average cost for the regions that have subregional costs.

## Connection cost
Go to Assumptions Summary
Initial connection costs ($/kW) real 2019 dollars (DRAFT)
Connection costs increase the build costs of new technologies to cater for transmission infrastructure to connect to the grid, and varies depending on the proximity to transmission assets
Final connection costs will be subject to modelling outcomes
Renewable Energy Zone/ NEM Region | Large scale Solar PV | Wind | Wind - offshore | Solar Thermal (8hrs Storage) | CCGT | OCGT | Black Coal (supercritical PC) | Brown Coal (supercritical PC) | Biomass | Battery Storage (2hrs storage) | Battery Storage (4hrs storage) | Pumped Hydro
Far North QLD | 96.7393 | 96.7393 | 0 | 96.7393
North Qld Clean Energy Hub | 109.8822 | 109.8822 | 0 | 109.8822
Northern Qld | 96.7393 | 96.7393 | 0 | 96.7393
Isaac | 96.7393 | 96.7393 | 0 | 96.7393
Barcaldine | 109.8822 | 109.8822 | 0 | 109.8822
Fitzroy | 96.7393 | 96.7393 | 0 | 96.7393
Wide Bay | 96.7393 | 96.7393 | 0 | 96.7393
Darling Downs | 96.7393 | 96.7393 | 0 | 96.7393
North West NSW | 84.4017 | 84.4017 | 0 | 84.4017
New England | 84.4017 | 84.4017 | 0 | 84.4017
Central West NSW | 84.4017 | 84.4017 | 0 | 84.4017
Southern NSW Tablelands | 74.5444 | 74.5444 | 0 | 74.5444
Broken Hill | 106.646 | 106.646 | 0 | 106.646
South West NSW | 84.4017 | 84.4017 | 0 | 84.4017
Wagga Wagga | 84.4017 | 84.4017 | 0 | 84.4017
Tumut | 74.5444 | 74.5444 | 0 | 74.5444
Cooma-Monaro | 74.5444 | 74.5444 | 0 | 74.5444
Ovens Murray | 98.7602 | 98.7602 | 0 | 98.7602
Murray River | 98.7602 | 98.7602 | 0 | 98.7602
Western Victoria | 98.7602 | 98.7602 | 0 | 98.7602
South West Victoria | 70.5507 | 70.5507 | 0 | 70.5507
Gippsland | 106.646 | 106.646 | $0 (note 1) | 106.646
Central North Vic | 98.7602 | 98.7602 | 0 | 98.7602
South East SA | 109.8822 | 109.8822 | 0 | 109.8822
Riverland | 109.8822 | 109.8822 | 0 | 109.8822
Mid-North SA | 96.7393 | 96.7393 | 0 | 96.7393
Yorke Peninsula | 96.7393 | 96.7393 | 0 | 96.7393
Northern SA | 96.7393 | 96.7393 | 0 | 96.7393
Leigh Creek | 109.8822 | 109.8822 | 0 | 109.8822
Roxby Downs | 109.8822 | 109.8822 | 0 | 109.8822
Eastern Eyre Peninsula | 109.8822 | 109.8822 | 0 | 109.8822
Western Eyre Peninsula | 109.8822 | 109.8822 | 0 | 109.8822
North West Tasmania | 98.7602 | 98.7602 | 0 | 98.7602
North East Tasmania | 98.7602 | 98.7602 | 0 | 98.7602
Tasmania Midlands | 98.7602 | 98.7602 | 0 | 98.7602
QLD |  |  |  |  | 81.1172 | 81.1172 | 42.1675 | 0 | 96.7424 | 10 | 10 | 0
NSW |  |  |  |  | 85.4264 | 85.4264 | 53.1733 | 0 | 84.4041 | 10 | 10 | 0
VIC |  |  |  |  | 72.5086 | 72.5086 | 0 | 58.7404 | 98.7561 | 10 | 10 | 0
SA |  |  |  |  | 81.1172 | 81.1172 | 0 | 0 | 96.7424 | 10 | 10 | 0
TAS |  |  |  |  | 72.5086 | 72.5086 | 0 | 0 | 98.7561 | 10 | 10 | 0
Notes:
1. Connection cost for offshore has be included in generation cost offshore wind candidate
CCGT and OCGT - The physical location of these regional connections will depend on fuel / network infrastructure
Pumped Hydro - Connection costs for Pumped Hydro are included in the capital costs provided by Entura.

## Build limits
Go to Assumptions Summary
Initial Build limits (MW)
Potential in each NEM region to build different thermal and storage capacities; potential in each zone to build new renewable energy capacity
The new renewable energy capacity in each REZ zone will be moderated by transmission expansion choices in each scenario, loss factor impacts, etc
REZ # | Location | Region | NTNDP zone | Wind generation limits (MW) |  |  | Solar PV plus Solar thermal Limits (MW)1 | Pumped Hydro Energy Storage (PHES)2 |  |  |  | Battery Storage 2hrs (MW) | Battery Storage 4hrs (MW) | Black Coal (supercritical PC) | Brown Coal (supercritical PC) | OCGT (MW) | CCGT (MW) | Biomass (MW) | Transmission-limited total build in the REZ3 | Indicative transmission expansion cost ($M/MW Real 2019)4 | Additional generation capacity available (at zero additional cost) in REZs due to the development of interconnectors (MW) | [18 empty] | Revised transmission expansion cost due to development of interconnectors ($M/MW Real 2019)
|  |  |  | High | Medium | Offshore | Solar | 6hrs storage | 12hrs storage | 24hrs storage | 48hrs storage | [9 empty] | QNI Option 2 | QNI Option 3B | QNI Option 3C | QNI Option 3D | QNI Option 2E | QNI Option 2E+3E | VNI Option 5 | VNI Option 5A | Humelink (Note 17) | VNI Option 6 | VNI Option 7 | VNI Option 8 | VIC-NSW Option 9 | VIC-NSW Option 10 | SA-NSW | VIC-TAS Option 1 | VIC-TAS Option 2 | VIC-TAS Option 3 | VIC-TAS Option 4 | QNI Option 2 | QNI Option 3B | QNI Option 3C | QNI Option 3D | VNI Option 5 | VNI Option 5A | VNI Option 6 | VNI Option 7 | VNI Option 8 | VIC-NSW Option 9 | VIC-NSW Option 10 | SA-NSW | VIC-TAS Option 1 | VIC-TAS Option 2 | VIC-TAS Option 3 | VIC-TAS Option 4
Q1 | Far North QLD | QLD | NQ | 600 | 1800 |  | 1100 | [11 empty] | 700 (note 5,12,13) | 0.667 | 0 | 0 | 0 | 0 |  |  | 0 | 0 | 0 | 0 | 0 | 0 | 0 | 0 | 0 | 0 | 0 | 0 | 0 | 0 | 0 | 0 | 0 | 0 | 0 | 0 | 0 | 0 | 0 | 0 | 0 | 0 | 0 | 0 | 0
Q2 | North Qld Clean Energy Hub | QLD | NQ | 4700 | 13900 |  | 8000 | [11 empty] | - (note 5,12,13) | 0.407 | 0 | 0 | 0 | 0 |  |  | 0 | 0 | 0 | 0 | 0 | 0 | 0 | 0 | 0 | 0 | 0 | 0 | 0 | 0 | 0 | 0 | 0 | 0 | 0 | 0 | 0 | 0 | 0 | 0 | 0 | 0 | 0 | 0 | 0
Q3 | Northern Qld | QLD | NQ | 0 | 0 |  | 3400 | [11 empty] | 2000 (note 5,12,13) | 0 | 0 | 0 | 0 | 0 |  |  | 0 | 0 | 0 | 0 | 0 | 0 | 0 | 0 | 0 | 0 | 0 | 0 | 0 | 0 | 0 | 0 | 0 | 0 | 0 | 0 | 0 | 0 | 0 | 0 | 0 | 0 | 0 | 0 | 0
Q4 | Isaac | QLD | NQ | 1000 | 2800 |  | 6900 | [11 empty] | 2000 (note 12,13) | 0 | 0 | 0 | 0 | 0 |  |  | 0 | 0 | 0 | 0 | 0 | 0 | 0 | 0 | 0 | 0 | 0 | 0 | 0 | 0 | 0 | 0 | 0 | 0 | 0 | 0 | 0 | 0 | 0 | 0 | 0 | 0 | 0 | 0 | 0
Q5 | Barcaldine | QLD | CQ | 1000 | 2900 |  | 8000 | [11 empty] | - (note 12,13) | 0.65 | 0 | 0 | 0 | 0 |  |  | 0 | 0 | 0 | 0 | 0 | 0 | 0 | 0 | 0 | 0 | 0 | 0 | 0 | 0 | 0 | 0 | 0 | 0 | 0 | 0 | 0 | 0 | 0 | 0 | 0 | 0 | 0 | 0 | 0
Q6 | Fitzroy | QLD | CQ | 900 | 2600 |  | 7700 | [11 empty] | 2000 (note 13) | 0 | 0 | 0 | 0 | 0 |  |  | 0 | 0 | 0 | 0 | 0 | 0 | 0 | 0 | 0 | 0 | 0 | 0 | 0 | 0 | 0 | 0 | 0 | 0 | 0 | 0 | 0 | 0 | 0 | 0 | 0 | 0 | 0 | 0 | 0
Q7 | Wide Bay | QLD | SQ | 300 | 800 |  | 2200 | [11 empty] | 500 (note 6) | 0.302 | 0 | 0 | 0 | 0 |  |  | 0 |  | 0 | 0 | 0 | 0 | 0 | 0 | 0 | 0 | 0 | 0 | 0 | 0 | 0 | 0 | 0 | 0 | 0 | 0 | 0 | 0 | 0 | 0 | 0 | 0 | 0 | 0 | 0
Q8 | Darling Downs | QLD | SWQ | 1400 | 4200 |  | 7700 | [11 empty] | 3000 | 0.16896 | 600 | 1200 | 1200 | 2000 | 1000 | 2000 | 0 | 0 | 0 | 0 | 0 | 0 | 0 | 0 | 0 | 0 | 0 | 0 | 0 | 0 | 0 | 0 | 0 | 0 | 0 | 0 | 0 | 0 | 0 | 0 | 0 | 0 | 0 | 0 | 0
N1 | North West NSW | NSW | NNS | 0 | 0 |  | 6500 | [11 empty] | 100 | 0.344 | 0 | 0 | 0 | 2000 | 1000 | 2000 | 0 | 0 | 0 | 0 | 0 | 0 | 0 | 0 | 0 | 0 | 0 | 0 | 0 | 0 | 0 | 0 | 0 | 0 | 0 | 0 | 0 | 0 | 0 | 0 | 0 | 0 | 0 | 0 | 0
N2 | New England | NSW | NNS | 1800 | 5600 |  | 3500 | [11 empty] | 300 | 0.344 | 600 | 1200 | 2000 | 0 |  |  | 0 | 0 | 0 | 0 | 0 | 0 | 0 | 0 | 0 | 0 | 0 | 0 | 0 | 0 | 0 | 0 | 0 | 0 | 0 | 0 | 0 | 0 | 0 | 0 | 0 | 0 | 0 | 0 | 0
N3 | Central West NSW | NSW | NCEN | 800 | 2200 |  | 7200 | [11 empty] | 700 | 0.208 | 0 | 0 | 0 | 0 |  |  | 0 | 0 | 0 | 0 | 0 | 0 | 0 | 0 | 0 | 0 | 0 | 0 | 0 | 0 | 0 | 0 | 0 | 0 | 0 | 0 | 0 | 0 | 0 | 0 | 0 | 0 | 0 | 0 | 0
N4 | Southern NSW Tablelands | NSW | CAN | 0 | 0 |  | 0 | [11 empty] | 1000 | 0.22663 | 0 | 0 | 0 | 0 |  |  | 0 | 0 | 500 (Note 17) | 0 | 0 | 0 | 0 | 500 | 0 | 0 | 0 | 0 | 0 | 0 | 0 | 0 | 0 | 0 | 0 | 0 | 0 | 0 | 0 | 0 | 0 | 0 | 0 | 0 | 0
N5 | Broken Hill | NSW | CAN | 1300 | 3800 |  | 8000 | [11 empty] | 0 | 0.66775 | 0 | 0 | 0 | 0 |  |  | 0 | 0 | 0 | 0 | 0 | 0 | 0 | 0 | 0 | 0 | 0 | 0 | 0 | 0 | 0 | 0 | 0 | 0 | 0 | 0 | 0 | 0 | 0 | 0 | 0 | 0 | 0 | 0 | 0
N6 | South West NSW | NSW | SWNSW | 1100 | 3200 |  | 4000 | [11 empty] | 0 | 0.52611 | 0 | 0 | 0 | 0 |  |  | 0 | 0 | 0 | 0 | 1000 | 1000 | 1000 | 1000 | 600 | 0 | 0 | 0 | 0 | 0 | 0 | 0 | 0 | 0 | 0 | 0 | 0 | 0 | 0 | 0 | 0 | 0 | 0 | 0 | 0
N7 | Wagga Wagga | NSW | SWNSW | 300 | 800 |  | 1100 | [11 empty] | 0 | 0.345 | 0 | 0 | 0 | 0 |  |  | 0 |  | 500 (Note 17) | 0 | 0 | 0 | 0 | 0 | 0 | 0 | 0 | 0 | 0 | 0 | 0 | 0 | 0 | 0 | 0 | 0 | 0 | 0 | 0 | 0 | 0 | 0 | 0 | 0 | 0
N8 | Tumut | NSW | SWNSW | 0 | 0 |  | 0 | [11 empty] | 0 | NA (note 7) | 0 | 0 | 0 | 0 |  |  | 0 | 0 | 0 | 0 | 0 | 0 | 0 | 0 | 0 | 0 | 0 | 0 | 0 | 0 | 0 | 0 | 0 | 0 | 0 | 0 | 0 | 0 | 0 | 0 | 0 | 0 | 0 | 0 | 0
N9 | Cooma-Monaro | NSW | CAN | 100 | 200 |  | 0 | [11 empty] | 200 | 0.208 | 0 | 0 | 0 | 0 |  |  | 0 | 0 | 0 | 0 | 0 | 0 | 0 | 0 | 0 | 0 | 0 | 0 | 0 | 0 | 0 | 0 | 0 | 0 | 0 | 0 | 0 | 0 | 0 | 0 | 0 | 0 | 0 | 0 | 0
V1 | Ovens Murray | VIC | NVIC | 0 | 0 |  | 0 | [11 empty] | 300 | NA (note 7) | 0 | 0 | 0 | 0 |  |  | 1000 | 1000 | 0 | 0 | 0 | 0 | 0 | 0 | 0 | 0 | 0 | 0 | 0 | 0 | 0 | 0 | 0 | 0 | 0 | 0 | 0 | 0 | 0 | 0 | 0 | 0 | 0 | 0 | 0
V2 | Murray River | VIC | CVIC | 0 | 0 |  | 1100 | [11 empty] | 0 | 0.38042 | 0 | 0 | 0 | 0 |  |  | 0 | 0 | 0 | - | 2000 | 1000 | 2000 | 2000 | 380 | 0 | 0 | 0 | 0 | 0 | 0 | 0 | 0 | 0 | 0 | 0 | 0 | 0 | 0 | 0 | 0 | 0 | 0 | 0 | 0
V3 | Western Victoria | VIC | CVIC | 700 | 2100 |  | 400 | [11 empty] | 450 (Note 8) | 0.20235 | 0 | 0 | 0 | 0 |  |  | 0 | 0 | 0 | 1000 | 1000 | 1000 | 1000 | 1000 | 0 | 0 | 0 | 0 | 0 | 0 | 0 | 0 | 0 | 0 | 0 | 0 | 0 | 0 | 0 | 0 | 0 | 0 | 0 | 0 | 0
V4 | South West Victoria | VIC | MEL | 1000 | 2900 |  | 0 | [11 empty] | 750 | 0.08701 | 0 | 0 | 0 | 0 |  |  | 0 | 0 | 0 | 0 | 0 | 0 | 0 | 0 | 0 | 0 | 0 | 0 | 0 | 0 | 0 | 0 | 0 | 0 | 0 | 0 | 0 | 0 | 0 | 0 | 0 | 0 | 0 | 0 | 0
V5 | Gippsland | VIC | LV | 500 | 1500 | 4000 | 0 | [11 empty] | 2000 | NA (note 14) | 0 | 0 | 0 | 0 |  |  | 0 | 0 | 0 | 0 | 0 | 0 | 0 | 0 | 0 | 0 | 0 | 0 | 0 | 0 | 0 | 0 | 0 | 0 | 0 | 0 | 0 | 0 | 0 | 0 | 0 | 0 | 0 | 0 | 0
V6 | Central North Vic | VIC | NVIC | 400 | 1200 |  | 1900 | [11 empty] | 800 | 0.328 | 0 | 0 | 0 | 0 |  |  | 0 |  | 0 | 2000 | 0 | 0 | 0 | 0 | 0 | 0 | 0 | 0 | 0 | 0 | 0 | 0 | 0 | 0 | 0 | 0 | 0 | 0 | 0 | 0 | 0 | 0 | 0 | 0 | 0
S1 | South East SA | SA | SESA | 800 | 2400 |  | 100 | [11 empty] | 55 | 0.25294 | 0 | 0 | 0 | 0 |  |  | 0 | 0 | 0 | 0 | 0 | 0 | 0 | 0 | 0 | 0 | 0 | 0 | 0 | 0 | 0 | 0 | 0 | 0 | 0 | 0 | 0 | 0 | 0 | 0 | 0 | 0 | 0 | 0 | 0
S2 | Riverland | SA | NSA | 400 | 1000 |  | 4000 | [11 empty] | 200 | 0.52315 | 0 | 0 | 0 | 0 |  |  | 0 | 0 | 0 | 0 | 0 | 0 | 0 | 0 | 1000 | 0 | 0 | 0 | 0 | 0 | 0 | 0 | 0 | 0 | 0 | 0 | 0 | 0 | 0 | 0 | 0 | 0 | 0 | 0 | 0
S3 | Mid-North SA | SA | ADE | 1200 | 3400 |  | 600 | [11 empty] | 1000 | 0.345 | 0 | 0 | 0 | 0 |  |  | 0 | 0 | 0 | 0 | 0 | 0 | 0 | 0 | 0 | 0 | 0 | 0 | 0 | 0 | 0 | 0 | 0 | 0 | 0 | 0 | 0 | 0 | 0 | 0 | 0 | 0 | 0 | 0 | 0
S4 | Yorke Peninsula | SA | NSA | 400 | 1000 |  | 0 | [11 empty] | 0 | 0.12647 | 0 | 0 | 0 | 0 |  |  | 0 | 0 | 0 | 0 | 0 | 0 | 0 | 0 | 0 | 0 | 0 | 0 | 0 | 0 | 0 | 0 | 0 | 0 | 0 | 0 | 0 | 0 | 0 | 0 | 0 | 0 | 0 | 0 | 0
S5 | Northern SA | SA | NSA | 100 | 100 |  | 3000 | [11 empty] | 1000 (Note 9) | 0.097 (Note 10) | 0 | 0 | 0 | 0 |  |  | 0 | 0 | 0 | 0 | 0 | 0 | 0 | 0 | 0 | 0 | 0 | 0 | 0 | 0 | 0 | 0 | 0 | 0 | 0 | 0 | 0 | 0 | 0 | 0 | 0 | 0 | 0 | 0 | 0
S6 | Leigh Creek | SA | NSA | 600 | 1800 |  | 6500 | [11 empty] | 0 | 0.50587 | 0 | 0 | 0 | 0 |  |  | 0 | 0 | 0 | 0 | 0 | 0 | 0 | 0 | 0 | 0 | 0 | 0 | 0 | 0 | 0 | 0 | 0 | 0 | 0 | 0 | 0 | 0 | 0 | 0 | 0 | 0 | 0 | 0 | 0
S7 | Roxby Downs | SA | NSA | 0 | 0 |  | 3400 | [11 empty] | 960 (Note 9) | 0.29644 | 0 | 0 | 0 | 0 |  |  | 0 | 0 | 0 | 0 | 0 | 0 | 0 | 0 | 0 | 0 | 0 | 0 | 0 | 0 | 0 | 0 | 0 | 0 | 0 | 0 | 0 | 0 | 0 | 0 | 0 | 0 | 0 | 0 | 0
S8 | Eastern Eyre Peninsula | SA | NSA | 600 | 1700 |  | 5000 | [11 empty] | 470 | 0.3794 | 0 | 0 | 0 | 0 |  |  | 0 | 0 | 0 | 0 | 0 | 0 | 0 | 0 | 0 | 0 | 0 | 0 | 0 | 0 | 0 | 0 | 0 | 0 | 0 | 0 | 0 | 0 | 0 | 0 | 0 | 0 | 0 | 0 | 0
S9 | Western Eyre Peninsula | SA | NSA | 400 | 1100 |  | 4000 | [11 empty] | 0 | 0.3794 | 0 | 0 | 0 | 0 |  |  | 0 | 0 | 0 | 0 | 0 | 0 | 0 | 0 | 0 | 0 | 0 | 0 | 0 | 0 | 0 | 0 | 0 | 0 | 0 | 0 | 0 | 0 | 0 | 0 | 0 | 0 | 0 | 0 | 0
T1 | North East Tasmania | TAS | TAS | 400 | 1000 |  | 0 | [11 empty] | 250 | 0.172 | 0 | 0 | 0 | 0 |  |  | 0 | 0 | 0 | 0 | 0 | 0 | 0 | 0 | 0 | 0 | 0 | 0 | 0 | 0 | 0 | 0 | 0 | 0 | 0 | 0 | 0 | 0 | 0 | 0 | 0 | 0 | 0 | 0 | 0
T2 | North West Tasmania | TAS | TAS | 1300 | 3700 |  | 150 | [11 empty] | 340 | 0.285 | 0 | 0 | 0 | 0 |  |  | 0 | 0 | 0 | 0 | 0 | 0 | 0 | 0 | 0 | 600 | 1200 | 600 | 1200 | 0 | 0 | 0 | 0 | 0 |  | 0 | 0 | 0 | 0 | 0 | 0 | 0.094 | 0.094 | 0.094 | 0.094
T3 | Tasmania Midlands | TAS | TAS | 900 | 2500 |  | 0 | [11 empty] | 480 | 0.254 | 0 | 0 | 0 | 0 |  |  | 0 | 0 | 0 | 0 | 0 | 0 | 0 | 0 | 0 | 540 | 1080 | 540 | 1080 | 0 | 0 | 0 | 0 | 0 | 0 | 0 | 0 | 0 | 0 | 0 | 0 | 0 | 0 | 0 | 0
| NSW11 | NSW | [5 empty] | 7000 |  |  |  | NA | NA | NA | NA | NA | NA | NA | NA | NA | 0 | 0 | 0 | 0 |  |  | 0 | 0 | 0 | 0 | 0 | 0 | 0 | 0 | 0 | 0 | 0 | 0 | 0 | 0 | 0 | 0 | 0 | 0 | 0 | 0 | 0 | 0 | 0 | 0 | 0 | 0 | 0 | 0 | 0
| QLD | QLD | [5 empty] | 1800 | 1500 | 1100 | 500 | NA | NA | NA | NA | NA | NA | NA | NA | NA | 0 | 0 | 0 | 0 |  |  | 0 | 0 | 0 | 0 | 0 | 0 | 0 | 0 | 0 | 0 | 0 | 0 | 0 | 0 | 0 | 0 | 0 | 0 | 0 | 0 | 0 | 0 | 0 | 0 | 0 | 0 | 0 | 0 | 0
| SA15 | SA | [5 empty] | 1130 | 452 | 452 | 0 | NA | NA | NA | NA | NA | NA | NA | NA | NA | 0 | 0 | 0 | 0 |  |  | 0 | 0 | 0 | 0 | 0 | 0 | 0 | 0 | 0 | 0 | 0 | 0 | 0 | 0 | 0 | 0 | 0 | 0 | 0 | 0 | 0 | 0 | 0 | 0 | 0 | 0 | 0 | 0 | 0
| TAS 16 | TAS | [5 empty] | 966 | 600 | 1200 | 371 | NA | NA | NA | NA | NA | NA | NA | NA | NA | 0 | 0 | 0 | 0 |  |  | 0 | 0 | 0 | 0 | 0 | 0 | 0 | 0 | 0 | 0 | 0 | 0 | 0 | 0 | 0 | 0 | 0 | 0 | 0 | 0 | 0 | 0 | 0 | 0 | 0 | 0 | 0 | 0 | 0
| VIC | VIC | [5 empty] | 1200 | 1200 | 700 | 500 | NA | NA | NA | NA | NA | NA | NA | NA | NA | 0 | 0 | 0 | 0 |  |  | 0 | 0 | 0 | 0 | 0 | 0 | 0 | 0 | 0 | 0 | 0 | 0 | 0 | 0 | 0 | 0 | 0 | 0 | 0 | 0 | 0 | 0 | 0 | 0 | 0 | 0 | 0 | 0 | 0
Notes:
1. Solar build limit determined by an assumed 0.25% of the approximate land area of the Renewable Energy Zones, allowing for typical land area requirements for solar PV, up to 4,000MW per REZ. Applies to both CST and PV.
2. Pumped hydro build limits are based on Entura report.
3. Intraregional transmission augmentations may be selected by the model if economic to access larger new renewable resource locations.
4. Indicative transmission cost represents indicative network expansion to connect the REZ to the nearest major load centre.
5. This REZ is subject to a group constraint NQ1. Where if the sum Q1, Q2 and Q3 exceeds 1800 MW, an additional cost of $0.336M/MW is incurred
6. Build capacity dependant on REZ development north of this area.
7. Available wind and solar resource capacity is less than the existing transmission capacity.
8. Western Victoria RIT-T augmentation included.
9. Existing network can accommodate up to 1000 MW from REZs S3, S5, S6, S7, S8, S9. An additional expansion cost of 0.343 is added to S5-S9 to represent the required to alleviate the Mid North network Limitations.
10. Expansion cost for REZ does not includes Mid-North SA expansion.
11. Pump Hydro limits based on 24 energy projects shortlisted for potential development as part of the NSW Government Pumped Hydro Roadmap (available at: https://www.waternsw.com.au/about/newsroom/2018/nsw-govt-unveils-waternsw-landmark-pumped-hydro-clean-energy-project). Total value excludes the contribution of the proposed Snowy 2.0 project. NSW Pumped Hydro Roadmap, available at: https://energy.nsw.gov.au/renewables/clean-energy-initiatives/hydro-energy-and-storage#-pumped-hydro-roadmap-
12. This REZ is subject to a group constraint NQ2. Where if the sum Q1, Q2, Q3, Q4 and Q5 exceeds 2000 MW, an additional cost of $0.418/MW is incurred
13. This REZ is subject to a group constraint NQ3. Where if the sum Q1, Q2, Q3, Q4, Q5 and Q6 exceeds 2500 MW, an additional cost of $0.359/MW is incurred.
14. Transmission limited total build in this REZ will increase with expected coal power station closures.
15. South Australian PHES limits adjusted to reflect Generation Information submissions, applying the project size ratios as specificied in the Entura report.
16. Tasmanian PHES storage limits informed by underlying analyiss of the detailed project information within the Entura report, provided by contributors to the Entura report (but not published). This data avoids misinterpretation of projects that may not be mutually exclusive, and is alligned reasonably with Tasmanian PHES Generation Information submissions.
17. The improvement due to Humelink applies to VNI options, 6,7, 8, 9, and 10. VNI Option 10 has an additional 500 MW of free network capacity ontop of the 500 MW associated with the Humelink Optoin

## Capacity Factors
Go to Assumptions Summary
Capacity Factors for new solar and wind generators
Approximate capacity factors of renewable resources. Capacity factors depend on the 'reference year' modelled - estimates below for reference years where data available.
Capacity factors are static for all installations. No capacity factor improvement / degradation due to technology improvement / natural reduction in best installation sites, however for wind farms the expected capacity factor improvement through time is reflected as capital cost reductions to maintain an equivalent $/kWh capex.
High Wind | [10 empty] | Medium Wind
Candidate REZ name | Region | Reference year (Financial year ending) | [8 empty] | Candidate REZ name | Region | Reference year (Financial year ending)
|  | 2011 | 2012 | 2013 | 2014 | 2015 | 2016 | 2017 | 2018 | 2019 |  |  | 2011 | 2012 | 2013 | 2014 | 2015 | 2016 | 2017 | 2018 | 2019
Far North QLD | QLD | 54.29% | 57.21% | 58.6% | 57.48% | 59.63% | 53.86% | 53.43% | 58.71% | 55% | Far North QLD | QLD | 48.7% | 51.76% | 52.86% | 52.88% | 55.24% | 48.04% | 48.78% | 53.81% | 53.02%
North Qld Clean Energy Hub | QLD | 43.17% | 44.82% | 45.45% | 46.26% | 45.84% | 42.67% | 44.24% | 47.38% | 45.75% | North Qld Clean Energy Hub | QLD | 33.04% | 34.82% | 37.11% | 38.13% | 37.43% | 35.64% | 36.48% | 40.06% | 40.03%
Northern Qld | QLD | 38.29% | 38.07% | 40.29% | 43.08% | 40.46% | 40.23% | 39.82% | 41.53% | 42.5% | Northern Qld | QLD | 31.47% | 32.07% | 34.5% | 36.19% | 34.5% | 33.65% | 33.78% | 34.57% | 35.56%
Isaac | QLD | 40.8% | 39.67% | 40.98% | 42.97% | 41.47% | 39.62% | 40.96% | 41.17% | 43.14% | Isaac | QLD | 34.62% | 33.88% | 33.76% | 35.46% | 34.26% | 33.07% | 35.06% | 35.57% | 37.52%
Barcaldine | QLD | 37.84% | 37.08% | 39.09% | 38.42% | 38.66% | 37.03% | 38.79% | 38.19% | 40.16% | Barcaldine | QLD | 33.08% | 32.31% | 34.85% | 34.65% | 34.62% | 33.06% | 34.24% | 35.43% | 36.51%
Fitzroy | QLD | 43.7% | 43.27% | 42.19% | 41.8% | 42.6% | 41.06% | 42.56% | 41.02% | 43.35% | Fitzroy | QLD | 37.82% | 37.2% | 36.03% | 34.18% | 35.36% | 34.89% | 35.07% | 34.28% | 36.94%
Wide Bay | QLD | 34.69% | 34.8% | 35.4% | 33.16% | 33.61% | 33.11% | 32.9% | 34.46% | 35.81% | Wide Bay | QLD | 29.44% | 29.83% | 30.57% | 29.57% | 28.88% | 27.74% | 28.83% | 29.76% | 30.7%
Darling Downs | QLD | 42.79% | 41.85% | 42.33% | 40.15% | 41.81% | 41.69% | 40.59% | 41.3% | 45.43% | Darling Downs | QLD | 38.63% | 36.7% | 37.13% | 34.75% | 36.7% | 35.77% | 33.93% | 37.37% | 38.67%
North West NSW | NSW | 33.77% | 31.19% | 31.45% | 28.88% | 30.99% | 29.85% | 31.92% | 32.29% | 31.65% | North West NSW | NSW | 28.75% | 27.13% | 26.52% | 24.95% | 26.84% | 24.89% | 27.81% | 27.55% | 27.21%
New England | NSW | 40.79% | 36.75% | 37.68% | 35.46% | 35.92% | 36.44% | 36.64% | 38.71% | 38.59% | New England | NSW | 38.73% | 35.57% | 36.53% | 32.24% | 34.53% | 32.79% | 34.47% | 36.12% | 36.79%
Central West NSW | NSW | 39.6% | 35.92% | 37.33% | 35.2% | 37.16% | 37.2% | 38.07% | 38.42% | 39.78% | Central West NSW | NSW | 36.34% | 32.66% | 33.72% | 31.51% | 33.62% | 33.54% | 34.85% | 34.67% | 35.49%
Southern NSW Tablelands | NSW | 42.52% | 40.22% | 42.57% | 44.24% | 40.85% | 42.07% | 43.74% | 44.03% | 41.63% | Southern NSW Tablelands | NSW | 40.33% | 38.3% | 40.91% | 42.8% | 39.07% | 40.62% | 41.8% | 42.75% | 40.62%
Broken Hill | NSW | 33.75% | 35.24% | 35.48% | 36.02% | 35.05% | 34.88% | 35.9% | 36.25% | 37.54% | Broken Hill | NSW | 30.4% | 32.26% | 32.12% | 33.01% | 32.05% | 32.06% | 32.71% | 32.98% | 32.42%
South West NSW | NSW | 29.32% | 30.85% | 30.84% | 33.31% | 29.86% | 29.44% | 31.43% | 32.73% | 32.68% | South West NSW | NSW | 29.15% | 30.57% | 30.76% | 32.31% | 29.45% | 29.5% | 30.9% | 31.71% | 31.02%
Wagga Wagga | NSW | 28.6% | 27.96% | 28.06% | 28.49% | 26.7% | 26% | 28.5% | 28.63% | 29.3% | Wagga Wagga | NSW | 27.74% | 26.04% | 26.39% | 26.44% | 25.77% | 24.27% | 27.16% | 27.12% | 26.78%
Tumut | NSW | 41.6% | 39.92% | 42.13% | 44.04% | 39.91% | 40.68% | 42.69% | 44.01% | 41.85% | Tumut | NSW | 35.42% | 34.11% | 37.25% | 39.25% | 35.36% | 35.67% | 37.75% | 39.29% | 38.38%
Cooma-Monaro | NSW | 36.19% | 35.4% | 37.52% | 39.59% | 36.58% | 37.75% | 38.99% | 40.96% | 37.35% | Cooma-Monaro | NSW | 34.71% | 33.92% | 35.6% | 37.74% | 34.06% | 35.91% | 36.82% | 38.64% | 37.84%
Ovens Murray | VIC | 38.72% | 39.39% | 39.87% | 44.23% | 38.33% | 38.47% | 39.49% | 42.53% | 41.1% | Ovens Murray | VIC | 29.46% | 31.34% | 32.52% | 33.41% | 31.05% | 30.17% | 30.47% | 32.67% | 32.15%
Murray River | VIC | 30.79% | 31.46% | 30.85% | 34.03% | 30.48% | 29.62% | 31.31% | 32.71% | 32.32% | Murray River | VIC | 30.36% | 30.89% | 30.19% | 33.45% | 29.83% | 29.33% | 30.95% | 32.35% | 31.47%
Western Victoria | VIC | 41.51% | 41.67% | 40.53% | 44.14% | 40.82% | 39.18% | 40.1% | 41.46% | 41.3% | Western Victoria | VIC | 35.68% | 36.68% | 35.69% | 40.66% | 34.62% | 34.59% | 35.67% | 37.27% | 37.11%
South West Victoria | VIC | 36.05% | 37.78% | 36.68% | 41.88% | 34.87% | 35.4% | 37.03% | 38.16% | 37.62% | South West Victoria | VIC | 34.45% | 36.39% | 35.64% | 40.73% | 33.74% | 34.26% | 36.19% | 37.39% | 36.89%
Gippsland | VIC | 31.54% | 30.78% | 30.61% | 34.97% | 31.05% | 29.75% | 32.07% | 32.46% | 30.35% | Gippsland | VIC | 29.83% | 29.66% | 29.67% | 35.39% | 29.77% | 28.92% | 31.7% | 31.82% | 30.57%
Central North Vic | VIC | 33.87% | 33.28% | 32.61% | 35.03% | 35.51% | 32.03% | 32.36% | 33.75% | 33.91% | Central North Vic | VIC | 31.27% | 30.49% | 30.08% | 32.49% | 31.83% | 29.21% | 29.96% | 31.37% | 30.81%
South East SA | SA | 39.03% | 40.74% | 38.35% | 43.09% | 38% | 37.8% | 38.35% | 40.16% | 39.85% | South East SA | SA | 33.63% | 34.02% | 33.2% | 37% | 33% | 32.07% | 33.28% | 35.01% | 34.31%
Riverland | SA | 28.22% | 29.27% | 28.9% | 31.6% | 27.52% | 28.25% | 28.42% | 31.53% | 31.33% | Riverland | SA | 28.11% | 28.68% | 28.36% | 30.95% | 26.95% | 27.55% | 27.69% | 30.38% | 29.86%
Mid-North SA | SA | 38.6% | 38.87% | 38.2% | 40.24% | 37.62% | 37.25% | 38.2% | 41.12% | 40.9% | Mid-North SA | SA | 35.79% | 36.72% | 36.2% | 41.16% | 35.51% | 36.13% | 35.77% | 40.66% | 39.42%
Yorke Peninsula | SA | 36.88% | 37.45% | 34.97% | 40.39% | 35.22% | 35.87% | 35.04% | 38.8% | 38.06% | Yorke Peninsula | SA | 34.86% | 35.88% | 34.36% | 39.47% | 33.72% | 34.14% | 33.86% | 37.61% | 35.67%
Northern SA | SA | 36.01% | 36.54% | 36.34% | 39.18% | 36.23% | 35.61% | 36.78% | 39.51% | 40.35% | Northern SA | SA | 31.61% | 32.78% | 33.79% | 35.13% | 32.63% | 33.19% | 33.28% | 34.68% | 33.95%
Leigh Creek | SA | 41.13% | 41.89% | 42.21% | 40.83% | 40.77% | 40.17% | 40.75% | 43.47% | 42.78% | Leigh Creek | SA | 38.62% | 38.3% | 38.55% | 38.81% | 38.15% | 37.67% | 38.19% | 40.49% | 38.63%
Roxby Downs | SA | 32.25% | 32.48% | 33.91% | 35.37% | 31.6% | 32.21% | 32.5% | 35.79% | 36.19% | Roxby Downs | SA | 30.87% | 31.46% | 32.23% | 33.15% | 30.47% | 31.05% | 31.81% | 34.43% | 32.67%
Eastern Eyre Peninsula | SA | 37.86% | 38.15% | 35.97% | 42.18% | 35.81% | 36.96% | 35.67% | 39.53% | 38.29% | Eastern Eyre Peninsula | SA | 34.16% | 35.65% | 35.29% | 40.55% | 33.46% | 34.58% | 34.2% | 38.51% | 36.01%
Western Eyre Peninsula | SA | 35.95% | 36.6% | 35.02% | 39.58% | 33.73% | 35.29% | 34.35% | 38.22% | 38.36% | Western Eyre Peninsula | SA | 33.37% | 33.8% | 33.23% | 37.35% | 31.6% | 33.41% | 32.62% | 35.82% | 34.95%
North East Tasmania | TAS | 43.13% | 40.89% | 40.61% | 45.11% | 43.39% | 42.34% | 45.33% | 43.81% | 44.85% | North East Tasmania | TAS | 40.47% | 37.87% | 37.35% | 41.42% | 38.59% | 38.35% | 42.39% | 41.55% | 41.57%
North West Tasmania | TAS | 46.67% | 45.79% | 43.01% | 48.43% | 45.41% | 43.37% | 45.28% | 47.92% | 46.69% | North West Tasmania | TAS | 42.97% | 43.01% | 41.23% | 44.83% | 42.82% | 40.07% | 41.97% | 44.64% | 43.39%
Tasmania Midlands | TAS | 52.65% | 51.8% | 51.5% | 54.03% | 52.14% | 50.48% | 52.49% | 53.55% | 54.86% | Tasmania Midlands | TAS | 48.92% | 48.46% | 46.37% | 49.37% | 48.9% | 45.36% | 48.17% | 50.52% | 50.71%
Solar PV | [10 empty] | Solar Thermal
Candidate REZ name | Region | Reference year (Financial year ending) 2011: Reference year (Financial year ending) | Candidate REZ name | Region | Reference year (Financial year ending)
|  | 2011 | 2012 | 2013 | 2014 | 2015 | 2016 | 2017 | 2018 | 2019 |  |  | 2011 | 2012 | 2013 | 2014 | 2015 | 2016 | 2017 | 2018 | 2019
Far North QLD | QLD | 25.24% | 27.67% | 27.87% | 27.26% | 29.25% | 28.12% | 28.05% | 28.76% | 28.67% | Far North QLD | QLD | 28.32% | 35.67% | 36.77% | 33.77% | 38.14% | 36.5% | 39.32% | 41.51% | 41.86%
North Qld Clean Energy Hub | QLD | 29.32% | 30.81% | 31.01% | 31.24% | 32.31% | 32.11% | 33.02% | 32.44% | 32.39% | North Qld Clean Energy Hub | QLD | 32.89% | 38.35% | 38.78% | 39.46% | 43.68% | 42.66% | 44.41% | 43.69% | 45.4%
Northern Qld | QLD | 26.03% | 29.37% | 30.44% | 30.11% | 31.89% | 31.59% | 31.67% | 31.92% | 31.58% | Northern Qld | QLD | 24.9% | 32.68% | 36.15% | 35.06% | 39.48% | 37.47% | 37.69% | 39.8% | 40.22%
Isaac | QLD | 25.84% | 28.97% | 29.2% | 30.39% | 31% | 31.02% | 30.6% | 31.28% | 31.03% | Isaac | QLD | 25.55% | 34.28% | 36.04% | 35.28% | 38.78% | 36.85% | 36.77% | 41.14% | 40.8%
Barcaldine | QLD | 29.18% | 30.71% | 31.72% | 33.41% | 33.34% | 32.92% | 32.43% | 33.87% | 33.94% | Barcaldine | QLD | 38.62% | 41.35% | 43.75% | 47.02% | 48.36% | 47.47% | 46.54% | 48.67% | 50.39%
Fitzroy | QLD | 25.05% | 28.03% | 28.06% | 30.09% | 29.82% | 30.06% | 30.28% | 30.8% | 30.49% | Fitzroy | QLD | 23.75% | 31.65% | 32.46% | 36.43% | 35.86% | 35.2% | 38.28% | 39.66% | 39.93%
Wide Bay | QLD | 23.39% | 26.21% | 26.77% | 28.98% | 28.29% | 28.1% | 28.55% | 29.16% | 29.32% | Wide Bay | QLD | 21.17% | 27.34% | 28.05% | 32.26% | 32% | 29.96% | 31.6% | 34.73% | 34.79%
Darling Downs | QLD | 26.26% | 28.32% | 29.29% | 31.47% | 30.56% | 30.02% | 30.34% | 31.29% | 31.42% | Darling Downs | QLD | 23.89% | 29.34% | 30.27% | 35.52% | 33.11% | 31.01% | 34.05% | 36.35% | 36.71%
North West NSW | NSW | 27.62% | 28.79% | 30.04% | 31.17% | 30.71% | 30.69% | 30.4% | 31.99% | 32.1% | North West NSW | NSW | 30.85% | 35.83% | 39.03% | 41.6% | 40.79% | 40.22% | 40.52% | 45.31% | 45.2%
New England | NSW | 24.66% | 26.2% | 27.55% | 30.07% | 28.65% | 28.86% | 27.02% | 29.24% | 29.59% | New England | NSW | 25.21% | 28.93% | 30.69% | 36.74% | 34.66% | 34.17% | 32.46% | 36.61% | 36.7%
Central West NSW | NSW | 25.23% | 25.63% | 27.42% | 28.93% | 28.56% | 27.95% | 27.47% | 29.25% | 29.33% | Central West NSW | NSW | 21.41% | 22.45% | 27.8% | 32.47% | 29.84% | 29.31% | 27.83% | 30.92% | 31.94%
Southern NSW Tablelands | NSW | 23.35% | 23.4% | 25.68% | 26.92% | 26.02% | 25.71% | 24.61% | 26.39% | 26.22% | Southern NSW Tablelands | NSW | 24.2% | 23.99% | 28.75% | 32.73% | 28.96% | 30.03% | 28.93% | 32.53% | 31.54%
Broken Hill | NSW | 29.61% | 30.57% | 30.63% | 31.87% | 31.95% | 30.37% | 30.94% | 32.03% | 32.21% | Broken Hill | NSW | 36.88% | 38.74% | 39.99% | 42.73% | 43.19% | 39.63% | 40.74% | 43.39% | 44.27%
South West NSW | NSW | 27.98% | 28.15% | 28.5% | 28.59% | 29.54% | 28.63% | 27.73% | 29.12% | 29.31% | South West NSW | NSW | 33.79% | 35.14% | 35.71% | 35.34% | 38.48% | 37.37% | 34.95% | 37.67% | 38.8%
Wagga Wagga | NSW | 26.6% | 27.12% | 28.1% | 27.59% | 29.15% | 28.34% | 27.29% | 27.96% | 28.44% | Wagga Wagga | NSW | 30.72% | 30.85% | 33.8% | 32.87% | 35.38% | 35.32% | 31.83% | 34.12% | 33.61%
Tumut | NSW | 25.88% | 25.52% | 26.15% | 26.88% | 28.31% | 27.71% | 26.67% | 27.21% | 27.53% | Tumut | NSW | 28.57% | 26.57% | 28.63% | 31.99% | 30.88% | 30.34% | 28.05% | 31.19% | 32.11%
Cooma-Monaro | NSW | 24.89% | 23.76% | 24.87% | 25.71% | 25.48% | 25.03% | 23.92% | 25.38% | 26.06% | Cooma-Monaro | NSW | 31.5% | 32.45% | 34.12% | 33.4% | 35.91% | 35.45% | 32.78% | 34.36% | 36.24%
Ovens Murray | VIC | 24.27% | 24.64% | 25.42% | 24.32% | 26.74% | 25.71% | 25.23% | 25.7% | 25.74% | Ovens Murray | VIC | 28.17% | 29.08% | 30.99% | 27.54% | 32.26% | 31.53% | 30.07% | 32.07% | 32.22%
Murray River | VIC | 26.64% | 27.29% | 27.58% | 27.71% | 29.02% | 28.14% | 27.64% | 28.48% | 28.94% | Murray River | VIC | 30.41% | 33.57% | 33.81% | 32.9% | 37.59% | 36.88% | 33.76% | 35.46% | 37.18%
Western Victoria | VIC | 23.33% | 24.26% | 24.38% | 23.96% | 25.32% | 25.13% | 24.1% | 24.67% | 25.43% | Western Victoria | VIC | 21.63% | 23.2% | 24.32% | 24.46% | 25.77% | 25.57% | 24.41% | 25.65% | 27.85%
South West Victoria | VIC | 20.75% | 22.26% | 22.76% | 22.68% | 22.94% | 23.66% | 21.57% | 23.1% | 24.16% | South West Victoria | VIC | 18.08% | 21.47% | 22.04% | 21.41% | 22.13% | 24.12% | 21.32% | 22.58% | 25.89%
Gippsland | VIC | 22.63% | 23.48% | 24.97% | 24.83% | 25.55% | 25.09% | 23.83% | 24.83% | 26.04% | Gippsland | VIC | 19.23% | 21.22% | 23.93% | 23.74% | 24.94% | 24.96% | 22.5% | 23.42% | 26.79%
Central North Vic | VIC | 26.42% | 27.51% | 27.57% | 26.99% | 29.06% | 28.37% | 27.16% | 27.84% | 28.23% | Central North Vic | VIC | 29.9% | 33.49% | 33.18% | 31.73% | 36.01% | 35.39% | 32.43% | 33.77% | 34.77%
South East SA | SA | 23.93% | 25.07% | 25.04% | 25.13% | 25.91% | 26.07% | 24.64% | 24.95% | 25.73% | South East SA | SA | 26.92% | 30.66% | 30.09% | 30.44% | 31.92% | 31.48% | 29.43% | 30.15% | 31.89%
Riverland | SA | 28.16% | 28.43% | 28.39% | 29.08% | 29.96% | 29.32% | 29.34% | 29.46% | 29.69% | Riverland | SA | 31.21% | 33.09% | 33.86% | 34.4% | 37.72% | 35.33% | 35.05% | 35.34% | 35.76%
Mid-North SA | SA | 25.86% | 27.06% | 27.34% | 27.48% | 28.59% | 28.01% | 27% | 27.16% | 27.92% | Mid-North SA | SA | 27.02% | 29.39% | 30.91% | 30.46% | 32.15% | 32.33% | 29.34% | 30.58% | 31.54%
Yorke Peninsula | SA | 26.04% | 26.82% | 27.17% | 27.27% | 28.19% | 28.11% | 27.39% | 27.17% | 27.99% | Yorke Peninsula | SA | 25.39% | 28.17% | 29.89% | 29.5% | 30.7% | 30.24% | 30.43% | 29.55% | 31.83%
Northern SA | SA | 28.28% | 29.25% | 29.12% | 29.45% | 30.38% | 29.55% | 29.45% | 29.36% | 29.6% | Northern SA | SA | 35.74% | 37.04% | 37.1% | 37.31% | 39.5% | 38.09% | 39.19% | 38.86% | 39.7%
Leigh Creek | SA | 30.47% | 31.44% | 30.81% | 32.76% | 32.67% | 30.24% | 31.19% | 31.71% | 31.68% | Leigh Creek | SA | 39.95% | 41.96% | 41.05% | 45.41% | 45.79% | 41.76% | 42.93% | 44.81% | 45.57%
Roxby Downs | SA | 30.43% | 31.24% | 31.27% | 32.34% | 32.51% | 31.36% | 32.27% | 32.01% | 31.84% | Roxby Downs | SA | 41.27% | 41.75% | 42.18% | 44.54% | 44.93% | 41.9% | 45.13% | 44.27% | 44.27%
Eastern Eyre Peninsula | SA | 24.48% | 25.88% | 26.58% | 26.7% | 27.13% | 27.17% | 26.47% | 26.46% | 27.85% | Eastern Eyre Peninsula | SA | 26.59% | 29.47% | 31.47% | 31.58% | 33.28% | 32.99% | 30.64% | 31.55% | 34.17%
Western Eyre Peninsula | SA | 27.5% | 28.35% | 28.25% | 28.95% | 30% | 29.46% | 28.95% | 29.1% | 29.31% | Western Eyre Peninsula | SA | 30.96% | 32.73% | 32.59% | 34.17% | 36.75% | 35.84% | 34.24% | 35.33% | 36.45%
North East Tasmania | TAS | 23.84% | 23.47% | 23.76% | 23.98% | 24.89% | 24.93% | 23.66% | 24.6% | 24.81% | North East Tasmania | TAS | 23.71% | 22.49% | 22.36% | 23.51% | 25.29% | 24.93% | 23.16% | 25.44% | 25.78%
North West Tasmania | TAS | 22.74% | 23.22% | 22.73% | 22.4% | 23.19% | 23.74% | 21.63% | 22.13% | 22.81% | North West Tasmania | TAS | 20.85% | 22.93% | 20.36% | 20.15% | 21.16% | 22.6% | 20.12% | 20.91% | 23.1%
Tasmania Midlands | TAS | 23.15% | 22.41% | 22.48% | 22.41% | 23.87% | 23.67% | 22.75% | 23.57% | 24.33% | Tasmania Midlands | TAS | 24.71% | 22.31% | 22.64% | 23.31% | 25.02% | 24.73% | 23.78% | 25.41% | 26.8%
High Wind - offshore | [10 empty] | Medium Wind - offshore
REZ name | Region | Reference year (Financial year ending) 2011: Reference year (Financial year ending) | REZ name | Region | Reference year (Financial year ending)
|  | 2011 | 2012 | 2013 | 2014 | 2015 | 2016 | 2017 | 2018 | 2019 |  |  | 2011 | 2012 | 2013 | 2014 | 2015 | 2016 | 2017 | 2018 | 2019
Gippsland Offshore | VIC | 41.96% | 41.09% | 40.6% | 44.57% | 41.13% | 39.76% | 42.16% | 43.23% | 41.2% | Gippsland Offshore | VIC | 41.51% | 40.44% | 39.98% | 43.34% | 40.39% | 38.34% | 41.35% | 42.39% | 40.96%

## Lead Time and project life
Go to Assumptions Summary
Lead time and project life
Development lead time considers the time necessary to undertake feasibility studies, secure necessary development approvals, and to construct the project. For capacity planning therefore, the lead time reflects the shortest time before a technology can commence operation.
GHD have provided lead time as a combination of lead time for feasibility and construction time. These values have been adjusted for some technologies to reflect the degree of active development interest, as demonstrated by the projects proposed, advancing or committed in AEMO's Generation Information page, particularly for Wind and Solar technologies.
Technology | Feasibility Period (years) | Construction Time (years) 2 | Total lead time (years) | Economic Life (years) 3 | Techincal Life (years) 4
Black Coal (supercritical PC) | 4 | 4 | 8 | 25 | 50
Brown Coal (supercritical PC) | 4 | 4 | 8 | 25 | 50
OCGT | 3 | 1 | 4 | 25 | 30
CCGT | 3 | 2 | 5 | 25 | 30
Biomass | 3 | 2 | 5 | 25 | 50
Large scale Solar PV | 0 | 1 | 1 | 25 | 30
Solar Thermal (8hrs Storage) | 3 | 3 | 6 | 25 | 40
Battery storage (2hrs storage) | 1 | 1 | 2 | 10 | 15
Battery storage (4hrs storage) | 1 | 1 | 2 | 10 | 15
Wind | 0 | 2 | 2 | 25 | 30
Wind - Offshore | 2 | 2 | 4 | 25 | 30
Pumped Hydro (6hrs storage) | 2 | 4 | 6 | 30 | 50
Pumped Hydro (12hrs storage) | 2 | 4 | 6 | 30 | 50
Pumped Hydro (24hrs storage) | 2 | 4 | 6 | 30 | 50
Pumped Hydro (48hrs storage) | 2 | 4 | 6 | 30 | 50
Source: GHD cost and technical parameter review
Note 1: Given existing development activity in these technologies, AEMO has removed the development lead time for onshore wind and large-scale solar PV as stated by GHD. The total lead time therefore reflects the construction time only.
Note 2: GHD has provided construction time in weeks. AEMO has converted this time to years and rounded up to the nearest whole year for capacity planning.
Note 3: Period of time required for the project to recover build costs.
Note 4: Period of time project is operational before life extension refurbishment or retirement.

## WACC
Go to Assumptions Summary
Weighted average cost of capital (WACC)
WACC expresses the costs incurred to obtain finance for capital expenditure
WACC is assumed to return to typical historical values, corresponding to reduction of debt and increase in equity. Estimate is intentionally conservative, corresponding to a marginally optimistic capital investment cost, faster change in mix and higher need for responsiveness from the market. Value represents real, pre-tax WACC.
WACC (%)
| Slow change | Central | Fast | High DER | Step Change
All new generation and transmission | 7.9 | 5.9 | 5.9 | 5.9 | 5.9
For the Slow Change scenario AEMO will apply a higher WACC, given that scenario’s settings are associated with lesser available capital and weaker investment conditions. For that scenario, AEMO will apply a 2% uplift, increasing the WACC from 5.9% real, pre-tax to 7.9%.
Source:
https://www.energynetworks.com.au/sites/default/files/ena_rit-t_handbook_15_march_2019.pdf
(page 67)

## Storage properties
Go to Assumptions Summary
Battery properties
Property | Battery storage (2hrs storage) | Battery storage (4hrs storage) | Virtual Power Plants (aggregated ESS)
Maximum power1 | 1 | 1 | 1 | MW
Energy capacity | 2 | 4 | 2.6 | MWh
Round Trip efficiency (aggregated)2 |  |  | 85 | %
Charge efficiency (utility) | 90 | 90 |  | %
Discharge efficiency (utility) | 90 | 90 |  | %
Round Trip efficiency (utility) | 81 | 81 |  | %
Economic life | 10 | 10 |  | years
Technical life | 15 | 15 |  | years
Allowable Max State of Charge | 90 | 90 | 90 | %
Allowable Min State of Charge | 10 | 10 | 10 | %
Notes:
1. Power and capacity are defined as a 1:2 ratio. The model is free to build utility-scale batteries up to defined build limits.
2. Round Trip efficiency for these batteries has been sourced from the assumptions of the consultants who provided the embedded energy storage projections to ensure consistency. Source: https://www.aemo.com.au/-/media/Files/Electricity/NEM/Planning_and_Forecasting/Inputs-Assumptions-Methodologies/2019/2019-Projections-for-Small-Scale-Embedded-Technologies-Report-by-CSIRO.pdf
Pumped hydro properties
Property | Value
| Snowy 2.04 | Battery of the Nation | Snowy5 | Wivenhoe | Shoalhaven | New Entrant PHES
Installed Capacity3 | 2040 | 3000 |  | 570 | 240 | - | MW
Storage Capacity | 168 | 24 |  | 10 | 63.5 | 6 to 48 | hours
Pumping efficiency | 76 | 80 | 78 | 70 | 70 | 80 | %
Economic life | 30 | 30 |  |  |  | 30 | years
Technical life | 50 | 50 |  |  |  | 50 | years
Note:
1. Data on economic life and technical life of batteries and pumped hydro plants are from the GHD 2018 AEMO costs and technical parameter review. GHD has assumed that economic life refers to the design life of a plant and the technical life of a plant is the elapsed time between first commercial operation and decommissioning.
2. Both Economic life and technical life are applied only for the batteries in the capacity expansion planning models as both technical life and economic life of batteries are less than the planning horizon.
3. AEMO models a range of storage sizes for new entrant pumped hydro (6, 12, 24 and 48 hours storage)
3. The model is free to build generic pump hydro for different storage capacity options up to defined build limits.
4. Snowy 2.0 Round Trip efficiency has been sourced from Snowy Hydro Limited's report on NEM outlook and Snowy 2.0. Source: https://www.snowyhydro.com.au/wp-content/uploads/2018/01/MJA_ReportFinal_Jan2018.pdf
5. Snowy Pumping Efficiency based on discussions with participant

## Coal and Biomass price
Go to Assumptions Summary
Coal price (AU$/GJ, real 2019 dollars)
Coal Prices based on 2019 coal price forecast update by WoodMackenzie.
Biomass is based on an AEMO assumption.
Fuel Cost Scenario | Modelling Scenario
Neutral | Central, High DER, Fast Change
Generator | WoodMackenzie Coal Price Scenario | 2019-20 | 2020-21 | 2021-22 | 2022-23 | 2023-24 | 2024-25 | 2025-26 | 2026-27 | 2027-28 | 2028-29 | 2029-30 | 2030-31 | 2031-32 | 2032-33 | 2033-34 | 2034-35 | 2035-36 | 2036-37 | 2037-38 | 2038-39 | 2039-40 | 2040-41 | 2041-42 | 2042-43 | 2043-44 | 2044-45 | 2045-46 | 2046-47 | 2047-48 | 2048-49 | 2049-50
Bayswater | Neutral | 1.61 | 1.59 | 1.55 | 1.6 | 1.67 | 1.6 | 1.51 | 1.65 | 2.24 | 2.69 | 2.64 | 2.67 | 2.74 | 2.77 | 2.81 | 2.86 | 2.93 | 2.98 | 2.99 | 2.94 | 2.89 | 2.88 | 2.88 | 2.88 | 2.88 | 2.88 | 2.88 | 2.88 | 2.88 | 2.88 | 2.88
Eraring | Neutral | 3.99 | 3.72 | 3.45 | 3.38 | 3.44 | 3.55 | 3.66 | 3.75 | 3.73 | 3.61 | 3.53 | 3.51 | 3.72 | 3.92 | 3.96 | 4.04 | 4.14 | 4.21 | 4.23 | 4.16 | 4.09 | 4.08 | 4.08 | 4.08 | 4.08 | 4.08 | 4.08 | 4.08 | 4.08 | 4.08 | 4.08
Liddell | Neutral | 1.61 | 1.59 | 1.55 | 1.6 | 1.67 | 1.6 | 1.51 | 1.65 | 2.24 | 2.69 | 2.64 | 2.67 | 2.74 | 2.77 | 2.81 | 2.86 | 2.93 | 2.98 | 2.99 | 2.94 | 2.89 | 2.88 | 2.88 | 2.88 | 2.88 | 2.88 | 2.88 | 2.88 | 2.88 | 2.88 | 2.88
Mt Piper | Neutral | 3.99 | 3.72 | 3.45 | 3.38 | 3.44 | 3.55 | 3.66 | 3.75 | 3.73 | 3.61 | 3.53 | 3.51 | 3.72 | 3.92 | 3.96 | 4.04 | 4.14 | 4.21 | 4.23 | 4.16 | 4.09 | 4.09 | 4.09 | 4.09 | 4.09 | 4.09 | 4.09 | 4.09 | 4.09 | 4.09 | 4.09
Vales Point B | Neutral | 3.57 | 3.28 | 3.12 | 3.1 | 3.15 | 3.21 | 3.27 | 3.33 | 3.32 | 3.25 | 3.2 | 3.19 | 3.31 | 3.43 | 3.45 | 3.5 | 3.55 | 3.6 | 3.61 | 3.57 | 3.53 | 3.52 | 3.52 | 3.52 | 3.52 | 3.52 | 3.52 | 3.52 | 3.52 | 3.52 | 3.52
Callide B | Neutral | 2.22 | 2.18 | 2.13 | 2.1 | 2.09 | 2.1 | 2.13 | 2.15 | 2.15 | 2.13 | 2.11 | 2.11 | 2.13 | 2.14 | 2.15 | 2.16 | 2.18 | 2.18 | 2.18 | 2.16 | 2.14 | 2.13 | 2.13 | 2.13 | 2.13 | 2.13 | 2.13 | 2.13 | 2.13 | 2.13 | 2.13
Callide C | Neutral | 2.22 | 2.18 | 2.13 | 2.1 | 2.09 | 2.1 | 2.13 | 2.15 | 2.15 | 2.13 | 2.11 | 2.11 | 2.13 | 2.14 | 2.15 | 2.16 | 2.18 | 2.18 | 2.18 | 2.16 | 2.14 | 2.13 | 2.13 | 2.13 | 2.13 | 2.13 | 2.13 | 2.13 | 2.13 | 2.13 | 2.13
Gladstone | Neutral | 2.65 | 2.51 | 2.36 | 2.27 | 2.28 | 2.38 | 2.47 | 2.51 | 2.54 | 2.47 | 2.56 | 2.73 | 2.76 | 2.77 | 2.8 | 2.86 | 2.92 | 2.97 | 2.98 | 2.93 | 2.88 | 2.87 | 2.87 | 2.87 | 2.87 | 2.87 | 2.87 | 2.87 | 2.87 | 2.87 | 2.87
Kogan Creek | Neutral | 1.37 | 1.39 | 1.4 | 1.4 | 1.4 | 1.4 | 1.4 | 1.4 | 1.4 | 1.4 | 1.4 | 1.4 | 1.4 | 1.4 | 1.4 | 1.4 | 1.4 | 1.4 | 1.4 | 1.4 | 1.4 | 1.4 | 1.4 | 1.4 | 1.4 | 1.4 | 1.4 | 1.4 | 1.4 | 1.4 | 1.4
Millmerran | Neutral | 1.18 | 1.22 | 1.24 | 1.25 | 1.25 | 1.25 | 1.25 | 1.25 | 1.25 | 1.25 | 1.25 | 1.25 | 1.25 | 1.25 | 1.25 | 1.25 | 1.25 | 1.25 | 1.25 | 1.25 | 1.25 | 1.25 | 1.25 | 1.25 | 1.25 | 1.25 | 1.25 | 1.25 | 1.25 | 1.25 | 1.25
Stanwell | Neutral | 2.51 | 2.5 | 2.47 | 2.47 | 2.47 | 2.47 | 2.47 | 2.5 | 2.56 | 2.56 | 2.5 | 2.51 | 2.56 | 2.6 | 2.63 | 2.69 | 2.72 | 2.72 | 2.72 | 2.72 | 2.72 | 2.72 | 2.72 | 2.72 | 2.72 | 2.72 | 2.72 | 2.72 | 2.72 | 2.72 | 2.72
Tarong | Neutral | 2.36 | 2.42 | 2.46 | 2.48 | 2.48 | 2.48 | 2.48 | 2.48 | 2.48 | 2.48 | 2.48 | 2.48 | 2.48 | 2.48 | 2.48 | 2.48 | 2.48 | 2.48 | 2.48 | 2.48 | 2.48 | 2.48 | 2.48 | 2.48 | 2.48 | 2.48 | 2.48 | 2.48 | 2.48 | 2.48 | 2.48
Tarong North | Neutral | 2.36 | 2.42 | 2.46 | 2.48 | 2.48 | 2.48 | 2.48 | 2.48 | 2.48 | 2.48 | 2.48 | 2.48 | 2.48 | 2.48 | 2.48 | 2.48 | 2.48 | 2.48 | 2.48 | 2.48 | 2.48 | 2.48 | 2.48 | 2.48 | 2.48 | 2.48 | 2.48 | 2.48 | 2.48 | 2.48 | 2.48
Loy Yang A | Neutral | 0.64 | 0.64 | 0.64 | 0.64 | 0.64 | 0.64 | 0.64 | 0.64 | 0.64 | 0.64 | 0.64 | 0.64 | 0.64 | 0.64 | 0.64 | 0.64 | 0.64 | 0.64 | 0.64 | 0.64 | 0.64 | 0.64 | 0.64 | 0.64 | 0.64 | 0.64 | 0.64 | 0.64 | 0.64 | 0.64 | 0.64
Loy Yang B | Neutral | 0.64 | 0.64 | 0.64 | 0.64 | 0.64 | 0.64 | 0.64 | 0.64 | 0.64 | 0.64 | 0.64 | 0.64 | 0.64 | 0.64 | 0.64 | 0.64 | 0.64 | 0.64 | 0.64 | 0.64 | 0.64 | 0.64 | 0.64 | 0.64 | 0.64 | 0.64 | 0.64 | 0.64 | 0.64 | 0.64 | 0.64
Yallourn W | Neutral | 0.64 | 0.64 | 0.64 | 0.64 | 0.64 | 0.64 | 0.64 | 0.64 | 0.64 | 0.64 | 0.64 | 0.64 | 0.64 | 0.64 | 0.64 | 0.64 | 0.64 | 0.64 | 0.64 | 0.64 | 0.64 | 0.64 | 0.64 | 0.64 | 0.64 | 0.64 | 0.64 | 0.64 | 0.64 | 0.64 | 0.64
New generating stations
North Queensland | Neutral | 3 | 2.97 | 2.92 | 2.9 | 2.91 | 2.92 | 2.93 | 2.94 | 2.94 | 2.93 | 2.92 | 2.92 | 2.92 | 2.93 | 2.93 | 2.93 | 2.93 | 2.93 | 2.93 | 2.93 | 2.93 | 2.93 | 2.93 | 2.93 | 2.93 | 2.93 | 2.93 | 2.93 | 2.93 | 2.93 | 2.93
Central Queensland | Neutral | 2.88 | 2.7 | 2.5 | 2.39 | 2.39 | 2.49 | 2.61 | 2.7 | 2.72 | 2.63 | 2.55 | 2.54 | 2.58 | 2.62 | 2.66 | 2.74 | 2.83 | 2.91 | 2.94 | 2.88 | 2.81 | 2.8 | 2.8 | 2.8 | 2.8 | 2.8 | 2.8 | 2.8 | 2.8 | 2.8 | 2.8
Southwest Queensland | Neutral | 3.8 | 3.48 | 3.09 | 2.89 | 2.86 | 2.93 | 3.05 | 3.14 | 3.13 | 3.01 | 2.92 | 2.94 | 2.98 | 3 | 3.04 | 3.12 | 3.21 | 3.28 | 3.3 | 3.22 | 3.15 | 3.14 | 3.14 | 3.14 | 3.14 | 3.14 | 3.14 | 3.14 | 3.14 | 3.14 | 3.14
Northern NSW | Neutral | 3.68 | 3.36 | 2.97 | 2.77 | 2.74 | 2.82 | 2.93 | 3.02 | 3.01 | 2.89 | 2.8 | 2.82 | 2.86 | 2.88 | 2.92 | 3 | 3.09 | 3.16 | 3.18 | 3.1 | 3.03 | 3.02 | 3.02 | 3.02 | 3.02 | 3.02 | 3.02 | 3.02 | 3.02 | 3.02 | 3.02
North-Central NSW | Neutral | 3.8 | 3.52 | 3.19 | 3.01 | 3 | 3.08 | 3.2 | 3.28 | 3.28 | 3.17 | 3.09 | 3.09 | 3.13 | 3.16 | 3.2 | 3.28 | 3.37 | 3.45 | 3.46 | 3.39 | 3.33 | 3.31 | 3.31 | 3.31 | 3.31 | 3.31 | 3.31 | 3.31 | 3.31 | 3.31 | 3.31
Latrobe Valley | Neutral | 0.67 | 0.67 | 0.67 | 0.67 | 0.67 | 0.67 | 0.67 | 0.67 | 0.67 | 0.67 | 0.67 | 0.67 | 0.67 | 0.67 | 0.67 | 0.67 | 0.67 | 0.67 | 0.67 | 0.67 | 0.67 | 0.67 | 0.67 | 0.67 | 0.67 | 0.67 | 0.67 | 0.67 | 0.67 | 0.67 | 0.67
Fast | Step Change
Generator | WoodMackenzie Coal Price Scenario | 2019-20 | 2019-20 | 2019-20 | 2019-20 | 2019-20 | 2019-20 | 2019-20 | 2019-20 | 2019-20 | 2019-20 | 2019-20 | 2019-20 | 2019-20 | 2019-20 | 2019-20 | 2019-20 | 2019-20 | 2019-20 | 2019-20 | 2019-20 | 2019-20 | 2019-20 | 2019-20 | 2019-20 | 2019-20 | 2019-20 | 2019-20 | 2019-20 | 2019-20 | 2019-20 | 2019-20
Bayswater | Fast | 1.6 | 1.58 | 1.54 | 1.58 | 1.65 | 1.58 | 1.48 | 1.51 | 1.79 | 2.04 | 2 | 2.01 | 2.05 | 2.04 | 2.03 | 1.93 | 1.83 | 1.81 | 1.78 | 1.77 | 1.74 | 1.73 | 1.73 | 1.73 | 1.73 | 1.73 | 1.73 | 1.73 | 1.73 | 1.73 | 1.73
Eraring | Fast | 3.91 | 3.56 | 3.28 | 3.16 | 3.1 | 3.07 | 3 | 2.94 | 2.88 | 2.81 | 2.73 | 2.69 | 2.85 | 3 | 2.99 | 2.86 | 2.73 | 2.69 | 2.65 | 2.62 | 2.6 | 2.58 | 2.58 | 2.58 | 2.58 | 2.58 | 2.58 | 2.58 | 2.58 | 2.58 | 2.58
Liddell | Fast | 1.6 | 1.58 | 1.54 | 1.58 | 1.65 | 1.58 | 1.48 | 1.51 | 1.79 | 2.04 | 2 | 2.01 | 2.05 | 2.04 | 2.03 | 1.93 | 1.83 | 1.81 | 1.78 | 1.77 | 1.74 | 1.73 | 1.73 | 1.73 | 1.73 | 1.73 | 1.73 | 1.73 | 1.73 | 1.73 | 1.73
Mt Piper | Fast | 3.91 | 3.56 | 3.28 | 3.16 | 3.1 | 3.07 | 3 | 2.94 | 2.88 | 2.81 | 2.73 | 2.69 | 2.85 | 3 | 2.99 | 2.86 | 2.73 | 2.69 | 2.65 | 2.62 | 2.6 | 2.6 | 2.6 | 2.6 | 2.6 | 2.6 | 2.6 | 2.6 | 2.6 | 2.6 | 2.6
Vales Point B | Fast | 3.53 | 3.19 | 3.03 | 2.97 | 2.93 | 2.91 | 2.87 | 2.83 | 2.8 | 2.76 | 2.73 | 2.71 | 2.78 | 2.86 | 2.85 | 2.79 | 2.73 | 2.71 | 2.69 | 2.68 | 2.67 | 2.66 | 2.66 | 2.66 | 2.66 | 2.66 | 2.66 | 2.66 | 2.66 | 2.66 | 2.66
Callide B | Fast | 2.2 | 2.15 | 2.09 | 2.04 | 2.01 | 1.99 | 1.98 | 1.97 | 1.96 | 1.94 | 1.93 | 1.93 | 1.93 | 1.93 | 1.91 | 1.88 | 1.86 | 1.84 | 1.83 | 1.82 | 1.81 | 1.81 | 1.81 | 1.81 | 1.81 | 1.81 | 1.81 | 1.81 | 1.81 | 1.81 | 1.81
Callide C | Fast | 2.2 | 2.15 | 2.09 | 2.04 | 2.01 | 1.99 | 1.98 | 1.97 | 1.96 | 1.94 | 1.93 | 1.93 | 1.93 | 1.93 | 1.91 | 1.88 | 1.86 | 1.84 | 1.83 | 1.82 | 1.81 | 1.81 | 1.81 | 1.81 | 1.81 | 1.81 | 1.81 | 1.81 | 1.81 | 1.81 | 1.81
Gladstone | Fast | 2.58 | 2.37 | 2.19 | 2.05 | 1.97 | 1.97 | 1.9 | 1.82 | 1.8 | 1.76 | 1.86 | 2.01 | 2.01 | 1.99 | 1.98 | 1.89 | 1.8 | 1.77 | 1.74 | 1.72 | 1.71 | 1.7 | 1.7 | 1.7 | 1.7 | 1.7 | 1.7 | 1.7 | 1.7 | 1.7 | 1.7
Kogan Creek | Fast | 1.37 | 1.39 | 1.4 | 1.4 | 1.4 | 1.4 | 1.4 | 1.4 | 1.4 | 1.4 | 1.4 | 1.4 | 1.4 | 1.4 | 1.4 | 1.4 | 1.4 | 1.4 | 1.4 | 1.4 | 1.4 | 1.4 | 1.4 | 1.4 | 1.4 | 1.4 | 1.4 | 1.4 | 1.4 | 1.4 | 1.4
Millmerran | Fast | 1.18 | 1.22 | 1.24 | 1.25 | 1.25 | 1.25 | 1.25 | 1.25 | 1.25 | 1.25 | 1.25 | 1.25 | 1.25 | 1.25 | 1.25 | 1.25 | 1.25 | 1.25 | 1.25 | 1.25 | 1.25 | 1.25 | 1.25 | 1.25 | 1.25 | 1.25 | 1.25 | 1.25 | 1.25 | 1.25 | 1.25
Stanwell | Fast | 2.51 | 2.5 | 2.47 | 2.47 | 2.47 | 2.47 | 2.47 | 2.43 | 2.18 | 1.95 | 1.9 | 1.89 | 1.9 | 1.9 | 1.89 | 1.81 | 1.73 | 1.73 | 1.73 | 1.73 | 1.73 | 1.73 | 1.73 | 1.73 | 1.73 | 1.73 | 1.73 | 1.73 | 1.73 | 1.73 | 1.73
Tarong | Fast | 2.36 | 2.42 | 2.46 | 2.48 | 2.48 | 2.48 | 2.48 | 2.48 | 2.48 | 2.48 | 2.48 | 2.48 | 2.48 | 2.48 | 2.48 | 2.48 | 2.48 | 2.48 | 2.48 | 2.48 | 2.48 | 2.48 | 2.48 | 2.48 | 2.48 | 2.48 | 2.48 | 2.48 | 2.48 | 2.48 | 2.48
Tarong North | Fast | 2.36 | 2.42 | 2.46 | 2.48 | 2.48 | 2.48 | 2.48 | 2.48 | 2.48 | 2.48 | 2.48 | 2.48 | 2.48 | 2.48 | 2.48 | 2.48 | 2.48 | 2.48 | 2.48 | 2.48 | 2.48 | 2.48 | 2.48 | 2.48 | 2.48 | 2.48 | 2.48 | 2.48 | 2.48 | 2.48 | 2.48
Loy Yang A | Fast | 0.64 | 0.64 | 0.64 | 0.64 | 0.64 | 0.64 | 0.64 | 0.64 | 0.64 | 0.64 | 0.64 | 0.64 | 0.64 | 0.64 | 0.64 | 0.64 | 0.64 | 0.64 | 0.64 | 0.64 | 0.64 | 0.64 | 0.64 | 0.64 | 0.64 | 0.64 | 0.64 | 0.64 | 0.64 | 0.64 | 0.64
Loy Yang B | Fast | 0.64 | 0.64 | 0.64 | 0.64 | 0.64 | 0.64 | 0.64 | 0.64 | 0.64 | 0.64 | 0.64 | 0.64 | 0.64 | 0.64 | 0.64 | 0.64 | 0.64 | 0.64 | 0.64 | 0.64 | 0.64 | 0.64 | 0.64 | 0.64 | 0.64 | 0.64 | 0.64 | 0.64 | 0.64 | 0.64 | 0.64
Yallourn W | Fast | 0.64 | 0.64 | 0.64 | 0.64 | 0.64 | 0.64 | 0.64 | 0.64 | 0.64 | 0.64 | 0.64 | 0.64 | 0.64 | 0.64 | 0.64 | 0.64 | 0.64 | 0.64 | 0.64 | 0.64 | 0.64 | 0.64 | 0.64 | 0.64 | 0.64 | 0.64 | 0.64 | 0.64 | 0.64 | 0.64 | 0.64
New generating stations
North Queensland | Fast | 3 | 2.97 | 2.92 | 2.9 | 2.91 | 2.92 | 2.93 | 2.94 | 2.94 | 2.93 | 2.92 | 2.92 | 2.92 | 2.93 | 2.93 | 2.93 | 2.93 | 2.93 | 2.93 | 2.93 | 2.93 | 2.93 | 2.93 | 2.93 | 2.93 | 2.93 | 2.93 | 2.93 | 2.93 | 2.93 | 2.93
Central Queensland | Fast | 2.81 | 2.56 | 2.33 | 2.32 | 2.32 | 2.33 | 2.35 | 2.36 | 2.37 | 2.36 | 2.36 | 2.36 | 2.37 | 2.38 | 2.38 | 2.4 | 2.41 | 2.41 | 2.41 | 2.41 | 2.41 | 2.41 | 2.41 | 2.41 | 2.41 | 2.41 | 2.41 | 2.41 | 2.41 | 2.41 | 2.41
Southwest Queensland | Fast | 3.71 | 3.3 | 2.88 | 2.61 | 2.48 | 2.44 | 2.38 | 2.31 | 2.25 | 2.18 | 2.11 | 2.09 | 2.09 | 2.05 | 2.04 | 2.04 | 2.04 | 2.04 | 2.04 | 2.04 | 2.04 | 2.04 | 2.04 | 2.04 | 2.04 | 2.04 | 2.04 | 2.04 | 2.04 | 2.04 | 2.04
Northern NSW | Fast | 4.19 | 3.88 | 3.49 | 3.29 | 3.27 | 3.34 | 3.46 | 3.55 | 3.53 | 3.42 | 3.33 | 3.34 | 3.38 | 3.4 | 3.44 | 3.52 | 3.58 | 3.58 | 3.58 | 3.58 | 3.58 | 3.58 | 3.58 | 3.58 | 3.58 | 3.58 | 3.58 | 3.58 | 3.58 | 3.58 | 3.58
North-Central NSW | Fast | 5.83 | 5.42 | 4.91 | 4.65 | 4.61 | 4.71 | 4.86 | 4.98 | 4.96 | 4.81 | 4.69 | 4.71 | 4.77 | 4.79 | 4.84 | 4.95 | 4.95 | 4.95 | 4.95 | 4.95 | 4.95 | 4.95 | 4.95 | 4.95 | 4.95 | 4.95 | 4.95 | 4.95 | 4.95 | 4.95 | 4.95
Latrobe Valley | Fast | 0.67 | 0.67 | 0.67 | 0.67 | 0.67 | 0.67 | 0.67 | 0.67 | 0.67 | 0.67 | 0.67 | 0.67 | 0.67 | 0.67 | 0.67 | 0.67 | 0.67 | 0.67 | 0.67 | 0.67 | 0.67 | 0.67 | 0.67 | 0.67 | 0.67 | 0.67 | 0.67 | 0.67 | 0.67 | 0.67 | 0.67
Slow | Slow Change
Generator | WoodMackenzie Coal Price Scenario | 2019-20 | 2019-20 | 2019-20 | 2019-20 | 2019-20 | 2019-20 | 2019-20 | 2019-20 | 2019-20 | 2019-20 | 2019-20 | 2019-20 | 2019-20 | 2019-20 | 2019-20 | 2019-20 | 2019-20 | 2019-20 | 2019-20 | 2019-20 | 2019-20 | 2019-20 | 2019-20 | 2019-20 | 2019-20 | 2019-20 | 2019-20 | 2019-20 | 2019-20 | 2019-20 | 2019-20
Bayswater | Slow | 1.6 | 1.58 | 1.54 | 1.58 | 1.65 | 1.58 | 1.48 | 1.53 | 1.86 | 2.15 | 2.13 | 2.15 | 2.2 | 2.23 | 2.26 | 2.29 | 2.3 | 2.28 | 2.27 | 2.26 | 2.24 | 2.23 | 2.23 | 2.23 | 2.23 | 2.23 | 2.23 | 2.23 | 2.23 | 2.23 | 2.23
Eraring | Slow | 3.93 | 3.67 | 3.39 | 3.28 | 3.29 | 3.35 | 3.43 | 3.52 | 3.52 | 3.44 | 3.35 | 3.33 | 3.52 | 3.73 | 3.78 | 3.8 | 3.79 | 3.76 | 3.75 | 3.74 | 3.71 | 3.69 | 3.69 | 3.69 | 3.69 | 3.69 | 3.69 | 3.69 | 3.69 | 3.69 | 3.69
Liddell | Slow | 1.6 | 1.58 | 1.54 | 1.58 | 1.65 | 1.58 | 1.48 | 1.53 | 1.86 | 2.15 | 2.13 | 2.15 | 2.2 | 2.23 | 2.26 | 2.29 | 2.3 | 2.28 | 2.27 | 2.26 | 2.24 | 2.23 | 2.23 | 2.23 | 2.23 | 2.23 | 2.23 | 2.23 | 2.23 | 2.23 | 2.23
Mt Piper | Slow | 3.93 | 3.67 | 3.39 | 3.28 | 3.29 | 3.35 | 3.43 | 3.52 | 3.52 | 3.44 | 3.35 | 3.33 | 3.52 | 3.73 | 3.78 | 3.8 | 3.79 | 3.76 | 3.75 | 3.74 | 3.71 | 3.71 | 3.71 | 3.71 | 3.71 | 3.71 | 3.71 | 3.71 | 3.71 | 3.71 | 3.71
Vales Point B | Slow | 3.51 | 3.21 | 3.06 | 3.01 | 3.03 | 3.05 | 3.07 | 3.11 | 3.11 | 3.07 | 3.03 | 3.02 | 3.11 | 3.21 | 3.23 | 3.24 | 3.24 | 3.22 | 3.22 | 3.21 | 3.2 | 3.19 | 3.19 | 3.19 | 3.19 | 3.19 | 3.19 | 3.19 | 3.19 | 3.19 | 3.19
Callide B | Slow | 2.2 | 2.15 | 2.09 | 2.04 | 2.01 | 1.99 | 1.99 | 1.99 | 1.98 | 1.97 | 1.96 | 1.96 | 1.97 | 1.98 | 1.97 | 1.94 | 1.92 | 1.91 | 1.9 | 1.89 | 1.88 | 1.88 | 1.88 | 1.88 | 1.88 | 1.88 | 1.88 | 1.88 | 1.88 | 1.88 | 1.88
Callide C | Slow | 2.2 | 2.15 | 2.09 | 2.04 | 2.01 | 1.99 | 1.99 | 1.99 | 1.98 | 1.97 | 1.96 | 1.96 | 1.97 | 1.98 | 1.97 | 1.94 | 1.92 | 1.91 | 1.9 | 1.89 | 1.88 | 1.88 | 1.88 | 1.88 | 1.88 | 1.88 | 1.88 | 1.88 | 1.88 | 1.88 | 1.88
Gladstone | Slow | 2.56 | 2.37 | 2.19 | 2.05 | 1.97 | 1.97 | 1.94 | 1.9 | 1.9 | 1.87 | 1.99 | 2.16 | 2.17 | 2.19 | 2.22 | 2.25 | 2.26 | 2.24 | 2.23 | 2.23 | 2.21 | 2.19 | 2.19 | 2.19 | 2.19 | 2.19 | 2.19 | 2.19 | 2.19 | 2.19 | 2.19
Kogan Creek | Slow | 1.37 | 1.39 | 1.4 | 1.4 | 1.4 | 1.4 | 1.4 | 1.4 | 1.4 | 1.4 | 1.4 | 1.4 | 1.4 | 1.4 | 1.4 | 1.4 | 1.4 | 1.4 | 1.4 | 1.4 | 1.4 | 1.4 | 1.4 | 1.4 | 1.4 | 1.4 | 1.4 | 1.4 | 1.4 | 1.4 | 1.4
Millmerran | Slow | 1.18 | 1.22 | 1.24 | 1.25 | 1.25 | 1.25 | 1.25 | 1.25 | 1.25 | 1.25 | 1.25 | 1.25 | 1.25 | 1.25 | 1.25 | 1.25 | 1.25 | 1.25 | 1.25 | 1.25 | 1.25 | 1.25 | 1.25 | 1.25 | 1.25 | 1.25 | 1.25 | 1.25 | 1.25 | 1.25 | 1.25
Stanwell | Slow | 2.51 | 2.5 | 2.47 | 2.47 | 2.47 | 2.47 | 2.47 | 2.43 | 2.23 | 2.04 | 2 | 2.01 | 2.03 | 2.06 | 2.09 | 2.12 | 2.13 | 2.11 | 2.1 | 2.1 | 2.08 | 2.07 | 2.07 | 2.07 | 2.07 | 2.07 | 2.07 | 2.07 | 2.07 | 2.07 | 2.07
Tarong | Slow | 2.36 | 2.42 | 2.46 | 2.48 | 2.48 | 2.48 | 2.48 | 2.48 | 2.48 | 2.48 | 2.48 | 2.48 | 2.48 | 2.48 | 2.48 | 2.48 | 2.48 | 2.48 | 2.48 | 2.48 | 2.48 | 2.48 | 2.48 | 2.48 | 2.48 | 2.48 | 2.48 | 2.48 | 2.48 | 2.48 | 2.48
Tarong North | Slow | 2.36 | 2.42 | 2.46 | 2.48 | 2.48 | 2.48 | 2.48 | 2.48 | 2.48 | 2.48 | 2.48 | 2.48 | 2.48 | 2.48 | 2.48 | 2.48 | 2.48 | 2.48 | 2.48 | 2.48 | 2.48 | 2.48 | 2.48 | 2.48 | 2.48 | 2.48 | 2.48 | 2.48 | 2.48 | 2.48 | 2.48
Loy Yang A | Slow | 0.64 | 0.64 | 0.64 | 0.64 | 0.64 | 0.64 | 0.64 | 0.64 | 0.64 | 0.64 | 0.64 | 0.64 | 0.64 | 0.64 | 0.64 | 0.64 | 0.64 | 0.64 | 0.64 | 0.64 | 0.64 | 0.64 | 0.64 | 0.64 | 0.64 | 0.64 | 0.64 | 0.64 | 0.64 | 0.64 | 0.64
Loy Yang B | Slow | 0.64 | 0.64 | 0.64 | 0.64 | 0.64 | 0.64 | 0.64 | 0.64 | 0.64 | 0.64 | 0.64 | 0.64 | 0.64 | 0.64 | 0.64 | 0.64 | 0.64 | 0.64 | 0.64 | 0.64 | 0.64 | 0.64 | 0.64 | 0.64 | 0.64 | 0.64 | 0.64 | 0.64 | 0.64 | 0.64 | 0.64
Yallourn W | Slow | 0.64 | 0.64 | 0.64 | 0.64 | 0.64 | 0.64 | 0.64 | 0.64 | 0.64 | 0.64 | 0.64 | 0.64 | 0.64 | 0.64 | 0.64 | 0.64 | 0.64 | 0.64 | 0.64 | 0.64 | 0.64 | 0.64 | 0.64 | 0.64 | 0.64 | 0.64 | 0.64 | 0.64 | 0.64 | 0.64 | 0.64
New generating stations
North Queensland | Slow | 3 | 2.97 | 2.92 | 2.9 | 2.91 | 2.92 | 2.93 | 2.94 | 2.94 | 2.93 | 2.92 | 2.92 | 2.92 | 2.93 | 2.93 | 2.93 | 2.93 | 2.93 | 2.93 | 2.93 | 2.93 | 2.93 | 2.93 | 2.93 | 2.93 | 2.93 | 2.93 | 2.93 | 2.93 | 2.93 | 2.93
Central Queensland | Slow | 2.84 | 2.67 | 2.46 | 2.31 | 2.29 | 2.37 | 2.49 | 2.59 | 2.64 | 2.59 | 2.5 | 2.49 | 2.51 | 2.56 | 2.62 | 2.67 | 2.69 | 2.67 | 2.67 | 2.68 | 2.64 | 2.6 | 2.6 | 2.6 | 2.6 | 2.6 | 2.6 | 2.6 | 2.6 | 2.6 | 2.6
Southwest Queensland | Slow | 3.74 | 3.44 | 3.04 | 2.79 | 2.74 | 2.79 | 2.91 | 3.02 | 3.03 | 2.96 | 2.87 | 2.87 | 2.9 | 2.93 | 2.99 | 3.04 | 3.05 | 3.01 | 3 | 2.99 | 2.95 | 2.91 | 2.91 | 2.91 | 2.91 | 2.91 | 2.91 | 2.91 | 2.91 | 2.91 | 2.91
Northern NSW | Slow | 3.62 | 3.32 | 2.92 | 2.67 | 2.62 | 2.68 | 2.79 | 2.9 | 2.92 | 2.84 | 2.75 | 2.75 | 2.78 | 2.81 | 2.87 | 2.92 | 2.93 | 2.89 | 2.88 | 2.87 | 2.83 | 2.79 | 2.79 | 2.79 | 2.79 | 2.79 | 2.79 | 2.79 | 2.79 | 2.79 | 2.79
North-Central NSW | Slow | 3.75 | 3.49 | 3.14 | 2.92 | 2.88 | 2.94 | 3.06 | 3.17 | 3.19 | 3.12 | 3.04 | 3.03 | 3.06 | 3.09 | 3.15 | 3.2 | 3.22 | 3.18 | 3.18 | 3.17 | 3.13 | 3.09 | 3.09 | 3.09 | 3.09 | 3.09 | 3.09 | 3.09 | 3.09 | 3.09 | 3.09
Latrobe Valley | Slow | 0.67 | 0.67 | 0.67 | 0.67 | 0.67 | 0.67 | 0.67 | 0.67 | 0.67 | 0.67 | 0.67 | 0.67 | 0.67 | 0.67 | 0.67 | 0.67 | 0.67 | 0.67 | 0.67 | 0.67 | 0.67 | 0.67 | 0.67 | 0.67 | 0.67 | 0.67 | 0.67 | 0.67 | 0.67 | 0.67 | 0.67
Neutral | Slow Change, Central, High DER, Fast Change, Step Change
Biomass price |  | 2019-20 | 2019-20 | 2019-20 | 2019-20 | 2019-20 | 2019-20 | 2019-20 | 2019-20 | 2019-20 | 2019-20 | 2019-20 | 2019-20 | 2019-20 | 2019-20 | 2019-20 | 2019-20 | 2019-20 | 2019-20 | 2019-20 | 2019-20 | 2019-20 | 2019-20 | 2019-20 | 2019-20 | 2019-20 | 2019-20 | 2019-20 | 2019-20 | 2019-20 | 2019-20 | 2019-20
Biomass | Neutral | 0.53 | 0.53 | 0.53 | 0.53 | 0.53 | 0.53 | 0.53 | 0.53 | 0.53 | 0.53 | 0.53 | 0.53 | 0.53 | 0.53 | 0.53 | 0.53 | 0.53 | 0.53 | 0.53 | 0.53 | 0.53 | 0.53 | 0.53 | 0.53 | 0.53 | 0.53 | 0.53 | 0.53 | 0.53 | 0.53 | 0.53
Biomass | Fast | 0.53 | 0.53 | 0.53 | 0.53 | 0.53 | 0.53 | 0.53 | 0.53 | 0.53 | 0.53 | 0.53 | 0.53 | 0.53 | 0.53 | 0.53 | 0.53 | 0.53 | 0.53 | 0.53 | 0.53 | 0.53 | 0.53 | 0.53 | 0.53 | 0.53 | 0.53 | 0.53 | 0.53 | 0.53 | 0.53 | 0.53
Biomass | Slow | 0.53 | 0.53 | 0.53 | 0.53 | 0.53 | 0.53 | 0.53 | 0.53 | 0.53 | 0.53 | 0.53 | 0.53 | 0.53 | 0.53 | 0.53 | 0.53 | 0.53 | 0.53 | 0.53 | 0.53 | 0.53 | 0.53 | 0.53 | 0.53 | 0.53 | 0.53 | 0.53 | 0.53 | 0.53 | 0.53 | 0.53

## Gas and Liquid fuel price
Go to Assumptions Summary
Gas price ($/GJ, real 2019 dollars)
Gas Prices based on January 2019 "Delivered Wholesale Gas price Outlook 2019-2040" by Core Energy & Resources Pty Limited.
Liquid Fuel Prices based on 2014 "Fuel and Technology Cost Review" by ACIL Allen.
Fuel Cost Scenario | Modelling scenarios using these costs
Neutral | Central, High DER, Fast Change
Generator | Core Energy Gas Price Outlook | 2019-20 | 2020-21 | 2021-22 | 2022-23 | 2023-24 | 2024-25 | 2025-26 | 2026-27 | 2027-28 | 2028-29 | 2029-30 | 2030-31 | 2031-32 | 2032-33 | 2033-34 | 2034-35 | 2035-36 | 2036-37 | 2037-38 | 2038-39 | 2039-40 | 2040-41 | 2041-42 | 2042-43 | 2043-44 | 2044-45 | 2045-46 | 2046-47 | 2047-48 | 2048-49 | 2049-50
Bairnsdale | Neutral | 10.2602 | 9.7153 | 9.212 | 9.7571 | 9.9007 | 9.7603 | 10.3043 | 10.8345 | 11.0548 | 11.4619 | 11.769 | 12.2228 | 12.6286 | 12.5181 | 12.4365 | 12.3477 | 12.243 | 12.2567 | 12.3289 | 12.3239 | 12.3044 | 12.3044 | 12.3044 | 12.3044 | 12.3044 | 12.3044 | 12.3044 | 12.3044 | 12.3044 | 12.3044 | 12.3044
Barcaldine Power Station | Neutral | 9.6552 | 9.1103 | 8.607 | 9.1521 | 9.2957 | 9.1554 | 9.6993 | 10.2295 | 10.4499 | 10.8569 | 11.1641 | 11.6178 | 12.0236 | 11.9132 | 11.8316 | 11.7428 | 11.6381 | 11.6518 | 11.724 | 11.7189 | 11.6994 | 11.6994 | 11.6994 | 11.6994 | 11.6994 | 11.6994 | 11.6994 | 11.6994 | 11.6994 | 11.6994 | 11.6994
Bell Bay Three | Neutral | 11.2343 | 10.6894 | 10.1861 | 10.7312 | 10.8748 | 10.7344 | 11.2784 | 11.8086 | 12.0289 | 12.436 | 12.7431 | 13.1969 | 13.6027 | 13.4922 | 13.4106 | 13.3218 | 13.2171 | 13.2308 | 13.303 | 13.298 | 13.2785 | 13.2785 | 13.2785 | 13.2785 | 13.2785 | 13.2785 | 13.2785 | 13.2785 | 13.2785 | 13.2785 | 13.2785
Braemar | Neutral | 9.6552 | 9.1103 | 8.607 | 9.1521 | 9.2957 | 9.1554 | 9.6993 | 10.2295 | 10.4499 | 10.8569 | 11.1641 | 11.6178 | 12.0236 | 11.9132 | 11.8316 | 11.7428 | 11.6381 | 11.6518 | 11.724 | 11.7189 | 11.6994 | 11.6994 | 11.6994 | 11.6994 | 11.6994 | 11.6994 | 11.6994 | 11.6994 | 11.6994 | 11.6994 | 11.6994
Braemar 2 Power Station | Neutral | 9.6552 | 9.1103 | 8.607 | 9.1521 | 9.2957 | 9.1554 | 9.6993 | 10.2295 | 10.4499 | 10.8569 | 11.1641 | 11.6178 | 12.0236 | 11.9132 | 11.8316 | 11.7428 | 11.6381 | 11.6518 | 11.724 | 11.7189 | 11.6994 | 11.6994 | 11.6994 | 11.6994 | 11.6994 | 11.6994 | 11.6994 | 11.6994 | 11.6994 | 11.6994 | 11.6994
Colongra | Neutral | 10.7934 | 10.2485 | 9.7452 | 10.2902 | 10.4339 | 10.2935 | 10.8375 | 11.3677 | 11.588 | 11.9951 | 12.3022 | 12.756 | 13.1618 | 13.0513 | 12.9697 | 12.8809 | 12.7762 | 12.7899 | 12.8621 | 12.8571 | 12.8376 | 12.8376 | 12.8376 | 12.8376 | 12.8376 | 12.8376 | 12.8376 | 12.8376 | 12.8376 | 12.8376 | 12.8376
Condamine A | Neutral | 9.9628 | 9.4179 | 8.9146 | 9.4597 | 9.6033 | 9.463 | 10.0069 | 10.5371 | 10.7575 | 11.1645 | 11.4717 | 11.9254 | 12.3313 | 12.2208 | 12.1392 | 12.0504 | 11.9457 | 11.9594 | 12.0316 | 12.0265 | 12.007 | 12.007 | 12.007 | 12.007 | 12.007 | 12.007 | 12.007 | 12.007 | 12.007 | 12.007 | 12.007
Darling Downs | Neutral | 9.4502 | 8.9053 | 8.4019 | 8.947 | 9.0907 | 8.9503 | 9.4942 | 10.0244 | 10.2448 | 10.6519 | 10.959 | 11.4128 | 11.8186 | 11.7081 | 11.6265 | 11.5377 | 11.433 | 11.4467 | 11.5189 | 11.5139 | 11.4944 | 11.4944 | 11.4944 | 11.4944 | 11.4944 | 11.4944 | 11.4944 | 11.4944 | 11.4944 | 11.4944 | 11.4944
Dry Creek GT | Neutral | 10.4448 | 9.8999 | 9.3965 | 9.9416 | 10.0853 | 9.9449 | 10.4888 | 11.019 | 11.2394 | 11.6465 | 11.9536 | 12.4074 | 12.8132 | 12.7027 | 12.6211 | 12.5323 | 12.4276 | 12.4413 | 12.5135 | 12.5085 | 12.489 | 12.489 | 12.489 | 12.489 | 12.489 | 12.489 | 12.489 | 12.489 | 12.489 | 12.489 | 12.489
Hallett GT | Neutral | 10.4448 | 9.8999 | 9.3965 | 9.9416 | 10.0853 | 9.9449 | 10.4888 | 11.019 | 11.2394 | 11.6465 | 11.9536 | 12.4074 | 12.8132 | 12.7027 | 12.6211 | 12.5323 | 12.4276 | 12.4413 | 12.5135 | 12.5085 | 12.489 | 12.489 | 12.489 | 12.489 | 12.489 | 12.489 | 12.489 | 12.489 | 12.489 | 12.489 | 12.489
Jeeralang A | Neutral | 9.7475 | 9.2026 | 8.6993 | 9.2444 | 9.388 | 9.2476 | 9.7916 | 10.3218 | 10.5421 | 10.9492 | 11.2564 | 11.7101 | 12.1159 | 12.0055 | 11.9239 | 11.835 | 11.7303 | 11.7441 | 11.8163 | 11.8112 | 11.7917 | 11.7917 | 11.7917 | 11.7917 | 11.7917 | 11.7917 | 11.7917 | 11.7917 | 11.7917 | 11.7917 | 11.7917
Jeeralang B | Neutral | 9.7475 | 9.2026 | 8.6993 | 9.2444 | 9.388 | 9.2476 | 9.7916 | 10.3218 | 10.5421 | 10.9492 | 11.2564 | 11.7101 | 12.1159 | 12.0055 | 11.9239 | 11.835 | 11.7303 | 11.7441 | 11.8163 | 11.8112 | 11.7917 | 11.7917 | 11.7917 | 11.7917 | 11.7917 | 11.7917 | 11.7917 | 11.7917 | 11.7917 | 11.7917 | 11.7917
Ladbroke Grove | Neutral | 10.4448 | 9.8999 | 9.3965 | 9.9416 | 10.0853 | 9.9449 | 10.4888 | 11.019 | 11.2394 | 11.6465 | 11.9536 | 12.4074 | 12.8132 | 12.7027 | 12.6211 | 12.5323 | 12.4276 | 12.4413 | 12.5135 | 12.5085 | 12.489 | 12.489 | 12.489 | 12.489 | 12.489 | 12.489 | 12.489 | 12.489 | 12.489 | 12.489 | 12.489
Laverton North | Neutral | 10.2602 | 9.7153 | 9.212 | 9.7571 | 9.9007 | 9.7603 | 10.3043 | 10.8345 | 11.0548 | 11.4619 | 11.769 | 12.2228 | 12.6286 | 12.5181 | 12.4365 | 12.3477 | 12.243 | 12.2567 | 12.3289 | 12.3239 | 12.3044 | 12.3044 | 12.3044 | 12.3044 | 12.3044 | 12.3044 | 12.3044 | 12.3044 | 12.3044 | 12.3044 | 12.3044
Mintaro GT | Neutral | 10.4448 | 9.8999 | 9.3965 | 9.9416 | 10.0853 | 9.9449 | 10.4888 | 11.019 | 11.2394 | 11.6465 | 11.9536 | 12.4074 | 12.8132 | 12.7027 | 12.6211 | 12.5323 | 12.4276 | 12.4413 | 12.5135 | 12.5085 | 12.489 | 12.489 | 12.489 | 12.489 | 12.489 | 12.489 | 12.489 | 12.489 | 12.489 | 12.489 | 12.489
Mortlake | Neutral | 9.5424 | 8.9975 | 8.4942 | 9.0393 | 9.1829 | 9.0426 | 9.5865 | 10.1167 | 10.3371 | 10.7441 | 11.0513 | 11.505 | 11.9109 | 11.8004 | 11.7188 | 11.63 | 11.5253 | 11.539 | 11.6112 | 11.6061 | 11.5866 | 11.5866 | 11.5866 | 11.5866 | 11.5866 | 11.5866 | 11.5866 | 11.5866 | 11.5866 | 11.5866 | 11.5866
Newport | Neutral | 10.2602 | 9.7153 | 9.212 | 9.7571 | 9.9007 | 9.7603 | 10.3043 | 10.8345 | 11.0548 | 11.4619 | 11.769 | 12.2228 | 12.6286 | 12.5181 | 12.4365 | 12.3477 | 12.243 | 12.2567 | 12.3289 | 12.3239 | 12.3044 | 12.3044 | 12.3044 | 12.3044 | 12.3044 | 12.3044 | 12.3044 | 12.3044 | 12.3044 | 12.3044 | 12.3044
Oakey Power Station | Neutral | 9.9628 | 9.4179 | 8.9146 | 9.4597 | 9.6033 | 9.463 | 10.0069 | 10.5371 | 10.7575 | 11.1645 | 11.4717 | 11.9254 | 12.3313 | 12.2208 | 12.1392 | 12.0504 | 11.9457 | 11.9594 | 12.0316 | 12.0265 | 12.007 | 12.007 | 12.007 | 12.007 | 12.007 | 12.007 | 12.007 | 12.007 | 12.007 | 12.007 | 12.007
Osborne | Neutral | 9.4194 | 8.8745 | 8.3712 | 8.9163 | 9.0599 | 8.9195 | 9.4635 | 9.9937 | 10.214 | 10.6211 | 10.9282 | 11.382 | 11.7878 | 11.6773 | 11.5957 | 11.5069 | 11.4022 | 11.4159 | 11.4881 | 11.4831 | 11.4636 | 11.4636 | 11.4636 | 11.4636 | 11.4636 | 11.4636 | 11.4636 | 11.4636 | 11.4636 | 11.4636 | 11.4636
Pelican Point | Neutral | 9.9321 | 9.3872 | 8.8838 | 9.4289 | 9.5726 | 9.4322 | 9.9762 | 10.5064 | 10.7267 | 11.1338 | 11.4409 | 11.8947 | 12.3005 | 12.19 | 12.1084 | 12.0196 | 11.9149 | 11.9286 | 12.0008 | 11.9958 | 11.9763 | 11.9763 | 11.9763 | 11.9763 | 11.9763 | 11.9763 | 11.9763 | 11.9763 | 11.9763 | 11.9763 | 11.9763
Quarantine | Neutral | 10.1884 | 9.6435 | 9.1402 | 9.6853 | 9.8289 | 9.6886 | 10.2325 | 10.7627 | 10.983 | 11.3901 | 11.6973 | 12.151 | 12.5568 | 12.4464 | 12.3648 | 12.2759 | 12.1712 | 12.185 | 12.2572 | 12.2521 | 12.2326 | 12.2326 | 12.2326 | 12.2326 | 12.2326 | 12.2326 | 12.2326 | 12.2326 | 12.2326 | 12.2326 | 12.2326
Roma | Neutral | 9.9628 | 9.4179 | 8.9146 | 9.4597 | 9.6033 | 9.463 | 10.0069 | 10.5371 | 10.7575 | 11.1645 | 11.4717 | 11.9254 | 12.3313 | 12.2208 | 12.1392 | 12.0504 | 11.9457 | 11.9594 | 12.0316 | 12.0265 | 12.007 | 12.007 | 12.007 | 12.007 | 12.007 | 12.007 | 12.007 | 12.007 | 12.007 | 12.007 | 12.007
Smithfield Energy Facility | Neutral | 10.7934 | 10.2485 | 9.7452 | 10.2902 | 10.4339 | 10.2935 | 10.8375 | 11.3677 | 11.588 | 11.9951 | 12.3022 | 12.756 | 13.1618 | 13.0513 | 12.9697 | 12.8809 | 12.7762 | 12.7899 | 12.8621 | 12.8571 | 12.8376 | 12.8376 | 12.8376 | 12.8376 | 12.8376 | 12.8376 | 12.8376 | 12.8376 | 12.8376 | 12.8376 | 12.8376
Somerton | Neutral | 10.2602 | 9.7153 | 9.212 | 9.7571 | 9.9007 | 9.7603 | 10.3043 | 10.8345 | 11.0548 | 11.4619 | 11.769 | 12.2228 | 12.6286 | 12.5181 | 12.4365 | 12.3477 | 12.243 | 12.2567 | 12.3289 | 12.3239 | 12.3044 | 12.3044 | 12.3044 | 12.3044 | 12.3044 | 12.3044 | 12.3044 | 12.3044 | 12.3044 | 12.3044 | 12.3044
Swanbank E GT | Neutral | 9.9628 | 9.4179 | 8.9146 | 9.4597 | 9.6033 | 9.463 | 10.0069 | 10.5371 | 10.7575 | 11.1645 | 11.4717 | 11.9254 | 12.3313 | 12.2208 | 12.1392 | 12.0504 | 11.9457 | 11.9594 | 12.0316 | 12.0265 | 12.007 | 12.007 | 12.007 | 12.007 | 12.007 | 12.007 | 12.007 | 12.007 | 12.007 | 12.007 | 12.007
Tallawarra | Neutral | 10.2807 | 9.7358 | 9.2325 | 9.7776 | 9.9212 | 9.7808 | 10.3248 | 10.855 | 11.0753 | 11.4824 | 11.7895 | 12.2433 | 12.6491 | 12.5386 | 12.457 | 12.3682 | 12.2635 | 12.2772 | 12.3495 | 12.3444 | 12.3249 | 12.3249 | 12.3249 | 12.3249 | 12.3249 | 12.3249 | 12.3249 | 12.3249 | 12.3249 | 12.3249 | 12.3249
Tamar Valley Combined Cycle | Neutral | 11.2343 | 10.6894 | 10.1861 | 10.7312 | 10.8748 | 10.7344 | 11.2784 | 11.8086 | 12.0289 | 12.436 | 12.7431 | 13.1969 | 13.6027 | 13.4922 | 13.4106 | 13.3218 | 13.2171 | 13.2308 | 13.303 | 13.298 | 13.2785 | 13.2785 | 13.2785 | 13.2785 | 13.2785 | 13.2785 | 13.2785 | 13.2785 | 13.2785 | 13.2785 | 13.2785
Tamar Valley Peaking | Neutral | 11.2343 | 10.6894 | 10.1861 | 10.7312 | 10.8748 | 10.7344 | 11.2784 | 11.8086 | 12.0289 | 12.436 | 12.7431 | 13.1969 | 13.6027 | 13.4922 | 13.4106 | 13.3218 | 13.2171 | 13.2308 | 13.303 | 13.298 | 13.2785 | 13.2785 | 13.2785 | 13.2785 | 13.2785 | 13.2785 | 13.2785 | 13.2785 | 13.2785 | 13.2785 | 13.2785
Torrens Island A | Neutral | 10.4448 | 9.8999 | 9.3965 | 9.9416 | 10.0853 | 9.9449 | 10.4888 | 11.019 | 11.2394 | 11.6465 | 11.9536 | 12.4074 | 12.8132 | 12.7027 | 12.6211 | 12.5323 | 12.4276 | 12.4413 | 12.5135 | 12.5085 | 12.489 | 12.489 | 12.489 | 12.489 | 12.489 | 12.489 | 12.489 | 12.489 | 12.489 | 12.489 | 12.489
Torrens Island B | Neutral | 10.4448 | 9.8999 | 9.3965 | 9.9416 | 10.0853 | 9.9449 | 10.4888 | 11.019 | 11.2394 | 11.6465 | 11.9536 | 12.4074 | 12.8132 | 12.7027 | 12.6211 | 12.5323 | 12.4276 | 12.4413 | 12.5135 | 12.5085 | 12.489 | 12.489 | 12.489 | 12.489 | 12.489 | 12.489 | 12.489 | 12.489 | 12.489 | 12.489 | 12.489
Townsville Power Station | Neutral | 7.6902 | 7.6902 | 7.6902 | 7.6902 | 7.6902 | 7.6902 | 7.6902 | 7.6902 | 7.6902 | 7.6902 | 7.6902 | 7.6902 | 7.6902 | 7.6902 | 7.6902 | 7.6902 | 7.6902 | 7.6902 | 7.6902 | 7.6902 | 7.6902 | 7.6902 | 7.6902 | 7.6902 | 7.6902 | 7.6902 | 7.6902 | 7.6902 | 7.6902 | 7.6902 | 7.6902
Uranquinty | Neutral | 10.537 | 9.9922 | 9.4888 | 10.0339 | 10.1776 | 10.0372 | 10.5811 | 11.1113 | 11.3317 | 11.7387 | 12.0459 | 12.4996 | 12.9055 | 12.795 | 12.7134 | 12.6246 | 12.5199 | 12.5336 | 12.6058 | 12.6007 | 12.5812 | 12.5812 | 12.5812 | 12.5812 | 12.5812 | 12.5812 | 12.5812 | 12.5812 | 12.5812 | 12.5812 | 12.5812
Valley Power | Neutral | 10.2602 | 9.7153 | 9.212 | 9.7571 | 9.9007 | 9.7603 | 10.3043 | 10.8345 | 11.0548 | 11.4619 | 11.769 | 12.2228 | 12.6286 | 12.5181 | 12.4365 | 12.3477 | 12.243 | 12.2567 | 12.3289 | 12.3239 | 12.3044 | 12.3044 | 12.3044 | 12.3044 | 12.3044 | 12.3044 | 12.3044 | 12.3044 | 12.3044 | 12.3044 | 12.3044
Yarwun Cogen | Neutral | 6.6649 | 6.6649 | 6.6649 | 6.6649 | 6.6649 | 6.6649 | 6.6649 | 6.6649 | 6.6649 | 6.6649 | 6.6649 | 6.6649 | 6.6649 | 6.6649 | 6.6649 | 6.6649 | 6.6649 | 6.6649 | 6.6649 | 6.6649 | 6.6649 | 6.6649 | 6.6649 | 6.6649 | 6.6649 | 6.6649 | 6.6649 | 6.6649 | 6.6649 | 6.6649 | 6.6649
New generating stations
QLD new OCGT | Neutral | 10.9882 | 10.4433 | 9.94 | 10.4851 | 10.6287 | 10.4883 | 11.0323 | 11.5625 | 11.7828 | 12.1899 | 12.497 | 12.9508 | 13.3566 | 13.2461 | 13.1645 | 13.0757 | 12.971 | 12.9847 | 13.057 | 13.0519 | 13.0324 | 13.0324 | 13.0324 | 13.0324 | 13.0324 | 13.0324 | 13.0324 | 13.0324 | 13.0324 | 13.0324 | 13.0324
NSW new OCGT | Neutral | 11.8188 | 11.2739 | 10.7705 | 11.3156 | 11.4593 | 11.3189 | 11.8628 | 12.393 | 12.6134 | 13.0205 | 13.3276 | 13.7814 | 14.1872 | 14.0767 | 13.9951 | 13.9063 | 13.8016 | 13.8153 | 13.8875 | 13.8824 | 13.863 | 13.863 | 13.863 | 13.863 | 13.863 | 13.863 | 13.863 | 13.863 | 13.863 | 13.863 | 13.863
VIC new OCGT | Neutral | 11.2856 | 10.7407 | 10.2373 | 10.7824 | 10.9261 | 10.7857 | 11.3296 | 11.8598 | 12.0802 | 12.4873 | 12.7944 | 13.2482 | 13.654 | 13.5435 | 13.4619 | 13.3731 | 13.2684 | 13.2821 | 13.3543 | 13.3493 | 13.3298 | 13.3298 | 13.3298 | 13.3298 | 13.3298 | 13.3298 | 13.3298 | 13.3298 | 13.3298 | 13.3298 | 13.3298
SA new OCGT | Neutral | 11.4701 | 10.9252 | 10.4219 | 10.967 | 11.1106 | 10.9703 | 11.5142 | 12.0444 | 12.2648 | 12.6718 | 12.979 | 13.4327 | 13.8385 | 13.7281 | 13.6465 | 13.5577 | 13.4529 | 13.4667 | 13.5389 | 13.5338 | 13.5143 | 13.5143 | 13.5143 | 13.5143 | 13.5143 | 13.5143 | 13.5143 | 13.5143 | 13.5143 | 13.5143 | 13.5143
TAS new OCGT | Neutral | 11.952 | 11.4072 | 10.9038 | 11.4489 | 11.5926 | 11.4522 | 11.9961 | 12.5263 | 12.7467 | 13.1538 | 13.4609 | 13.9147 | 14.3205 | 14.21 | 14.1284 | 14.0396 | 13.9349 | 13.9486 | 14.0208 | 14.0157 | 13.9962 | 13.9962 | 13.9962 | 13.9962 | 13.9962 | 13.9962 | 13.9962 | 13.9962 | 13.9962 | 13.9962 | 13.9962
QLD new CCGT | Neutral | 9.4502 | 8.9053 | 8.4019 | 8.947 | 9.0907 | 8.9503 | 9.4942 | 10.0244 | 10.2448 | 10.6519 | 10.959 | 11.4128 | 11.8186 | 11.7081 | 11.6265 | 11.5377 | 11.433 | 11.4467 | 11.5189 | 11.5139 | 11.4944 | 11.4944 | 11.4944 | 11.4944 | 11.4944 | 11.4944 | 11.4944 | 11.4944 | 11.4944 | 11.4944 | 11.4944
NSW new CCGT | Neutral | 10.2807 | 9.7358 | 9.2325 | 9.7776 | 9.9212 | 9.7808 | 10.3248 | 10.855 | 11.0753 | 11.4824 | 11.7895 | 12.2433 | 12.6491 | 12.5386 | 12.457 | 12.3682 | 12.2635 | 12.2772 | 12.3495 | 12.3444 | 12.3249 | 12.3249 | 12.3249 | 12.3249 | 12.3249 | 12.3249 | 12.3249 | 12.3249 | 12.3249 | 12.3249 | 12.3249
VIC new CCGT | Neutral | 9.7475 | 9.2026 | 8.6993 | 9.2444 | 9.388 | 9.2476 | 9.7916 | 10.3218 | 10.5421 | 10.9492 | 11.2564 | 11.7101 | 12.1159 | 12.0055 | 11.9239 | 11.835 | 11.7303 | 11.7441 | 11.8163 | 11.8112 | 11.7917 | 11.7917 | 11.7917 | 11.7917 | 11.7917 | 11.7917 | 11.7917 | 11.7917 | 11.7917 | 11.7917 | 11.7917
SA new CCGT | Neutral | 10.4448 | 9.8999 | 9.3965 | 9.9416 | 10.0853 | 9.9449 | 10.4888 | 11.019 | 11.2394 | 11.6465 | 11.9536 | 12.4074 | 12.8132 | 12.7027 | 12.6211 | 12.5323 | 12.4276 | 12.4413 | 12.5135 | 12.5085 | 12.489 | 12.489 | 12.489 | 12.489 | 12.489 | 12.489 | 12.489 | 12.489 | 12.489 | 12.489 | 12.489
TAS new CCGT | Neutral | 11.4394 | 10.8945 | 10.3911 | 10.9362 | 11.0799 | 10.9395 | 11.4835 | 12.0136 | 12.234 | 12.6411 | 12.9482 | 13.402 | 13.8078 | 13.6973 | 13.6157 | 13.5269 | 13.4222 | 13.4359 | 13.5081 | 13.5031 | 13.4836 | 13.4836 | 13.4836 | 13.4836 | 13.4836 | 13.4836 | 13.4836 | 13.4836 | 13.4836 | 13.4836 | 13.4836
Fast | Step Change
|  | 2019-20 | 2020-21 | 2021-22 | 2022-23 | 2023-24 | 2024-25 | 2025-26 | 2026-27 | 2027-28 | 2028-29 | 2029-30 | 2030-31 | 2031-32 | 2032-33 | 2033-34 | 2034-35 | 2035-36 | 2036-37 | 2037-38 | 2038-39 | 2039-40 | 2040-41 | 2041-42 | 2042-43 | 2043-44 | 2044-45 | 2045-46 | 2046-47 | 2047-48 | 2048-49 | 2049-50
Bairnsdale | Fast | 10.2602 | 9.7153 | 9.212 | 9.7006 | 9.8442 | 9.7603 | 10.2442 | 10.7125 | 10.9298 | 11.3312 | 11.5685 | 11.9441 | 12.2697 | 12.0938 | 11.9492 | 11.7985 | 11.6994 | 11.6485 | 11.6527 | 11.648 | 11.6298 | 11.6298 | 11.6298 | 11.6298 | 11.6298 | 11.6298 | 11.6298 | 11.6298 | 11.6298 | 11.6298 | 11.6298
Barcaldine Power Station | Fast | 9.4502 | 8.9053 | 8.4019 | 8.8905 | 9.0342 | 8.9503 | 9.4341 | 9.9024 | 10.1197 | 10.5211 | 10.7584 | 11.1341 | 11.4596 | 11.2837 | 11.1392 | 10.9885 | 10.8894 | 10.8385 | 10.8427 | 10.838 | 10.8198 | 10.8198 | 10.8198 | 10.8198 | 10.8198 | 10.8198 | 10.8198 | 10.8198 | 10.8198 | 10.8198 | 10.8198
Bell Bay Three | Fast | 11.5419 | 10.997 | 10.4937 | 10.9823 | 11.1259 | 11.042 | 11.5259 | 11.9942 | 12.2115 | 12.6129 | 12.8502 | 13.2258 | 13.5514 | 13.3755 | 13.2309 | 13.0803 | 12.9811 | 12.9302 | 12.9345 | 12.9297 | 12.9115 | 12.9115 | 12.9115 | 12.9115 | 12.9115 | 12.9115 | 12.9115 | 12.9115 | 12.9115 | 12.9115 | 12.9115
Braemar | Fast | 9.4502 | 8.9053 | 8.4019 | 8.8905 | 9.0342 | 8.9503 | 9.4341 | 9.9024 | 10.1197 | 10.5211 | 10.7584 | 11.1341 | 11.4596 | 11.2837 | 11.1392 | 10.9885 | 10.8894 | 10.8385 | 10.8427 | 10.838 | 10.8198 | 10.8198 | 10.8198 | 10.8198 | 10.8198 | 10.8198 | 10.8198 | 10.8198 | 10.8198 | 10.8198 | 10.8198
Braemar 2 Power Station | Fast | 9.4502 | 8.9053 | 8.4019 | 8.8905 | 9.0342 | 8.9503 | 9.4341 | 9.9024 | 10.1197 | 10.5211 | 10.7584 | 11.1341 | 11.4596 | 11.2837 | 11.1392 | 10.9885 | 10.8894 | 10.8385 | 10.8427 | 10.838 | 10.8198 | 10.8198 | 10.8198 | 10.8198 | 10.8198 | 10.8198 | 10.8198 | 10.8198 | 10.8198 | 10.8198 | 10.8198
Colongra | Fast | 10.7934 | 10.2485 | 9.7452 | 10.2338 | 10.3774 | 10.2935 | 10.7774 | 11.2457 | 11.463 | 11.8644 | 12.1017 | 12.4773 | 12.8029 | 12.627 | 12.4824 | 12.3317 | 12.2326 | 12.1817 | 12.1859 | 12.1812 | 12.163 | 12.163 | 12.163 | 12.163 | 12.163 | 12.163 | 12.163 | 12.163 | 12.163 | 12.163 | 12.163
Condamine A | Fast | 9.9628 | 9.4179 | 8.9146 | 9.4032 | 9.5469 | 9.463 | 9.9468 | 10.4151 | 10.6324 | 11.0338 | 11.2711 | 11.6468 | 11.9723 | 11.7964 | 11.6519 | 11.5012 | 11.4021 | 11.3511 | 11.3554 | 11.3507 | 11.3325 | 11.3325 | 11.3325 | 11.3325 | 11.3325 | 11.3325 | 11.3325 | 11.3325 | 11.3325 | 11.3325 | 11.3325
Darling Downs | Fast | 9.2451 | 8.7002 | 8.1968 | 8.6855 | 8.8291 | 8.7452 | 9.2291 | 9.6974 | 9.9147 | 10.3161 | 10.5534 | 10.929 | 11.2546 | 11.0787 | 10.9341 | 10.7834 | 10.6843 | 10.6334 | 10.6376 | 10.6329 | 10.6147 | 10.6147 | 10.6147 | 10.6147 | 10.6147 | 10.6147 | 10.6147 | 10.6147 | 10.6147 | 10.6147 | 10.6147
Dry Creek GT | Fast | 10.4448 | 9.8999 | 9.3965 | 9.8851 | 10.0288 | 9.9449 | 10.4287 | 10.897 | 11.1143 | 11.5158 | 11.753 | 12.1287 | 12.4542 | 12.2783 | 12.1338 | 11.9831 | 11.884 | 11.8331 | 11.8373 | 11.8326 | 11.8144 | 11.8144 | 11.8144 | 11.8144 | 11.8144 | 11.8144 | 11.8144 | 11.8144 | 11.8144 | 11.8144 | 11.8144
Hallett GT | Fast | 10.4448 | 9.8999 | 9.3965 | 9.8851 | 10.0288 | 9.9449 | 10.4287 | 10.897 | 11.1143 | 11.5158 | 11.753 | 12.1287 | 12.4542 | 12.2783 | 12.1338 | 11.9831 | 11.884 | 11.8331 | 11.8373 | 11.8326 | 11.8144 | 11.8144 | 11.8144 | 11.8144 | 11.8144 | 11.8144 | 11.8144 | 11.8144 | 11.8144 | 11.8144 | 11.8144
Jeeralang A | Fast | 9.7475 | 9.2026 | 8.6993 | 9.1879 | 9.3315 | 9.2476 | 9.7315 | 10.1998 | 10.4171 | 10.8185 | 11.0558 | 11.4314 | 11.757 | 11.5811 | 11.4366 | 11.2859 | 11.1867 | 11.1358 | 11.1401 | 11.1353 | 11.1171 | 11.1171 | 11.1171 | 11.1171 | 11.1171 | 11.1171 | 11.1171 | 11.1171 | 11.1171 | 11.1171 | 11.1171
Jeeralang B | Fast | 9.7475 | 9.2026 | 8.6993 | 9.1879 | 9.3315 | 9.2476 | 9.7315 | 10.1998 | 10.4171 | 10.8185 | 11.0558 | 11.4314 | 11.757 | 11.5811 | 11.4366 | 11.2859 | 11.1867 | 11.1358 | 11.1401 | 11.1353 | 11.1171 | 11.1171 | 11.1171 | 11.1171 | 11.1171 | 11.1171 | 11.1171 | 11.1171 | 11.1171 | 11.1171 | 11.1171
Ladbroke Grove | Fast | 10.4448 | 9.8999 | 9.3965 | 9.8851 | 10.0288 | 9.9449 | 10.4287 | 10.897 | 11.1143 | 11.5158 | 11.753 | 12.1287 | 12.4542 | 12.2783 | 12.1338 | 11.9831 | 11.884 | 11.8331 | 11.8373 | 11.8326 | 11.8144 | 11.8144 | 11.8144 | 11.8144 | 11.8144 | 11.8144 | 11.8144 | 11.8144 | 11.8144 | 11.8144 | 11.8144
Laverton North | Fast | 10.2602 | 9.7153 | 9.212 | 9.7006 | 9.8442 | 9.7603 | 10.2442 | 10.7125 | 10.9298 | 11.3312 | 11.5685 | 11.9441 | 12.2697 | 12.0938 | 11.9492 | 11.7985 | 11.6994 | 11.6485 | 11.6527 | 11.648 | 11.6298 | 11.6298 | 11.6298 | 11.6298 | 11.6298 | 11.6298 | 11.6298 | 11.6298 | 11.6298 | 11.6298 | 11.6298
Mintaro GT | Fast | 10.4448 | 9.8999 | 9.3965 | 9.8851 | 10.0288 | 9.9449 | 10.4287 | 10.897 | 11.1143 | 11.5158 | 11.753 | 12.1287 | 12.4542 | 12.2783 | 12.1338 | 11.9831 | 11.884 | 11.8331 | 11.8373 | 11.8326 | 11.8144 | 11.8144 | 11.8144 | 11.8144 | 11.8144 | 11.8144 | 11.8144 | 11.8144 | 11.8144 | 11.8144 | 11.8144
Mortlake | Fast | 9.5424 | 8.9975 | 8.4942 | 8.9828 | 9.1265 | 9.0426 | 9.5264 | 9.9947 | 10.212 | 10.6134 | 10.8507 | 11.2264 | 11.5519 | 11.376 | 11.2315 | 11.0808 | 10.9817 | 10.9307 | 10.935 | 10.9303 | 10.9121 | 10.9121 | 10.9121 | 10.9121 | 10.9121 | 10.9121 | 10.9121 | 10.9121 | 10.9121 | 10.9121 | 10.9121
Newport | Fast | 10.2602 | 9.7153 | 9.212 | 9.7006 | 9.8442 | 9.7603 | 10.2442 | 10.7125 | 10.9298 | 11.3312 | 11.5685 | 11.9441 | 12.2697 | 12.0938 | 11.9492 | 11.7985 | 11.6994 | 11.6485 | 11.6527 | 11.648 | 11.6298 | 11.6298 | 11.6298 | 11.6298 | 11.6298 | 11.6298 | 11.6298 | 11.6298 | 11.6298 | 11.6298 | 11.6298
Oakey Power Station | Fast | 9.9628 | 9.4179 | 8.9146 | 9.4032 | 9.5469 | 9.463 | 9.9468 | 10.4151 | 10.6324 | 11.0338 | 11.2711 | 11.6468 | 11.9723 | 11.7964 | 11.6519 | 11.5012 | 11.4021 | 11.3511 | 11.3554 | 11.3507 | 11.3325 | 11.3325 | 11.3325 | 11.3325 | 11.3325 | 11.3325 | 11.3325 | 11.3325 | 11.3325 | 11.3325 | 11.3325
Osborne | Fast | 9.4194 | 8.8745 | 8.3712 | 8.8598 | 9.0034 | 8.9195 | 9.4034 | 9.8717 | 10.089 | 10.4904 | 10.7277 | 11.1033 | 11.4289 | 11.253 | 11.1084 | 10.9577 | 10.8586 | 10.8077 | 10.8119 | 10.8072 | 10.789 | 10.789 | 10.789 | 10.789 | 10.789 | 10.789 | 10.789 | 10.789 | 10.789 | 10.789 | 10.789
Pelican Point | Fast | 9.9321 | 9.3872 | 8.8838 | 9.3725 | 9.5161 | 9.4322 | 9.9161 | 10.3844 | 10.6016 | 11.0031 | 11.2404 | 11.616 | 11.9416 | 11.7657 | 11.6211 | 11.4704 | 11.3713 | 11.3204 | 11.3246 | 11.3199 | 11.3017 | 11.3017 | 11.3017 | 11.3017 | 11.3017 | 11.3017 | 11.3017 | 11.3017 | 11.3017 | 11.3017 | 11.3017
Quarantine | Fast | 10.1884 | 9.6435 | 9.1402 | 9.6288 | 9.7724 | 9.6886 | 10.1724 | 10.6407 | 10.858 | 11.2594 | 11.4967 | 11.8723 | 12.1979 | 12.022 | 11.8775 | 11.7268 | 11.6277 | 11.5767 | 11.581 | 11.5762 | 11.558 | 11.558 | 11.558 | 11.558 | 11.558 | 11.558 | 11.558 | 11.558 | 11.558 | 11.558 | 11.558
Roma | Fast | 9.9628 | 9.4179 | 8.9146 | 9.4032 | 9.5469 | 9.463 | 9.9468 | 10.4151 | 10.6324 | 11.0338 | 11.2711 | 11.6468 | 11.9723 | 11.7964 | 11.6519 | 11.5012 | 11.4021 | 11.3511 | 11.3554 | 11.3507 | 11.3325 | 11.3325 | 11.3325 | 11.3325 | 11.3325 | 11.3325 | 11.3325 | 11.3325 | 11.3325 | 11.3325 | 11.3325
Smithfield Energy Facility | Fast | 11.3061 | 10.7612 | 10.2578 | 10.7464 | 10.8901 | 10.8062 | 11.2901 | 11.7584 | 11.9756 | 12.3771 | 12.6144 | 12.99 | 13.3155 | 13.1397 | 12.9951 | 12.8444 | 12.7453 | 12.6944 | 12.6986 | 12.6939 | 12.6757 | 12.6757 | 12.6757 | 12.6757 | 12.6757 | 12.6757 | 12.6757 | 12.6757 | 12.6757 | 12.6757 | 12.6757
Somerton | Fast | 10.2602 | 9.7153 | 9.212 | 9.7006 | 9.8442 | 9.7603 | 10.2442 | 10.7125 | 10.9298 | 11.3312 | 11.5685 | 11.9441 | 12.2697 | 12.0938 | 11.9492 | 11.7985 | 11.6994 | 11.6485 | 11.6527 | 11.648 | 11.6298 | 11.6298 | 11.6298 | 11.6298 | 11.6298 | 11.6298 | 11.6298 | 11.6298 | 11.6298 | 11.6298 | 11.6298
Swanbank E GT | Fast | 9.9628 | 9.4179 | 8.9146 | 9.4032 | 9.5469 | 9.463 | 9.9468 | 10.4151 | 10.6324 | 11.0338 | 11.2711 | 11.6468 | 11.9723 | 11.7964 | 11.6519 | 11.5012 | 11.4021 | 11.3511 | 11.3554 | 11.3507 | 11.3325 | 11.3325 | 11.3325 | 11.3325 | 11.3325 | 11.3325 | 11.3325 | 11.3325 | 11.3325 | 11.3325 | 11.3325
Tallawarra | Fast | 10.537 | 9.9922 | 9.4888 | 9.9774 | 10.1211 | 10.0372 | 10.521 | 10.9893 | 11.2066 | 11.608 | 11.8453 | 12.221 | 12.5465 | 12.3706 | 12.2261 | 12.0754 | 11.9763 | 11.9253 | 11.9296 | 11.9249 | 11.9067 | 11.9067 | 11.9067 | 11.9067 | 11.9067 | 11.9067 | 11.9067 | 11.9067 | 11.9067 | 11.9067 | 11.9067
Tamar Valley Combined Cycle | Fast | 11.2343 | 10.6894 | 10.1861 | 10.6747 | 10.8183 | 10.7344 | 11.2183 | 11.6866 | 11.9039 | 12.3053 | 12.5426 | 12.9182 | 13.2438 | 13.0679 | 12.9233 | 12.7726 | 12.6735 | 12.6226 | 12.6268 | 12.6221 | 12.6039 | 12.6039 | 12.6039 | 12.6039 | 12.6039 | 12.6039 | 12.6039 | 12.6039 | 12.6039 | 12.6039 | 12.6039
Tamar Valley Peaking | Fast | 11.2343 | 10.6894 | 10.1861 | 10.6747 | 10.8183 | 10.7344 | 11.2183 | 11.6866 | 11.9039 | 12.3053 | 12.5426 | 12.9182 | 13.2438 | 13.0679 | 12.9233 | 12.7726 | 12.6735 | 12.6226 | 12.6268 | 12.6221 | 12.6039 | 12.6039 | 12.6039 | 12.6039 | 12.6039 | 12.6039 | 12.6039 | 12.6039 | 12.6039 | 12.6039 | 12.6039
Torrens Island A | Fast | 10.4448 | 9.8999 | 9.3965 | 9.8851 | 10.0288 | 9.9449 | 10.4287 | 10.897 | 11.1143 | 11.5158 | 11.753 | 12.1287 | 12.4542 | 12.2783 | 12.1338 | 11.9831 | 11.884 | 11.8331 | 11.8373 | 11.8326 | 11.8144 | 11.8144 | 11.8144 | 11.8144 | 11.8144 | 11.8144 | 11.8144 | 11.8144 | 11.8144 | 11.8144 | 11.8144
Torrens Island B | Fast | 10.4448 | 9.8999 | 9.3965 | 9.8851 | 10.0288 | 9.9449 | 10.4287 | 10.897 | 11.1143 | 11.5158 | 11.753 | 12.1287 | 12.4542 | 12.2783 | 12.1338 | 11.9831 | 11.884 | 11.8331 | 11.8373 | 11.8326 | 11.8144 | 11.8144 | 11.8144 | 11.8144 | 11.8144 | 11.8144 | 11.8144 | 11.8144 | 11.8144 | 11.8144 | 11.8144
Townsville Power Station | Fast | 10.2602 | 9.7153 | 9.212 | 9.7006 | 9.8442 | 9.7603 | 10.2442 | 10.7125 | 10.9298 | 11.3312 | 11.5685 | 11.9441 | 12.2697 | 12.0938 | 11.9492 | 11.7985 | 11.6994 | 11.6485 | 11.6527 | 11.648 | 11.6298 | 11.6298 | 11.6298 | 11.6298 | 11.6298 | 11.6298 | 11.6298 | 11.6298 | 11.6298 | 11.6298 | 11.6298
Uranquinty | Fast | 8.2029 | 8.2029 | 8.2029 | 8.2029 | 8.2029 | 8.2029 | 8.2029 | 8.2029 | 8.2029 | 8.2029 | 8.2029 | 8.2029 | 8.2029 | 8.2029 | 8.2029 | 8.2029 | 8.2029 | 8.2029 | 8.2029 | 8.2029 | 8.2029 | 8.2029 | 8.2029 | 8.2029 | 8.2029 | 8.2029 | 8.2029 | 8.2029 | 8.2029 | 8.2029 | 8.2029
Valley Power | Fast | 10.537 | 9.9922 | 9.4888 | 9.9774 | 10.1211 | 10.0372 | 10.521 | 10.9893 | 11.2066 | 11.608 | 11.8453 | 12.221 | 12.5465 | 12.3706 | 12.2261 | 12.0754 | 11.9763 | 11.9253 | 11.9296 | 11.9249 | 11.9067 | 11.9067 | 11.9067 | 11.9067 | 11.9067 | 11.9067 | 11.9067 | 11.9067 | 11.9067 | 11.9067 | 11.9067
Yarwun Cogen | Fast | 7.1776 | 7.1776 | 7.1776 | 7.1776 | 7.1776 | 7.1776 | 7.1776 | 7.1776 | 7.1776 | 7.1776 | 7.1776 | 7.1776 | 7.1776 | 7.1776 | 7.1776 | 7.1776 | 7.1776 | 7.1776 | 7.1776 | 7.1776 | 7.1776 | 7.1776 | 7.1776 | 7.1776 | 7.1776 | 7.1776 | 7.1776 | 7.1776 | 7.1776 | 7.1776 | 7.1776
New generating stations
QLD new OCGT | Fast | 10.9882 | 10.4433 | 9.94 | 10.4286 | 10.5722 | 10.4883 | 10.9722 | 11.4405 | 11.6578 | 12.0592 | 12.2965 | 12.6721 | 12.9977 | 12.8218 | 12.6772 | 12.5266 | 12.4274 | 12.3765 | 12.3808 | 12.376 | 12.3578 | 12.3578 | 12.3578 | 12.3578 | 12.3578 | 12.3578 | 12.3578 | 12.3578 | 12.3578 | 12.3578 | 12.3578
NSW new OCGT | Fast | 11.8188 | 11.2739 | 10.7705 | 11.2591 | 11.4028 | 11.3189 | 11.8027 | 12.271 | 12.4883 | 12.8897 | 13.127 | 13.5027 | 13.8282 | 13.6523 | 13.5078 | 13.3571 | 13.258 | 13.2071 | 13.2113 | 13.2066 | 13.1884 | 13.1884 | 13.1884 | 13.1884 | 13.1884 | 13.1884 | 13.1884 | 13.1884 | 13.1884 | 13.1884 | 13.1884
VIC new OCGT | Fast | 11.2856 | 10.7407 | 10.2373 | 10.7259 | 10.8696 | 10.7857 | 11.2695 | 11.7378 | 11.9551 | 12.3566 | 12.5939 | 12.9695 | 13.295 | 13.1191 | 12.9746 | 12.8239 | 12.7248 | 12.6739 | 12.6781 | 12.6734 | 12.6552 | 12.6552 | 12.6552 | 12.6552 | 12.6552 | 12.6552 | 12.6552 | 12.6552 | 12.6552 | 12.6552 | 12.6552
SA new OCGT | Fast | 11.4701 | 10.9252 | 10.4219 | 10.9105 | 11.0542 | 10.9703 | 11.4541 | 11.9224 | 12.1397 | 12.5411 | 12.7784 | 13.154 | 13.4796 | 13.3037 | 13.1592 | 13.0085 | 12.9094 | 12.8584 | 12.8627 | 12.858 | 12.8397 | 12.8397 | 12.8397 | 12.8397 | 12.8397 | 12.8397 | 12.8397 | 12.8397 | 12.8397 | 12.8397 | 12.8397
TAS new OCGT | Fast | 11.2343 | 10.6894 | 10.1861 | 10.6747 | 10.8183 | 10.7344 | 11.2183 | 11.6866 | 11.9039 | 12.3053 | 12.5426 | 12.9182 | 13.2438 | 13.0679 | 12.9233 | 12.7726 | 12.6735 | 12.6226 | 12.6268 | 12.6221 | 12.6039 | 12.6039 | 12.6039 | 12.6039 | 12.6039 | 12.6039 | 12.6039 | 12.6039 | 12.6039 | 12.6039 | 12.6039
QLD new CCGT | Fast | 9.4502 | 8.9053 | 8.4019 | 8.8905 | 9.0342 | 8.9503 | 9.4341 | 9.9024 | 10.1197 | 10.5211 | 10.7584 | 11.1341 | 11.4596 | 11.2837 | 11.1392 | 10.9885 | 10.8894 | 10.8385 | 10.8427 | 10.838 | 10.8198 | 10.8198 | 10.8198 | 10.8198 | 10.8198 | 10.8198 | 10.8198 | 10.8198 | 10.8198 | 10.8198 | 10.8198
NSW new CCGT | Fast | 10.2807 | 9.7358 | 9.2325 | 9.7211 | 9.8647 | 9.7808 | 10.2647 | 10.733 | 10.9503 | 11.3517 | 11.589 | 11.9646 | 12.2902 | 12.1143 | 11.9697 | 11.8191 | 11.7199 | 11.669 | 11.6733 | 11.6685 | 11.6503 | 11.6503 | 11.6503 | 11.6503 | 11.6503 | 11.6503 | 11.6503 | 11.6503 | 11.6503 | 11.6503 | 11.6503
VIC new CCGT | Fast | 9.9526 | 9.4077 | 8.9044 | 9.393 | 9.5366 | 9.4527 | 9.9366 | 10.4049 | 10.6222 | 11.0236 | 11.2609 | 11.6365 | 11.9621 | 11.7862 | 11.6416 | 11.4909 | 11.3918 | 11.3409 | 11.3451 | 11.3404 | 11.3222 | 11.3222 | 11.3222 | 11.3222 | 11.3222 | 11.3222 | 11.3222 | 11.3222 | 11.3222 | 11.3222 | 11.3222
SA new CCGT | Fast | 10.4448 | 9.8999 | 9.3965 | 9.8851 | 10.0288 | 9.9449 | 10.4287 | 10.897 | 11.1143 | 11.5158 | 11.753 | 12.1287 | 12.4542 | 12.2783 | 12.1338 | 11.9831 | 11.884 | 11.8331 | 11.8373 | 11.8326 | 11.8144 | 11.8144 | 11.8144 | 11.8144 | 11.8144 | 11.8144 | 11.8144 | 11.8144 | 11.8144 | 11.8144 | 11.8144
TAS new CCGT | Fast | 11.2343 | 10.6894 | 10.1861 | 10.6747 | 10.8183 | 10.7344 | 11.2183 | 11.6866 | 11.9039 | 12.3053 | 12.5426 | 12.9182 | 13.2438 | 13.0679 | 12.9233 | 12.7726 | 12.6735 | 12.6226 | 12.6268 | 12.6221 | 12.6039 | 12.6039 | 12.6039 | 12.6039 | 12.6039 | 12.6039 | 12.6039 | 12.6039 | 12.6039 | 12.6039 | 12.6039
Slow | Slow Change
|  | 2019-20 | 2020-21 | 2021-22 | 2022-23 | 2023-24 | 2024-25 | 2025-26 | 2026-27 | 2027-28 | 2028-29 | 2029-30 | 2030-31 | 2031-32 | 2032-33 | 2033-34 | 2034-35 | 2035-36 | 2036-37 | 2037-38 | 2038-39 | 2039-40 | 2040-41 | 2041-42 | 2042-43 | 2043-44 | 2044-45 | 2045-46 | 2046-47 | 2047-48 | 2048-49 | 2049-50
Bairnsdale | Slow | 9.0838 | 8.7156 | 8.7156 | 8.7156 | 8.972 | 9.2283 | 9.2283 | 9.2283 | 9.2283 | 9.2283 | 9.2283 | 9.2283 | 9.2283 | 9.2283 | 9.2283 | 9.2283 | 9.2283 | 9.2283 | 9.2283 | 9.2283 | 9.2283 | 9.2283 | 9.2283 | 9.2283 | 9.2283 | 9.2283 | 9.2283 | 9.2283 | 9.2283 | 9.2283 | 9.2283
Barcaldine Power Station | Slow | 8.0687 | 7.9056 | 7.9056 | 7.9056 | 8.1619 | 8.4183 | 8.4183 | 8.4183 | 8.4183 | 8.4183 | 8.4183 | 8.4183 | 8.4183 | 8.4183 | 8.4183 | 8.4183 | 8.4183 | 8.4183 | 8.4183 | 8.4183 | 8.4183 | 8.4183 | 8.4183 | 8.4183 | 8.4183 | 8.4183 | 8.4183 | 8.4183 | 8.4183 | 8.4183 | 8.4183
Bell Bay Three | Slow | 9.8528 | 9.6897 | 9.6897 | 9.6897 | 9.9461 | 10.2024 | 10.2024 | 10.2024 | 10.2024 | 10.2024 | 10.2024 | 10.2024 | 10.2024 | 10.2024 | 10.2024 | 10.2024 | 10.2024 | 10.2024 | 10.2024 | 10.2024 | 10.2024 | 10.2024 | 10.2024 | 10.2024 | 10.2024 | 10.2024 | 10.2024 | 10.2024 | 10.2024 | 10.2024 | 10.2024
Braemar | Slow | 8.0687 | 7.9056 | 7.9056 | 7.9056 | 8.1619 | 8.4183 | 8.4183 | 8.4183 | 8.4183 | 8.4183 | 8.4183 | 8.4183 | 8.4183 | 8.4183 | 8.4183 | 8.4183 | 8.4183 | 8.4183 | 8.4183 | 8.4183 | 8.4183 | 8.4183 | 8.4183 | 8.4183 | 8.4183 | 8.4183 | 8.4183 | 8.4183 | 8.4183 | 8.4183 | 8.4183
Braemar 2 Power Station | Slow | 8.0687 | 7.9056 | 7.9056 | 7.9056 | 8.1619 | 8.4183 | 8.4183 | 8.4183 | 8.4183 | 8.4183 | 8.4183 | 8.4183 | 8.4183 | 8.4183 | 8.4183 | 8.4183 | 8.4183 | 8.4183 | 8.4183 | 8.4183 | 8.4183 | 8.4183 | 8.4183 | 8.4183 | 8.4183 | 8.4183 | 8.4183 | 8.4183 | 8.4183 | 8.4183 | 8.4183
Colongra | Slow | 9.4119 | 9.2488 | 9.2488 | 9.2488 | 9.5051 | 9.7615 | 9.7615 | 9.7615 | 9.7615 | 9.7615 | 9.7615 | 9.7615 | 9.7615 | 9.7615 | 9.7615 | 9.7615 | 9.7615 | 9.7615 | 9.7615 | 9.7615 | 9.7615 | 9.7615 | 9.7615 | 9.7615 | 9.7615 | 9.7615 | 9.7615 | 9.7615 | 9.7615 | 9.7615 | 9.7615
Condamine A | Slow | 8.325 | 8.1619 | 8.1619 | 8.1619 | 8.4183 | 8.6746 | 8.6746 | 8.6746 | 8.6746 | 8.6746 | 8.6746 | 8.6746 | 8.6746 | 8.6746 | 8.6746 | 8.6746 | 8.6746 | 8.6746 | 8.6746 | 8.6746 | 8.6746 | 8.6746 | 8.6746 | 8.6746 | 8.6746 | 8.6746 | 8.6746 | 8.6746 | 8.6746 | 8.6746 | 8.6746
Darling Downs | Slow | 7.8636 | 7.7005 | 7.7005 | 7.7005 | 7.9568 | 8.2132 | 8.2132 | 8.2132 | 8.2132 | 8.2132 | 8.2132 | 8.2132 | 8.2132 | 8.2132 | 8.2132 | 8.2132 | 8.2132 | 8.2132 | 8.2132 | 8.2132 | 8.2132 | 8.2132 | 8.2132 | 8.2132 | 8.2132 | 8.2132 | 8.2132 | 8.2132 | 8.2132 | 8.2132 | 8.2132
Dry Creek GT | Slow | 9.0633 | 8.9002 | 8.9002 | 8.9002 | 9.1565 | 9.4129 | 9.4129 | 9.4129 | 9.4129 | 9.4129 | 9.4129 | 9.4129 | 9.4129 | 9.4129 | 9.4129 | 9.4129 | 9.4129 | 9.4129 | 9.4129 | 9.4129 | 9.4129 | 9.4129 | 9.4129 | 9.4129 | 9.4129 | 9.4129 | 9.4129 | 9.4129 | 9.4129 | 9.4129 | 9.4129
Hallett GT | Slow | 9.0633 | 8.9002 | 8.9002 | 8.9002 | 9.1565 | 9.4129 | 9.4129 | 9.4129 | 9.4129 | 9.4129 | 9.4129 | 9.4129 | 9.4129 | 9.4129 | 9.4129 | 9.4129 | 9.4129 | 9.4129 | 9.4129 | 9.4129 | 9.4129 | 9.4129 | 9.4129 | 9.4129 | 9.4129 | 9.4129 | 9.4129 | 9.4129 | 9.4129 | 9.4129 | 9.4129
Jeeralang A | Slow | 8.5711 | 8.2029 | 8.2029 | 8.2029 | 8.4593 | 8.7156 | 8.7156 | 8.7156 | 8.7156 | 8.7156 | 8.7156 | 8.7156 | 8.7156 | 8.7156 | 8.7156 | 8.7156 | 8.7156 | 8.7156 | 8.7156 | 8.7156 | 8.7156 | 8.7156 | 8.7156 | 8.7156 | 8.7156 | 8.7156 | 8.7156 | 8.7156 | 8.7156 | 8.7156 | 8.7156
Jeeralang B | Slow | 8.5711 | 8.2029 | 8.2029 | 8.2029 | 8.4593 | 8.7156 | 8.7156 | 8.7156 | 8.7156 | 8.7156 | 8.7156 | 8.7156 | 8.7156 | 8.7156 | 8.7156 | 8.7156 | 8.7156 | 8.7156 | 8.7156 | 8.7156 | 8.7156 | 8.7156 | 8.7156 | 8.7156 | 8.7156 | 8.7156 | 8.7156 | 8.7156 | 8.7156 | 8.7156 | 8.7156
Ladbroke Grove | Slow | 9.0633 | 8.9002 | 8.9002 | 8.9002 | 9.1565 | 9.4129 | 9.4129 | 9.4129 | 9.4129 | 9.4129 | 9.4129 | 9.4129 | 9.4129 | 9.4129 | 9.4129 | 9.4129 | 9.4129 | 9.4129 | 9.4129 | 9.4129 | 9.4129 | 9.4129 | 9.4129 | 9.4129 | 9.4129 | 9.4129 | 9.4129 | 9.4129 | 9.4129 | 9.4129 | 9.4129
Laverton North | Slow | 9.0838 | 8.7156 | 8.7156 | 8.7156 | 8.972 | 9.2283 | 9.2283 | 9.2283 | 9.2283 | 9.2283 | 9.2283 | 9.2283 | 9.2283 | 9.2283 | 9.2283 | 9.2283 | 9.2283 | 9.2283 | 9.2283 | 9.2283 | 9.2283 | 9.2283 | 9.2283 | 9.2283 | 9.2283 | 9.2283 | 9.2283 | 9.2283 | 9.2283 | 9.2283 | 9.2283
Mintaro GT | Slow | 9.0633 | 8.9002 | 8.9002 | 8.9002 | 9.1565 | 9.4129 | 9.4129 | 9.4129 | 9.4129 | 9.4129 | 9.4129 | 9.4129 | 9.4129 | 9.4129 | 9.4129 | 9.4129 | 9.4129 | 9.4129 | 9.4129 | 9.4129 | 9.4129 | 9.4129 | 9.4129 | 9.4129 | 9.4129 | 9.4129 | 9.4129 | 9.4129 | 9.4129 | 9.4129 | 9.4129
Mortlake | Slow | 8.3661 | 7.9979 | 7.9979 | 7.9979 | 8.2542 | 8.5105 | 8.5105 | 8.5105 | 8.5105 | 8.5105 | 8.5105 | 8.5105 | 8.5105 | 8.5105 | 8.5105 | 8.5105 | 8.5105 | 8.5105 | 8.5105 | 8.5105 | 8.5105 | 8.5105 | 8.5105 | 8.5105 | 8.5105 | 8.5105 | 8.5105 | 8.5105 | 8.5105 | 8.5105 | 8.5105
Newport | Slow | 9.0838 | 8.7156 | 8.7156 | 8.7156 | 8.972 | 9.2283 | 9.2283 | 9.2283 | 9.2283 | 9.2283 | 9.2283 | 9.2283 | 9.2283 | 9.2283 | 9.2283 | 9.2283 | 9.2283 | 9.2283 | 9.2283 | 9.2283 | 9.2283 | 9.2283 | 9.2283 | 9.2283 | 9.2283 | 9.2283 | 9.2283 | 9.2283 | 9.2283 | 9.2283 | 9.2283
Oakey Power Station | Slow | 8.5814 | 8.4183 | 8.4183 | 8.4183 | 8.6746 | 8.9309 | 8.9309 | 8.9309 | 8.9309 | 8.9309 | 8.9309 | 8.9309 | 8.9309 | 8.9309 | 8.9309 | 8.9309 | 8.9309 | 8.9309 | 8.9309 | 8.9309 | 8.9309 | 8.9309 | 8.9309 | 8.9309 | 8.9309 | 8.9309 | 8.9309 | 8.9309 | 8.9309 | 8.9309 | 8.9309
Osborne | Slow | 8.0379 | 7.8748 | 7.8748 | 7.8748 | 8.1312 | 8.3875 | 8.3875 | 8.3875 | 8.3875 | 8.3875 | 8.3875 | 8.3875 | 8.3875 | 8.3875 | 8.3875 | 8.3875 | 8.3875 | 8.3875 | 8.3875 | 8.3875 | 8.3875 | 8.3875 | 8.3875 | 8.3875 | 8.3875 | 8.3875 | 8.3875 | 8.3875 | 8.3875 | 8.3875 | 8.3875
Pelican Point | Slow | 8.5506 | 8.3875 | 8.3875 | 8.3875 | 8.6438 | 8.9002 | 8.9002 | 8.9002 | 8.9002 | 8.9002 | 8.9002 | 8.9002 | 8.9002 | 8.9002 | 8.9002 | 8.9002 | 8.9002 | 8.9002 | 8.9002 | 8.9002 | 8.9002 | 8.9002 | 8.9002 | 8.9002 | 8.9002 | 8.9002 | 8.9002 | 8.9002 | 8.9002 | 8.9002 | 8.9002
Quarantine | Slow | 8.807 | 8.6438 | 8.6438 | 8.6438 | 8.9002 | 9.1565 | 9.1565 | 9.1565 | 9.1565 | 9.1565 | 9.1565 | 9.1565 | 9.1565 | 9.1565 | 9.1565 | 9.1565 | 9.1565 | 9.1565 | 9.1565 | 9.1565 | 9.1565 | 9.1565 | 9.1565 | 9.1565 | 9.1565 | 9.1565 | 9.1565 | 9.1565 | 9.1565 | 9.1565 | 9.1565
Roma | Slow | 8.5814 | 8.4183 | 8.4183 | 8.4183 | 8.6746 | 8.9309 | 8.9309 | 8.9309 | 8.9309 | 8.9309 | 8.9309 | 8.9309 | 8.9309 | 8.9309 | 8.9309 | 8.9309 | 8.9309 | 8.9309 | 8.9309 | 8.9309 | 8.9309 | 8.9309 | 8.9309 | 8.9309 | 8.9309 | 8.9309 | 8.9309 | 8.9309 | 8.9309 | 8.9309 | 8.9309
Smithfield Energy Facility | Slow | 9.4119 | 9.2488 | 9.2488 | 9.2488 | 9.5051 | 9.7615 | 9.7615 | 9.7615 | 9.7615 | 9.7615 | 9.7615 | 9.7615 | 9.7615 | 9.7615 | 9.7615 | 9.7615 | 9.7615 | 9.7615 | 9.7615 | 9.7615 | 9.7615 | 9.7615 | 9.7615 | 9.7615 | 9.7615 | 9.7615 | 9.7615 | 9.7615 | 9.7615 | 9.7615 | 9.7615
Somerton | Slow | 9.0838 | 8.7156 | 8.7156 | 8.7156 | 8.972 | 9.2283 | 9.2283 | 9.2283 | 9.2283 | 9.2283 | 9.2283 | 9.2283 | 9.2283 | 9.2283 | 9.2283 | 9.2283 | 9.2283 | 9.2283 | 9.2283 | 9.2283 | 9.2283 | 9.2283 | 9.2283 | 9.2283 | 9.2283 | 9.2283 | 9.2283 | 9.2283 | 9.2283 | 9.2283 | 9.2283
Swanbank E GT | Slow | 8.5814 | 8.4183 | 8.4183 | 8.4183 | 8.6746 | 8.9309 | 8.9309 | 8.9309 | 8.9309 | 8.9309 | 8.9309 | 8.9309 | 8.9309 | 8.9309 | 8.9309 | 8.9309 | 8.9309 | 8.9309 | 8.9309 | 8.9309 | 8.9309 | 8.9309 | 8.9309 | 8.9309 | 8.9309 | 8.9309 | 8.9309 | 8.9309 | 8.9309 | 8.9309 | 8.9309
Tallawarra | Slow | 8.8992 | 8.7361 | 8.7361 | 8.7361 | 8.9925 | 9.2488 | 9.2488 | 9.2488 | 9.2488 | 9.2488 | 9.2488 | 9.2488 | 9.2488 | 9.2488 | 9.2488 | 9.2488 | 9.2488 | 9.2488 | 9.2488 | 9.2488 | 9.2488 | 9.2488 | 9.2488 | 9.2488 | 9.2488 | 9.2488 | 9.2488 | 9.2488 | 9.2488 | 9.2488 | 9.2488
Tamar Valley Combined Cycle | Slow | 9.8528 | 9.6897 | 9.6897 | 9.6897 | 9.9461 | 10.2024 | 10.2024 | 10.2024 | 10.2024 | 10.2024 | 10.2024 | 10.2024 | 10.2024 | 10.2024 | 10.2024 | 10.2024 | 10.2024 | 10.2024 | 10.2024 | 10.2024 | 10.2024 | 10.2024 | 10.2024 | 10.2024 | 10.2024 | 10.2024 | 10.2024 | 10.2024 | 10.2024 | 10.2024 | 10.2024
Tamar Valley Peaking | Slow | 9.8528 | 9.6897 | 9.6897 | 9.6897 | 9.9461 | 10.2024 | 10.2024 | 10.2024 | 10.2024 | 10.2024 | 10.2024 | 10.2024 | 10.2024 | 10.2024 | 10.2024 | 10.2024 | 10.2024 | 10.2024 | 10.2024 | 10.2024 | 10.2024 | 10.2024 | 10.2024 | 10.2024 | 10.2024 | 10.2024 | 10.2024 | 10.2024 | 10.2024 | 10.2024 | 10.2024
Torrens Island A | Slow | 9.0633 | 8.9002 | 8.9002 | 8.9002 | 9.1565 | 9.4129 | 9.4129 | 9.4129 | 9.4129 | 9.4129 | 9.4129 | 9.4129 | 9.4129 | 9.4129 | 9.4129 | 9.4129 | 9.4129 | 9.4129 | 9.4129 | 9.4129 | 9.4129 | 9.4129 | 9.4129 | 9.4129 | 9.4129 | 9.4129 | 9.4129 | 9.4129 | 9.4129 | 9.4129 | 9.4129
Torrens Island B | Slow | 9.0633 | 8.9002 | 8.9002 | 8.9002 | 9.1565 | 9.4129 | 9.4129 | 9.4129 | 9.4129 | 9.4129 | 9.4129 | 9.4129 | 9.4129 | 9.4129 | 9.4129 | 9.4129 | 9.4129 | 9.4129 | 9.4129 | 9.4129 | 9.4129 | 9.4129 | 9.4129 | 9.4129 | 9.4129 | 9.4129 | 9.4129 | 9.4129 | 9.4129 | 9.4129 | 9.4129
Townsville Power Station | Slow | 9.0838 | 8.7156 | 8.7156 | 8.7156 | 8.972 | 9.2283 | 9.2283 | 9.2283 | 9.2283 | 9.2283 | 9.2283 | 9.2283 | 9.2283 | 9.2283 | 9.2283 | 9.2283 | 9.2283 | 9.2283 | 9.2283 | 9.2283 | 9.2283 | 9.2283 | 9.2283 | 9.2283 | 9.2283 | 9.2283 | 9.2283 | 9.2283 | 9.2283 | 9.2283 | 9.2283
Uranquinty | Slow | 7.1776 | 7.1776 | 7.1776 | 7.1776 | 7.1776 | 7.1776 | 7.1776 | 7.1776 | 7.1776 | 7.1776 | 7.1776 | 7.1776 | 7.1776 | 7.1776 | 7.1776 | 7.1776 | 7.1776 | 7.1776 | 7.1776 | 7.1776 | 7.1776 | 7.1776 | 7.1776 | 7.1776 | 7.1776 | 7.1776 | 7.1776 | 7.1776 | 7.1776 | 7.1776 | 7.1776
Valley Power | Slow | 9.1556 | 8.9925 | 8.9925 | 8.9925 | 9.2488 | 9.5051 | 9.5051 | 9.5051 | 9.5051 | 9.5051 | 9.5051 | 9.5051 | 9.5051 | 9.5051 | 9.5051 | 9.5051 | 9.5051 | 9.5051 | 9.5051 | 9.5051 | 9.5051 | 9.5051 | 9.5051 | 9.5051 | 9.5051 | 9.5051 | 9.5051 | 9.5051 | 9.5051 | 9.5051 | 9.5051
Yarwun Cogen | Slow | 6.1522 | 6.1522 | 6.1522 | 6.1522 | 6.1522 | 6.1522 | 6.1522 | 6.1522 | 6.1522 | 6.1522 | 6.1522 | 6.1522 | 6.1522 | 6.1522 | 6.1522 | 6.1522 | 6.1522 | 6.1522 | 6.1522 | 6.1522 | 6.1522 | 6.1522 | 6.1522 | 6.1522 | 6.1522 | 6.1522 | 6.1522 | 6.1522 | 6.1522 | 6.1522 | 6.1522
New generating stations
QLD new OCGT | Slow | 9.0941 | 8.9309 | 8.9309 | 8.9309 | 9.1873 | 9.4436 | 9.4436 | 9.4436 | 9.4436 | 9.4436 | 9.4436 | 9.4436 | 9.4436 | 9.4436 | 9.4436 | 9.4436 | 9.4436 | 9.4436 | 9.4436 | 9.4436 | 9.4436 | 9.4436 | 9.4436 | 9.4436 | 9.4436 | 9.4436 | 9.4436 | 9.4436 | 9.4436 | 9.4436 | 9.4436
NSW new OCGT | Slow | 9.9246 | 9.7615 | 9.7615 | 9.7615 | 10.0178 | 10.2742 | 10.2742 | 10.2742 | 10.2742 | 10.2742 | 10.2742 | 10.2742 | 10.2742 | 10.2742 | 10.2742 | 10.2742 | 10.2742 | 10.2742 | 10.2742 | 10.2742 | 10.2742 | 10.2742 | 10.2742 | 10.2742 | 10.2742 | 10.2742 | 10.2742 | 10.2742 | 10.2742 | 10.2742 | 10.2742
VIC new OCGT | Slow | 9.5965 | 9.2283 | 9.2283 | 9.2283 | 9.4846 | 9.741 | 9.741 | 9.741 | 9.741 | 9.741 | 9.741 | 9.741 | 9.741 | 9.741 | 9.741 | 9.741 | 9.741 | 9.741 | 9.741 | 9.741 | 9.741 | 9.741 | 9.741 | 9.741 | 9.741 | 9.741 | 9.741 | 9.741 | 9.741 | 9.741 | 9.741
SA new OCGT | Slow | 9.576 | 9.4129 | 9.4129 | 9.4129 | 9.6692 | 9.9255 | 9.9255 | 9.9255 | 9.9255 | 9.9255 | 9.9255 | 9.9255 | 9.9255 | 9.9255 | 9.9255 | 9.9255 | 9.9255 | 9.9255 | 9.9255 | 9.9255 | 9.9255 | 9.9255 | 9.9255 | 9.9255 | 9.9255 | 9.9255 | 9.9255 | 9.9255 | 9.9255 | 9.9255 | 9.9255
TAS new OCGT | Slow | 9.8528 | 9.6897 | 9.6897 | 9.6897 | 9.9461 | 10.2024 | 10.2024 | 10.2024 | 10.2024 | 10.2024 | 10.2024 | 10.2024 | 10.2024 | 10.2024 | 10.2024 | 10.2024 | 10.2024 | 10.2024 | 10.2024 | 10.2024 | 10.2024 | 10.2024 | 10.2024 | 10.2024 | 10.2024 | 10.2024 | 10.2024 | 10.2024 | 10.2024 | 10.2024 | 10.2024
QLD new CCGT | Slow | 8.0687 | 7.9056 | 7.9056 | 7.9056 | 8.1619 | 8.4183 | 8.4183 | 8.4183 | 8.4183 | 8.4183 | 8.4183 | 8.4183 | 8.4183 | 8.4183 | 8.4183 | 8.4183 | 8.4183 | 8.4183 | 8.4183 | 8.4183 | 8.4183 | 8.4183 | 8.4183 | 8.4183 | 8.4183 | 8.4183 | 8.4183 | 8.4183 | 8.4183 | 8.4183 | 8.4183
NSW new CCGT | Slow | 8.8992 | 8.7361 | 8.7361 | 8.7361 | 8.9925 | 9.2488 | 9.2488 | 9.2488 | 9.2488 | 9.2488 | 9.2488 | 9.2488 | 9.2488 | 9.2488 | 9.2488 | 9.2488 | 9.2488 | 9.2488 | 9.2488 | 9.2488 | 9.2488 | 9.2488 | 9.2488 | 9.2488 | 9.2488 | 9.2488 | 9.2488 | 9.2488 | 9.2488 | 9.2488 | 9.2488
VIC new CCGT | Slow | 8.5711 | 8.2029 | 8.2029 | 8.2029 | 8.4593 | 8.7156 | 8.7156 | 8.7156 | 8.7156 | 8.7156 | 8.7156 | 8.7156 | 8.7156 | 8.7156 | 8.7156 | 8.7156 | 8.7156 | 8.7156 | 8.7156 | 8.7156 | 8.7156 | 8.7156 | 8.7156 | 8.7156 | 8.7156 | 8.7156 | 8.7156 | 8.7156 | 8.7156 | 8.7156 | 8.7156
SA new CCGT | Slow | 8.5506 | 8.3875 | 8.3875 | 8.3875 | 8.6438 | 8.9002 | 8.9002 | 8.9002 | 8.9002 | 8.9002 | 8.9002 | 8.9002 | 8.9002 | 8.9002 | 8.9002 | 8.9002 | 8.9002 | 8.9002 | 8.9002 | 8.9002 | 8.9002 | 8.9002 | 8.9002 | 8.9002 | 8.9002 | 8.9002 | 8.9002 | 8.9002 | 8.9002 | 8.9002 | 8.9002
TAS new CCGT | Slow | 9.8528 | 9.6897 | 9.6897 | 9.6897 | 9.9461 | 10.2024 | 10.2024 | 10.2024 | 10.2024 | 10.2024 | 10.2024 | 10.2024 | 10.2024 | 10.2024 | 10.2024 | 10.2024 | 10.2024 | 10.2024 | 10.2024 | 10.2024 | 10.2024 | 10.2024 | 10.2024 | 10.2024 | 10.2024 | 10.2024 | 10.2024 | 10.2024 | 10.2024 | 10.2024 | 10.2024
Neutral | Slow Change,Central, High DER, Fast Change, Step Change
Liquid fuel price |  | 2019-20 | 2020-21 | 2021-22 | 2022-23 | 2023-24 | 2024-25 | 2025-26 | 2026-27 | 2027-28 | 2028-29 | 2029-30 | 2030-31 | 2031-32 | 2032-33 | 2033-34 | 2034-35 | 2035-36 | 2036-37 | 2037-38 | 2038-39 | 2039-40 | 2040-41 | 2041-42 | 2042-43 | 2043-44 | 2044-45 | 2045-46 | 2046-47 | 2047-48 | 2048-49 | 2049-50
Liquid fuel | Neutral | 37.7079 | 37.2232 | 36.6487 | 36.072 | 35.5442 | 35.0569 | 34.6044 | 34.208 | 33.855 | 33.4994 | 33.1539 | 32.8347 | 32.5458 | 32.2825 | 32.0371 | 31.8044 | 31.5802 | 31.3632 | 31.1521 | 30.9448 | 30.7411 | 30.3515 | 29.9679 | 29.9679 | 29.9679 | 29.9679 | 29.9679 | 29.9679 | 29.9679 | 29.9679 | 29.9679
Liquid fuel | Fast | 37.7079 | 37.2232 | 36.6487 | 36.072 | 35.5442 | 35.0569 | 34.6044 | 34.208 | 33.855 | 33.4994 | 33.1539 | 32.8347 | 32.5458 | 32.2825 | 32.0371 | 31.8044 | 31.5802 | 31.3632 | 31.1521 | 30.9448 | 30.7411 | 30.3515 | 29.9679 | 29.9679 | 29.9679 | 29.9679 | 29.9679 | 29.9679 | 29.9679 | 29.9679 | 29.9679
Liquid fuel | Slow | 37.7079 | 37.2232 | 36.6487 | 36.072 | 35.5442 | 35.0569 | 34.6044 | 34.208 | 33.855 | 33.4994 | 33.1539 | 32.8347 | 32.5458 | 32.2825 | 32.0371 | 31.8044 | 31.5802 | 31.3632 | 31.1521 | 30.9448 | 30.7411 | 30.3515 | 29.9679 | 29.9679 | 29.9679 | 29.9679 | 29.9679 | 29.9679 | 29.9679 | 29.9679 | 29.9679

## Retirement
Go to Assumptions Summary
Retirement
Announced retirements are based on participant submissions of expected closure years in the August release of Generation information. Generators without announced retirement dates have been given a retirement days of X years past the station's commissioning date, where X is the operational life of that technology type given in GHD's Costs and Technical Parameters workbook.
Units may be retired earlier by the model if determined as least cost to the power system.
Expected Closure Years1
Expected Closure dates as per published values of the August 8th update to AEMO's Generation Information page
https://www.aemo.com.au/Electricity/National-Electricity-Market-NEM/Planning-and-forecasting/Generation-information
Retirement Costs
Generator Name | DUID | Expected Closure Year (Calendar Year) | Generator | Retirement / Rehabilitation Cost (real 2019 $/MW)
Bayswater | BW01 | 2035 | Black Coal | 162548.6726
Bayswater | BW02 | 2035 | Brown Coal | 162548.6726
Bayswater | BW03 | 2035 | OCGT | 45716.8142
Bayswater | BW04 | 2035 | CCGT | 132070.7965
Eraring | ER01 | 2031 | Pumped hydro | 109214.213
Eraring | ER02 | 2031 | Wind | 10921.4213
Eraring | ER03 | 2031 | Single-axis tracking solar | 21842.8426
Eraring | ER04 | 2031
Liddell | LD01 | 2023
Liddell | LD02 | 2023
Liddell | LD03 | 2023
Liddell | LD04 | 2022
Mount Piper | MP1 | 2042
Mount Piper | MP2 | 2042
Vales Point B | VP5 | 2029
Vales Point B | VP6 | 2029
Callide B | CALL_B_1 | 2028
Callide B | CALL_B_2 | 2028
Callide C1 | CPP_3 | 2051
Callide C1 | CPP_4 | 2051
Gladstone | GSTONE1 | 2035
Gladstone | GSTONE2 | 2035
Gladstone | GSTONE3 | 2035
Gladstone | GSTONE4 | 2035
Gladstone | GSTONE5 | 2035
Gladstone | GSTONE6 | 2035
Kogan Creek | KPP_1 | 2042
Millmerran | MPP_1 | 2051
Millmerran | MPP_2 | 2051
Stanwell | STAN-1 | 2043
Stanwell | STAN-2 | 2044
Stanwell | STAN-3 | 2045
Stanwell | STAN-4 | 2046
Tarong | TARONG#1 | 2036
Tarong | TARONG#2 | 2036
Tarong | TARONG#3 | 2037
Tarong | TARONG#4 | 2037
Tarong North | TNPS1 | 2037
Loy Yang B | LOYYB1 | 2047
Loy Yang B | LOYYB2 | 2047
Loy Yang A | LYA1 | 2048
Loy Yang A | LYA2 | 2048
Loy Yang A | LYA3 | 2048
Loy Yang A | LYA4 | 2048
Yallourn W | YWPS1 | 2029
Yallourn W | YWPS2 | 2030
Yallourn W | YWPS3 | 2031
Yallourn W | YWPS4 | 2032
Blowering | BLOWERNG | 2070
Guthega | GUTHEGA | 2070
Hume Dam NSW | HUMENSW | 2057
Shoalhaven | SHGEN | 2100
Upper Tumut | UPPTUMUT | 2070
Tumut 3 | TUMUT3 | 2070
Barron Gorge | BARRON-1 | 2042
Barron Gorge | BARRON-2 | 2042
Kareeya | KAREEYA1 | 2037
Kareeya | KAREEYA2 | 2037
Kareeya | KAREEYA3 | 2037
Kareeya | KAREEYA4 | 2037
Wivenhoe | W/HOE#1 | 2084
Wivenhoe | W/HOE#2 | 2084
Dartmouth | DARTM1 | 2057
Eildon | EILDON1 | 2057
Eildon | EILDON2 | 2057
Hume Dam VIC | HUMEV | 2057
Bogong / Mckay | MCKAY1 | 2057
Murray | MURRAY | 2070
West Kiewa | WKIEWA1 | 2057
West Kiewa | WKIEWA2 | 2057
Bastyan | BASTYAN | 2100
Catagunya / Liapootah / Wayatinah | LI_WY_CA | 2100
Cethana | CETHANA | 2100
Devils gate | DEVILS_G | 2100
Fisher | FISHER | 2100
Gordon | GORDON | 2100
John Butters | JBUTTERS | 2100
Lake Echo | LK_ECHO | 2100
Lemonthyme / Wilmot | LEM_WIL | 2100
Mackintosh | MACKNTSH | 2100
Meadowbank | MEADOWBK | 2100
Poatina | POAT110 | 2100
Poatina | POAT220 | 2100
Reece | REECE1 | 2100
Reece | REECE2 | 2100
Tarraleah | TARRALEA | 2100
Trevallyn | TREVALLN | 2100
Tribute | TRIBUTE | 2100
Tungatinah | TUNGATIN | 2100
Colongra | CG1 | 2070
Colongra | CG2 | 2070
Colongra | CG3 | 2070
Colongra | CG4 | 2070
Smithfield Energy Facility | SITHE01 | 2044
Smithfield Energy Facility | SITHE04 | 2044
Tallawarra | TALWA1 | 2043
Uranquinty | URANQ11 | 2044
Uranquinty | URANQ12 | 2044
Uranquinty | URANQ13 | 2044
Uranquinty | URANQ14 | 2044
Barcaldine Power Station | BARCALDN | 2034
Braemar | BRAEMAR1 | 2046
Braemar | BRAEMAR2 | 2046
Braemar | BRAEMAR3 | 2046
Braemar 2 Power Station | BRAEMAR5 | 2049
Braemar 2 Power Station | BRAEMAR6 | 2049
Braemar 2 Power Station | BRAEMAR7 | 2049
Condamine A | CPSA | 2039
Darling Downs | DDPS1 | 2045
Oakey Power Station | OAKEY1 | 2050
Oakey Power Station | OAKEY2 | 2050
Roma | ROMA_7 | 2034
Roma | ROMA_8 | 2034
Swanbank E GT | SWAN_E | 2028
Yabulu PS | YABULU | 2046
Yabulu Steam Turbine | YABULU2 | 2046
Yarwun Cogen | YARWUN_1 | 2060
Somerton | AGLSOM | 2033
Bairnsdale | BDL01 | 2042
Bairnsdale | BDL02 | 2042
Jeeralang A | JLA01 | 2039
Jeeralang A | JLA02 | 2039
Jeeralang A | JLA03 | 2039
Jeeralang A | JLA04 | 2039
Jeeralang B | JLB01 | 2039
Jeeralang B | JLB02 | 2039
Jeeralang B | JLB03 | 2039
Laverton North | LNGS1 | 2070
Laverton North | LNGS2 | 2070
Mortlake | MORTLK11 | 2046
Mortlake | MORTLK12 | 2046
Newport | NPS | 2039
Valley Power | VPGS1 | 2070
Valley Power | VPGS2 | 2070
Valley Power | VPGS3 | 2070
Valley Power | VPGS4 | 2070
Valley Power | VPGS5 | 2070
Valley Power | VPGS6 | 2070
Hallett GT | AGLHAL | 2032
Barker Inlet Power Station | BIPS1 | 2044
Dry Creek GT | DRYCGT1 | 2030
Dry Creek GT | DRYCGT2 | 2030
Dry Creek GT | DRYCGT3 | 2030
Ladbroke Grove | LADBROK1 | 2034
Ladbroke Grove | LADBROK2 | 2034
Mintaro GT | MINTARO | 2030
Osborne | OSB-AG | 2023
Pelican Point | PPCCGT | 2037
Quarantine | QPS1 | 2052
Quarantine | QPS2 | 2053
Quarantine | QPS3 | 2053
Quarantine | QPS4 | 2054
Quarantine | QPS5 | 2044
Torrens Island A | TORRA1 | 2021
Torrens Island A | TORRA2 | 2020
Torrens Island A | TORRA3 | 2022
Torrens Island A | TORRA4 | 2020
Torrens Island B | TORRB1 | 2035
Torrens Island B | TORRB2 | 2035
Torrens Island B | TORRB3 | 2035
Torrens Island B | TORRB4 | 2035
Bell Bay Three | BBTHREE1 | 2040
Bell Bay Three | BBTHREE2 | 2040
Bell Bay Three | BBTHREE3 | 2040
Tamar Valley Combined Cycle | TVCC201 | 2050
Tamar Valley Peaking | TVPP104 | 2050
Hunter Valley GT | HVGTS | 2035
Mackay GT | MACKAYGT | 2021
Mt Stuart | MSTUART1 | 2033
Mt Stuart | MSTUART2 | 2033
Mt Stuart | MSTUART3 | 2044
Angaston | ANGAST1 | 2070
Lonsdale | LONSDALE | 2070
Port Lincoln GT | POR01 | 2030
Port Lincoln GT | POR03 | 2030
Port Stanvac 1 | PTSTAN1 | 2070
Snuggery | SNUG1 | 2030
Boco Rock Wind Farm | BOCORWF1 | 2040
Bodangora Wind Farm | BODWF1 | 2049
Capital Wind Farm | CAPTL_WF | 2040
Crookwell 2 Wind Farm | CROOKWF2 | 2043
Cullerin Range Wind Farm | CULLRGWF | 2038
Gullen Range Wind Farm | GULLRWF1 | 2100
Gunning Wind Farm | GUNNING1 | 2036
Sapphire Wind Farm | SAPHWF1 | 2037
Silverton Wind Farm | STWF1 | 2043
Taralga Wind Farm | TARALGA1 | 2040
Woodlawn Wind Farm | WOODLWN1 | 2041
White Rock Wind Farm - Stage 1 | WRWF1 | 2037
Mount Emerald | MEWF1 | 2043
Ararat Wind Farm | ARWF1 | 2047
Bald Hills Wind Farm | BALDHWF1 | 2040
Challicum Hills Wind Farm | CHALLHWF | 2033
Kiata Wind Farm | KIATAWF1 | 2042
MacArthur Wind Farm | MACARTH1 | 2038
Mt Mercer Wind Farm | MERCER01 | 2043
Mortons Lane Wind Farm | MLWF1 | 2042
Mt Gellibrand Wind Farm | MTGELWF1 | 2043
Murra Warra Wind Farm - stage 1 | MUWAWF1 | 2049
Oaklands Hill Wind Farm | OAKLAND1 | 2037
Portland Wind Farm | PORTWF | 2010
Salt Creek Wind Farm | SALTCRK1 | 2043
Waubra Wind Farm | WAUBRAWF | 2039
Yambuk Wind Farm | YAMBUKWF | 2040
Yaloak South Wind Farm | YSWF1 | 2048
Hallett 5 The Bluff WF | BLUFF1 | 2036
Cathedral Rocks Wind Farm | CATHROCK | 2037
Clements Gap Wind Farm | CLEMGPWF | 2039
Canunda Wind Farm | CNUNDAWF | 2030
Hallett Stage 1 Brown Hill | HALLWF1 | 2033
Hallett Stage 2 Hallett Hill | HALLWF2 | 2035
Hornsdale Wind Farm Stage 1 | HDWF1 | 2056
Hornsdale Wind Farm Stage 2 | HDWF2 | 2057
Hornsdale Wind Farm Stage 3 | HDWF3 | 2057
Lake Bonney 1 Wind Farm | LKBONNY1 | 2035
Lake Bonney 2 Wind Farm | LKBONNY2 | 2038
Lake Bonney 3 Wind Farm | LKBONNY3 | 2040
Lincoln Gap Wind Farm - Stage 1 | LGAPWF1 | 2045
Mount Millar Wind Farm | MTMILLAR | 2036
Hallett 4 North Brown Hill | NBHWF1 | 2036
Snowtown S2 Wind Farm - North | SNOWNTH1 | 2034
Snowtown S2 Wind Farm - South | SNOWSTH1 | 2034
Snowtown Wind Farm | SNOWTWN1 | 2028
Starfish Hill Wind Farm | STARHLWF | 2033
Waterloo Wind Farm | WATERLWF | 2045
Willogoleche Wind Farm | WGWF1 | 2043
Wattle Point Wind Farm | WPWF | 2029
Musselroe Wind Farm | MUSSELR1 | 2050
Woolnorth Wind Farm | WOOLNTH1 | 2050
Beryl Solar Farm | BERYLSF1 | 2049
Broken Hill Solar Plant | BROKENH1 | 2043
Coleambally Solar Farm | COLEASF1 | 2038
Gullen Range Solar Farm | GULLRSF1 | 2100
Manildra Solar Farm | MANSLR1 | 2048
Moree Solar Farm | MOREESF1 | 2046
Nyngan Solar Plant | NYNGAN1 | 2042
Parkes Solar Farm | PARSF1 | 2058
White Rock Solar Farm | WRWF1 | 2037
Childers Solar Farm | CHILDSF1 | 2049
Clare Solar Farm | CLARESF1 | 2047
Clermont Solar Farm | CLERMSF1 | 2049
Collinsville PV | CSPVPS1 | 2044
Daydream Solar Farm | DAYDSF2 | 2048
Darling Downs Solar Farm | DDSF1 | 2035
Emerald Solar Park | EMERASF1 | 2048
Hamilton Solar Farm | HAMISF1 | 2048
Hayman Solar Farm | HAYMSF1 | 2048
Hughenden Solar Farm | HUGSF1 | 2049
Kidston Solar Project Phase One 50MW | KSP1 | 2037
Longreach Solar Farm | LRSF1 | 2043
Ross River Solar Farm | RRSF1 | 2043
Sun Metals Corporation Solar Farm | SMCSF1 | 2042
Susan River Solar Farm | SRSF1 | 2049
Whitsunday Solar Farm | WHITSF1 | 2048
Bannerton Solar Park | BANN1 | 2049
Gannawarra Solar Farm | GANNSF1 | 2048
Karadoc Solar Farm | KARSF1 | 2048
Wemen Solar Farm | WEMENSF1 | 2049
Bungala one Solar Farm | BNGSF1 | 2043
Tailem Bend - Solar | TBSF1 | 2049
Coopers Gap Wind Farm |  | 2044
Kennedy Energy Park Wind Farm |  | 2049
Crowlands Wind Farm |  | 2049
Cattle Hill Wind Farm |  | 2044
Granville Harbour Wind Farm |  | 2055
Bulgana Green Power Hub - Wind Farm |  | 2049
Cherry Tree Wind Farm |  | 2050
Dundonnell Wind Farm |  | 2045
Lal Lal Elaine Wind Farm |  | 2049
Lal Lal Yendon Wind Farm |  | 2049
Lincoln Gap Wind Farm - stage 2 |  | 2045
Moorabool Wind Farm |  | 2044
Stockyard Hill Wind Farm |  | 2045
Bomen Solar Farm |  | 2050
Darlington Point Solar Farm |  | 2049
Molong Solar Farm |  | 2050
Nevertire Solar Farm |  | 2049
Sunraysia Solar Farm |  | 2049
Bungala Two Solar Farm |  | 2044
Maryrorough Solar Farm |  | 2050
Haughton Solar Farm |  | 2049
Kennedy Energy Park Solar Farm |  | 2049
Lilyvale Solar Farm |  | 2049
Finley Solar Farm |  | 2049
Limondale Solar Farm 1 |  | 2050
Limondale Solar Farm 2 |  | 2050
Oakey Solar Farm |  | 2043
Oakey 2 Solar Farm |  | 2049
Rugby Run Solar Farm |  | 2049
Yarranlea Solar Farm |  | 2044
Warwick Solar Farm |  | 2045
Kiamal Solar Farm stage 1 |  | 2049
Numurkah Solar Farm |  | 2044
Yatpool Solar Farm |  | 2054
Cohuna Solar Farm |  | 2045
Snowy 2.0 |  | 2075
Carwarp Solar Farm stage 1 |  | 2050
Winton Solar Farm |  | 2050
Mortlake South Wind Farm |  | 2050
Berrybank Wind Farm |  | 2050
Hornsdale Power Reserve Unit 1 | HPRG1 | 2057
Dalrymple BESS | DALNTH01 | 2030
Ballarat Energy Storage System | BALBG1 | 2033
Bulgana Green Power Hub - BESS |  | 2034
Gannawarra Energy Storage System | GANNBG1 | 2033
Lincoln Gap Wind Farm - BESS |  | 2045
Note:
1. CS Energy has not submitted retirement dates. These Generators are using end of technical life assumptions from the previous 2018 ISP Assumptions Book.

## Refurbishment
Go to Assumptions Summary
Refurbishment
Unit refurbishment is staggered within a power station, one unit at a time at six-month intervals. In a power station with 4 units, for example, the fourth unit is not refurbished until 18 months after the given date.
Refurbishment timings
Generator | Units | Announced Retirement | First refurbishment | Second refurbishment | Third refurbishment
Bayswater | ALL | 2035 | 2025
Eraring | ALL | 2031 | 2021
Mt Piper | ALL | 2042 | 2022 | 2032
Callide B | ALL | 2028
Callide C | ALL | 2051 | 2021 | 2031 | 2041
Gladstone | ALL | 2035 | 2025
Kogan Creek | ALL | 2042 | 2022 | 2032
Millmerran | ALL | 2051 | 2021 | 2031 | 2041
Stanwell | ALL | 2043 | 2023 | 2033
Tarong | ALL | 2036 | 2026
Tarong North | ALL | 2037 | 2027
Loy Yang A Power Station | ALL | 2048 | 2028 | 2038
Loy Yang B | ALL | 2047 | 2027 | 2037
Notes:
The Slow Change scenario includes the refurbishments in the table above but will have an additional set of refurbishments that give the option to extend operating life by 10 years
Slow Change Scenario Refurbishment timings
Generator |  | Possible Life Extending Refurbishment | Resulting Retirement date
Bayswater | ALL | 2035 | 2045
Eraring | ALL | 2031 | 2041
Liddell | ALL | 2022 | 2032
Mt Piper | ALL | 2042 | 2052
Vales Point B | ALL | 2029 | 2039
Callide B | ALL | 2028 | 2038
Callide C | ALL | 2051 | 2061
Kogan Creek | ALL | 2042 | 2052
Gladstone | ALL | 2035 | 2045
Millmerran | ALL | 2051 | 2061
Stanwell | STAN-1 | 2043 | 2053
Stanwell | STAN-2 | 2044 | 2054
Stanwell | STAN-3 | 2045 | 2055
Stanwell | STAN-4 | 2046 | 2056
Tarong | TARONG#1, TARONG#2 | 2036 | 2046
Tarong | TARONG#3, TARONG#4 | 2037 | 2047
Tarong North | ALL | 2037 | 2047
Loy Yang A Power Station | ALL | 2048 | 2058
Loy Yang B | ALL | 2047 | 2057
Yallourn W | YWPS1 | 2029 | 2039
Yallourn W | YWPS2 | 2030 | 2040
Yallourn W | YWPS3 | 2031 | 2041
Yallourn W | YWPS4 | 2032 | 2042
Notes:
Generators are given the option for an additional refurbishment to extend their operational life for an additional 10 years beyond their current announced retirement/End of technical life dates.
Refurbishment cost
Generation type | Fuel Type | Refurbishment |  | Refurbishment cost ($/MW Real 2019)1
Boiler / Steam turbine | Coal | Routine 10-year refurbishment to replace creep affected components and undertaken ancillary works |  | 380973.4513
1. Costs are applied as an additional fixed cost for the duration of the refurbishment event.
2. Refurbishment costs are from the GHD 2018 AEMO costs and technical parameter review

## Heat rates
Go to Assumptions Summary
Heat rates
Encapsulates the efficiency of thermal generators (sent-out, HHV)
Existing generators |  |  | New entrant technologies |  | Heat rates for existing technology types
Generator | Technology | Heat rate (GJ/MWh) | Technology | Heat rates (GJ/MWh) | Generator | Heat rates (GJ/MWh)
Bayswater | Steam Sub Critical | 9.4488 | Black Coal (supercritical PC) | 8.975 | Hydro | 0
Eraring | Steam Sub Critical | 9.5491 | Brown Coal (supercritical PC) | 11.337 | Wind | 0
Liddell | Steam Sub Critical | 10.1408 | OCGT | 11.7497 | Large scale solar PV | 0
Mt Piper | Steam Sub Critical | 9.2545 | CCGT | 7.5753 | Battery storage | 0
Vales Point B | Steam Sub Critical | 9.6774 | Biomass | 13.39
Callide B | Steam Sub Critical | 9.1603 | Large scale Solar PV | 0
Callide C | Steam Super Critical | 9.3023 | Solar Thermal (8hrs Storage) | 0
Gladstone | Steam Sub Critical | 9.4737 | Battery storage (2hrs storage) | 0
Kogan Creek | Steam Super Critical | 8.802 | Battery storage (4hrs storage) | 0
Millmerran | Steam Super Critical | 9.2072 | Wind | 0
Stanwell | Steam Sub Critical | 9.068 | Wind - offshore | 0
Tarong | Steam Sub Critical | 9.2072 | Pumped Hydro (6hrs storage) | 0
Tarong North | Steam Super Critical | 8.6538 | Pumped Hydro (12hrs storage) | 0
Loy Yang A Power Station | Steam Sub Critical | 12.1622 | Pumped Hydro (24hrs storage) | 0
Loy Yang B | Steam Sub Critical | 12.5436 | Pumped Hydro (48hrs storage) | 0
Yallourn W | Steam Sub Critical | 13.8996
Colongra | OCGT | 11.1455
Smithfield Energy Facility | CCGT | 8.3527
Tallawarra | CCGT | 6.9903
Uranquinty | OCGT | 11.1455
Barcaldine Power Station | OCGT | 12.7208
Braemar | OCGT | 11.8812
Braemar 2 Power Station | OCGT | 11.8812
Condamine A | CCGT | 7.2874
Darling Downs | CCGT | 7.377
Oakey Power Station | OCGT | 10.9422
Roma | OCGT | 11.8812
Swanbank E GT | CCGT | 7.438
Yabulu PS | CCGT | 7.5949
Yabulu Steam Turbine | CCGT | 7.5949
Yarwun Cogen | CCGT | 10.3746
Somerton | OCGT | 14.876
Bairnsdale | OCGT | 10.4956
Jeeralang A | OCGT | 15.2542
Jeeralang B | OCGT | 15.2542
Laverton North | OCGT | 11.5016
Mortlake | OCGT | 11.1455
Newport | Gas-powered steam turbine | 10.2857
Valley Power | OCGT | 14.876
Hallett GT | OCGT | 14.876
Dry Creek GT | OCGT | 13.6882
Ladbroke Grove | OCGT | 11.8812
Mintaro GT | OCGT | 12.7208
Osborne | CCGT | 8.1633
Pelican Point | CCGT | 7.3469
Quarantine | OCGT | 10.7143
Torrens Island A | Gas-powered steam turbine | 11.4286
Torrens Island B | Gas-powered steam turbine | 10.7143
Bell Bay Three | OCGT | 12.0401
Tamar Valley Combined Cycle | CCGT | 7.2874
Tamar Valley Peaking | OCGT | 12.7208
Hunter Valley GT | OCGT | 12.7208
Mackay GT | OCGT | 12.7208
Mt Stuart | OCGT | 11.8812
Angaston | Reciprocating Engine | 12.775
Lonsdale | Reciprocating Engine | 7.8947
Port Lincoln Gt | OCGT | 12.8114
Port Stanvac 1 | Reciprocating Engine | 7.8947
Snuggery | OCGT | 13.4328
Blowering | Hydro | 0
Guthega | Hydro | 0
Hume Dam NSW | Hydro | 0
Hume Dam VIC | Hydro | 0
Shoalhaven | Hydro | 0
Upper Tumut | Hydro | 0
Tumut 3 | Hydro | 0
Barron Gorge | Hydro | 0
Kareeya | Hydro | 0
Wivenhoe | Hydro | 0
Bogong / Mackay | Hydro | 0
Dartmouth | Hydro | 0
Eildon | Hydro | 0
Murray 1 | Hydro | 0
Murray 2 | Hydro | 0
West Kiewa | Hydro | 0
Bastyan | Hydro | 0
Catagunya / Liapootah / Wayatinah | Hydro | 0
Cethana | Hydro | 0
Devils Gate | Hydro | 0
Fisher | Hydro | 0
Gordon | Hydro | 0
John Butters | Hydro | 0
Lake Echo | Hydro | 0
Lemonthyme / Wilmot | Hydro | 0
Mackintosh | Hydro | 0
Meadowbank | Hydro | 0
Poatina | Hydro | 0
Reece | Hydro | 0
Tarraleah | Hydro | 0
Trevallyn | Hydro | 0
Tribute | Hydro | 0
Tungatinah | Hydro | 0
Boco Rock Wind Farm | Wind | 0
Bodangora wind farm | Wind | 0
Capital wind farm | Wind | 0
Crookwell 2 wind farm | Wind | 0
Cullerin Range wind farm | Wind | 0
Gullen Range wind farm | Wind | 0
Gunning wind farm | Wind | 0
Silverton wind farm | Wind | 0
Sapphire wind farm | Wind | 0
Taralga wind farm | Wind | 0
White Rock Wind Farm - Stage 1 | Wind | 0
Woodlawn wind farm | Wind | 0
Mount Emerald | Wind | 0
Canunda wind farm | Wind | 0
Cathedral Rocks wind farm | Wind | 0
Clements Gap wind farm | Wind | 0
Hallett Stage 1 Brown Hill | Wind | 0
Hallett Stage 2 Hallett Hill | Wind | 0
Hallett 4 North Brown Hill | Wind | 0
Hallett 5 The Bluff WF | Wind | 0
Hornsdale wind farm Stage 1 | Wind | 0
Hornsdale wind farm Stage 2 | Wind | 0
Hornsdale wind farm Stage 3 | Wind | 0
Lake Bonney 1 wind farm | Wind | 0
Lake Bonney 2 wind farm | Wind | 0
Lake Bonney 3 wind farm | Wind | 0
Lincoln Gap Wind Farm - stage 1 | Wind | 0
Willogoleche wind farm | Wind | 0
Mount Millar wind farm | Wind | 0
Snowtown wind farm | Wind | 0
Snowtown S2 Wind Farm - North | Wind | 0
Snowtown S2 Wind Farm - South | Wind | 0
Starfish Hill wind farm | Wind | 0
Waterloo wind farm | Wind | 0
Wattle Point wind farm | Wind | 0
Musselroe wind farm | Wind | 0
Woolnorth wind farm | Wind | 0
Ararat wind farm | Wind | 0
Bald Hills wind farm | Wind | 0
Challicum Hills wind farm | Wind | 0
Kiata wind farm | Wind | 0
Macarthur wind farm | Wind | 0
Mortons Lane wind farm | Wind | 0
Mt Gellibrand wind farm | Wind | 0
Mt Mercer Wind Farm | Wind | 0
Oaklands Hill wind farm | Wind | 0
Portland wind farm | Wind | 0
Salt Creek wind farm | Wind | 0
Waubra wind farm | Wind | 0
Yambuk wind farm | Wind | 0
Yaloak South wind farm | Wind | 0
Broken Hill Solar Plant | Large scale solar PV | 0
Beryl solar farm | Large scale solar PV | 0
Coleambally solar farm | Large scale solar PV | 0
Gullen Range solar farm | Large scale solar PV | 0
Manildra solar farm | Large scale solar PV | 0
Moree solar farm | Large scale solar PV | 0
Nyngan Solar Plant | Large scale solar PV | 0
Parkes solar farm | Large scale solar PV | 0
White Rock solar farm | Large scale solar PV | 0
Clare solar farm | Large scale solar PV | 0
Childers solar farm | Large scale solar PV | 0
Collinsville PV | Large scale solar PV | 0
Clermont solar farm | Large scale solar PV | 0
Darling Downs solar farm | Large scale solar PV | 0
Daydream solar farm | Large scale solar PV | 0
Emerald Solar Park | Large scale solar PV | 0
Hamilton solar farm | Large scale solar PV | 0
Hayman solar farm | Large scale solar PV | 0
Hughenden solar farm | Large scale solar PV | 0
Kidston Solar Project Phase One 50MW | Large scale solar PV | 0
Longreach solar farm | Large scale solar PV | 0
Ross River solar farm | Large scale solar PV | 0
Susan River solar farm | Large scale solar PV | 0
Sun Metals Corporation Solar Farm | Large scale solar PV | 0
Whitsunday solar farm | Large scale solar PV | 0
Gannawarra solar farm | Large scale solar PV | 0
Bannerton Solar Park | Large scale solar PV | 0
Bungala one solar farm | Large scale solar PV | 0
Tailem Bend - Solar | Large scale solar PV | 0
Karadoc solar farm | Large scale solar PV | 0
Wemen solar farm | Large scale solar PV | 0
Committed generators
Generator |  | Heat rate (GJ/MWh)
Barker Inlet Power Station | Reciprocating Engine | 7.8947
Snowy 2.0 | Pumped Hydro | 0
Coopers Gap Wind Farm | Wind | 0
Kennedy Energy Park Wind Farm | Wind | 0
Crowlands Wind Farm | Wind | 0
Cattle Hill Wind Farm | Wind | 0
Granville Harbour Wind Farm | Wind | 0
Bulgana Green Power Hub - Wind Farm | Wind | 0
Cherry Tree Wind Farm | Wind | 0
Dundonnell Wind Farm | Wind | 0
Lal Lal Elaine Wind Farm | Wind | 0
Lal Lal Yendon Wind Farm | Wind | 0
Lincoln Gap Wind Farm - stage 2 | Wind | 0
Moorabool Wind Farm | Wind | 0
Murra Warra Wind Farm - stage 1 | Wind | 0
Stockyard Hill Wind Farm | Wind | 0
Bomen Solar Farm | Large scale solar PV | 0
Darlington Point Solar Farm | Large scale solar PV | 0
Molong Solar Farm | Large scale solar PV | 0
Nevertire Solar Farm | Large scale solar PV | 0
Sunraysia Solar Farm | Large scale solar PV | 0
Bungala Two Solar Farm | Large scale solar PV | 0
Maryrorough Solar Farm | Large scale solar PV | 0
Haughton Solar Farm | Large scale solar PV | 0
Kennedy Energy Park Solar Farm | Large scale solar PV | 0
Lilyvale Solar Farm | Large scale solar PV | 0
Finley Solar Farm | Large scale solar PV | 0
Limondale Solar Farm 1 | Large scale solar PV | 0
Limondale Solar Farm 2 | Large scale solar PV | 0
Oakey Solar Farm | Large scale solar PV | 0
Oakey 2 Solar Farm | Large scale solar PV | 0
Rugby Run Solar Farm | Large scale solar PV | 0
Yarranlea Solar Farm | Large scale solar PV | 0
Warwick Solar Farm | Large scale solar PV | 0
Kiamal Solar Farm stage 1 | Large scale solar PV | 0
Numurkah Solar Farm | Large scale solar PV | 0
Yatpool Solar Farm | Large scale solar PV | 0
Cohuna Solar Farm | Large Scale Solar PV | 0
Advanced VRET Projects
Generator | Technology Type | Heat rate (GJ/MWh)
Carwarp Solar Farm stage 1 | Large Scale Solar PV | 0
Winton Solar Farm | Large Scale Solar PV | 0
Mortlake South Wind Farm | Wind | 0
Berrybank Wind Farm | Wind | 0
Existing and Committed Battery storage Projects
Storage | Technology Type | Heat rate (GJ/MWh)
Hornsdale Power Reserve Unit 1 | Battery Storage | 0
Dalrymple North BESS | Battery Storage | 0
Ballarat Energy Storage System | Battery Storage | 0
Bulgana Green Power Hub - BESS | Battery Storage | 0
Gannawarra Energy Storage System | Battery Storage | 0
Lincoln Gap BESS | Battery Storage | 0

## Auxiliary
Go to Assumptions Summary
Auxiliary load
Auxiliary load is also called "parasitic load" or "self load" and refers to energy generated by power stations for in-house use.
Existing generators |  |  | New entrants |  | Auxillary load for existing generators
Generator | Technology | % auxiliary load | Generator | % auxiliary load | Generator | % auxiliary load
Bayswater | Steam Sub Critical | 6 | Black Coal (supercritical PC) | 4 | Hydro | 1
Eraring | Steam Sub Critical | 6 | Brown Coal (supercritical PC) | 6.01 | Wind | 1
Liddell | Steam Sub Critical | 5 | OCGT | 1.53 | Large scale solar PV | 1
Mt Piper | Steam Sub Critical | 5 | CCGT | 2.51
Vales Point B | Steam Sub Critical | 5 | Biomass | 6.1
Callide B | Steam Sub Critical | 9 | Large scale Solar PV | 2
Callide C | Steam Super Critical | 6 | Solar Thermal (8hrs Storage) | 10
Gladstone | Steam Sub Critical | 8 | Wind | 2
Kogan Creek | Steam Super Critical | 9 | Wind - offshore | 2
Millmerran | Steam Super Critical | 6 | Pumped Hydro (6hrs storage) | 1
Stanwell | Steam Sub Critical | 9 | Pumped Hydro (12hrs storage) | 1
Tarong | Steam Sub Critical | 8 | Pumped Hydro (24hrs storage) | 1
Tarong North | Steam Super Critical | 6 | Pumped Hydro (48hrs storage) | 1
Loy Yang A Power Station | Steam Sub Critical | 9
Loy Yang B | Steam Sub Critical | 8
Yallourn W | Steam Sub Critical | 10
Colongra | OCGT | 1
Smithfield Energy Facility | CCGT | 5
Tallawarra | CCGT | 3
Uranquinty | OCGT | 1
Barcaldine Power Station | OCGT | 1
Braemar | OCGT | 1
Braemar 2 Power Station | OCGT | 1
Condamine A | CCGT | 3
Darling Downs | CCGT | 6
Oakey Power Station | OCGT | 1
Roma | OCGT | 1
Swanbank E GT | CCGT | 3
Yabulu PS | CCGT | 3
Yabulu Steam Turbine | CCGT | 3
Yarwun Cogen | CCGT | 2
Somerton | OCGT | 1
Bairnsdale | OCGT | 1
Jeeralang A | OCGT | 3
Jeeralang B | OCGT | 3
Laverton North | OCGT | 3
Mortlake | OCGT | 1
Newport | Gas-powered steam turbine | 5
Valley Power | OCGT | 1
Hallett GT | OCGT | 1
Dry Creek GT | OCGT | 1
Ladbroke Grove | OCGT | 1
Mintaro GT | OCGT | 1
Osborne | CCGT | 5
Pelican Point | CCGT | 2
Quarantine | OCGT | 5
Torrens Island A | Gas-powered steam turbine | 5
Torrens Island B | Gas-powered steam turbine | 5
Bell Bay Three | OCGT | 3
Tamar Valley Combined Cycle | CCGT | 3
Tamar Valley Peaking | OCGT | 1
Hunter Valley GT | OCGT | 1
Mackay GT | OCGT | 1
Mt Stuart | OCGT | 1
Angaston | Reciprocating Engine | 2.5
Lonsdale | Reciprocating Engine | 2.5
Port Lincoln Gt | OCGT | 8
Port Stanvac 1 | Reciprocating Engine | 2.5
Snuggery | OCGT | 3
Blowering | Hydro | 1
Guthega | Hydro | 1
Hume Dam NSW | Hydro | 1
Hume Dam VIC | Hydro | 1
Shoalhaven | Hydro | 1
Upper Tumut | Hydro | 1
Tumut 3 | Hydro | 1
Barron Gorge | Hydro | 1
Kareeya | Hydro | 1
Wivenhoe | Hydro | 1
Bogong / Mackay | Hydro | 1
Dartmouth | Hydro | 1
Eildon | Hydro | 1
Murray 1 | Hydro | 1
Murray 2 | Hydro | 1
West Kiewa | Hydro | 1
Bastyan | Hydro | 1
Catagunya / Liapootah / Wayatinah | Hydro | 1
Cethana | Hydro | 1
Devils Gate | Hydro | 1
Fisher | Hydro | 1
Gordon | Hydro | 1
John Butters | Hydro | 1
Lake Echo | Hydro | 1
Lemonthyme / Wilmot | Hydro | 1
Mackintosh | Hydro | 1
Meadowbank | Hydro | 1
Poatina | Hydro | 1
Reece | Hydro | 1
Tarraleah | Hydro | 1
Trevallyn | Hydro | 1
Tribute | Hydro | 1
Tungatinah | Hydro | 1
Boco Rock Wind Farm | Wind | 1
Bodangora wind farm | Wind | 1
Capital wind farm | Wind | 1
Crookwell 2 wind farm | Wind | 1
Cullerin Range wind farm | Wind | 1
Gullen Range wind farm | Wind | 1
Gunning wind farm | Wind | 1
Silverton wind farm | Wind | 1
Sapphire wind farm | Wind | 1
Taralga wind farm | Wind | 1
White Rock Wind Farm - Stage 1 | Wind | 1
Woodlawn wind farm | Wind | 1
Mount Emerald | Wind | 1
Canunda wind farm | Wind | 1
Cathedral Rocks wind farm | Wind | 1
Clements Gap wind farm | Wind | 1
Hallett Stage 1 Brown Hill | Wind | 1
Hallett Stage 2 Hallett Hill | Wind | 1
Hallett 4 North Brown Hill | Wind | 1
Hallett 5 The Bluff WF | Wind | 1
Hornsdale wind farm Stage 1 | Wind | 1
Hornsdale wind farm Stage 2 | Wind | 1
Hornsdale wind farm Stage 3 | Wind | 1
Lake Bonney 1 wind farm | Wind | 1
Lake Bonney 2 wind farm | Wind | 1
Lake Bonney 3 wind farm | Wind | 1
Lincoln Gap Wind Farm - stage 1 | Wind | 1
Willogoleche wind farm | Wind | 1
Mount Millar wind farm | Wind | 1
Snowtown wind farm | Wind | 1
Snowtown S2 Wind Farm - North | Wind | 1
Snowtown S2 Wind Farm - South | Wind | 1
Starfish Hill wind farm | Wind | 1
Waterloo wind farm | Wind | 1
Wattle Point wind farm | Wind | 1
Musselroe wind farm | Wind | 1
Woolnorth wind farm | Wind | 1
Ararat wind farm | Wind | 1
Bald Hills wind farm | Wind | 1
Challicum Hills wind farm | Wind | 1
Kiata wind farm | Wind | 1
Macarthur wind farm | Wind | 1
Mortons Lane wind farm | Wind | 1
Mt Gellibrand wind farm | Wind | 1
Mt Mercer Wind Farm | Wind | 1
Oaklands Hill wind farm | Wind | 1
Portland wind farm | Wind | 1
Salt Creek wind farm | Wind | 1
Waubra wind farm | Wind | 1
Yambuk wind farm | Wind | 1
Yaloak South wind farm | Wind | 1
Broken Hill Solar Plant | Large scale solar PV | 1
Beryl solar farm | Large scale solar PV | 1
Coleambally solar farm | Large scale solar PV | 1
Gullen Range solar farm | Large scale solar PV | 1
Manildra solar farm | Large scale solar PV | 1
Moree solar farm | Large scale solar PV | 1
Nyngan Solar Plant | Large scale solar PV | 1
Parkes solar farm | Large scale solar PV | 1
White Rock solar farm | Large scale solar PV | 1
Clare solar farm | Large scale solar PV | 1
Childers solar farm | Large scale solar PV | 1
Collinsville PV | Large scale solar PV | 1
Clermont solar farm | Large scale solar PV | 1
Darling Downs solar farm | Large scale solar PV | 1
Daydream solar farm | Large scale solar PV | 1
Emerald Solar Park | Large scale solar PV | 1
Hamilton solar farm | Large scale solar PV | 1
Hayman solar farm | Large scale solar PV | 1
Hughenden solar farm | Large scale solar PV | 1
Kidston Solar Project Phase One 50MW | Large scale solar PV | 1
Longreach solar farm | Large scale solar PV | 1
Ross River solar farm | Large scale solar PV | 1
Susan River solar farm | Large scale solar PV | 1
Sun Metals Corporation Solar Farm | Large scale solar PV | 1
Whitsunday solar farm | Large scale solar PV | 1
Gannawarra solar farm | Large scale solar PV | 1
Bannerton Solar Park | Large scale solar PV | 1
Bungala one solar farm | Large scale solar PV | 1
Tailem Bend - Solar | Large scale solar PV | 1
Karadoc solar farm | Large scale solar PV | 1
Wemen solar farm | Large scale solar PV | 1
Committed generators
Generator |  | % auxiliary load
Barker Inlet Power Station | Reciprocating Engine | 3
Snowy 2.0 | Pumped Hydro | 1
Coopers Gap Wind Farm | Wind | 1
Kennedy Energy Park Wind Farm | Wind | 1
Crowlands Wind Farm | Wind | 1
Cattle Hill Wind Farm | Wind | 1
Granville Harbour Wind Farm | Wind | 1
Bulgana Green Power Hub - Wind Farm | Wind | 1
Cherry Tree Wind Farm | Wind | 1
Dundonnell Wind Farm | Wind | 1
Lal Lal Elaine Wind Farm | Wind | 1
Lal Lal Yendon Wind Farm | Wind | 1
Lincoln Gap Wind Farm - stage 2 | Wind | 1
Moorabool Wind Farm | Wind | 1
Murra Warra Wind Farm - stage 1 | Wind | 1
Stockyard Hill Wind Farm | Wind | 1
Bomen Solar Farm | Large scale solar PV | 1
Darlington Point Solar Farm | Large scale solar PV | 1
Molong Solar Farm | Large scale solar PV | 1
Nevertire Solar Farm | Large scale solar PV | 1
Sunraysia Solar Farm | Large scale solar PV | 1
Bungala Two Solar Farm | Large scale solar PV | 1
Maryrorough Solar Farm | Large scale solar PV | 1
Haughton Solar Farm | Large scale solar PV | 1
Kennedy Energy Park Solar Farm | Large scale solar PV | 1
Lilyvale Solar Farm | Large scale solar PV | 1
Finley Solar Farm | Large scale solar PV | 1
Limondale Solar Farm 1 | Large scale solar PV | 1
Limondale Solar Farm 2 | Large scale solar PV | 1
Oakey Solar Farm | Large scale solar PV | 1
Oakey 2 Solar Farm | Large scale solar PV | 1
Rugby Run Solar Farm | Large scale solar PV | 1
Yarranlea Solar Farm | Large scale solar PV | 1
Warwick Solar Farm | Large scale solar PV | 1
Kiamal Solar Farm stage 1 | Large scale solar PV | 1
Numurkah Solar Farm | Large scale solar PV | 1
Yatpool Solar Farm | Large scale solar PV | 1
Cohuna Solar Farm | Large Scale Solar PV | 1
Advanced VRET Projects
Generator |  | % auxiliary load
Carwarp Solar Farm stage 1 | Large Scale Solar PV | 1
Winton Solar Farm | Large Scale Solar PV | 1
Mortlake South Wind Farm | Wind | 1
Berrybank Wind Farm | Wind | 1

## Fixed OPEX
Go to Assumptions Summary
Fixed operating cost (real 2019 dollars)
Costs that are incurred regardless of energy generated.
Existing generators |  |  | New entrant technologies, after applying regional cost factors | [15 empty] | Fixed operating costs for existing generators
Generator | Technology | Fixed OPEX ($/kW/year) | Generator | Fixed OPEX ($/kW/year) | [14 empty] | Generator | Fixed OPEX ($/kW/year)
Bayswater | Steam Sub Critical | 54.05 |  | Vic low | Vic medium | Vic high | Qld low | Qld medium | Qld high | NSW low | NSW medium | NSW high | SA Low | SA medium | SA high | Tas low | Tas medium | Tas high
Eraring | Steam Sub Critical | 54.05 | Black Coal (supercritical PC) | 54.05 | 55.6715 | 56.7525 | 57.8335 | 64.86 | 72.427 | 61.0765 | 65.941 | 71.346 | 54.5905 | 61.0765 | 67.5625 | 56.7525 | 61.617 | 66.4815 | Hydro | 59.18
Liddell | Steam Sub Critical | 54.05 | Brown Coal (supercritical PC) | 70.1 | 72.203 | 73.605 | 75.007 | 84.12 | 93.934 | 79.213 | 85.522 | 92.532 | 70.801 | 79.213 | 87.625 | 73.605 | 79.914 | 86.223 | Wind | 45.82
Mt Piper | Steam Sub Critical | 54.05 | OCGT | 4.27 | 4.3981 | 4.4835 | 4.5689 | 5.124 | 5.7218 | 4.8251 | 5.2094 | 5.6364 | 4.3127 | 4.8251 | 5.3375 | 4.4835 | 4.8678 | 5.2521 | Large scale solar PV | 26.11
Vales Point B | Steam Sub Critical | 54.05 | CCGT | 10.67 | 10.9901 | 11.2035 | 11.4169 | 12.804 | 14.2978 | 12.0571 | 13.0174 | 14.0844 | 10.7767 | 12.0571 | 13.3375 | 11.2035 | 12.1638 | 13.1241 | Battery storage | 8.13
Callide B | Steam Sub Critical | 54.05 | Biomass | 133.7 | 137.711 | 140.385 | 143.059 | 160.44 | 179.158 | 151.081 | 163.114 | 176.484 | 135.037 | 151.081 | 167.125 | 140.385 | 152.418 | 164.451
Callide C | Steam Super Critical | 54.05 | Large scale Solar PV | 14.67 | 15.1101 | 15.4035 | 15.6969 | 17.604 | 19.6578 | 16.5771 | 17.8974 | 19.3644 | 14.8167 | 16.5771 | 18.3375 | 15.4035 | 16.7238 | 18.0441
Gladstone | Steam Sub Critical | 54.05 | Solar Thermal (8hrs Storage) | 86.35 | 88.9405 | 90.6675 | 92.3945 | 103.62 | 115.709 | 97.5755 | 105.347 | 113.982 | 87.2135 | 97.5755 | 107.9375 | 90.6675 | 98.439 | 106.2105
Kogan Creek | Steam Super Critical | 54.05 | Battery storage (2hrs storage) | 8.13 | 8.3739 | 8.5365 | 8.6991 | 9.756 | 10.8942 | 9.1869 | 9.9186 | 10.7316 | 8.2113 | 9.1869 | 10.1625 | 8.5365 | 9.2682 | 9.9999
Millmerran | Steam Super Critical | 54.05 | Battery storage (4hrs storage) | 8.13 | 8.3739 | 8.5365 | 8.6991 | 9.756 | 10.8942 | 9.1869 | 9.9186 | 10.7316 | 8.2113 | 9.1869 | 10.1625 | 8.5365 | 9.2682 | 9.9999
Stanwell | Steam Sub Critical | 54.05 | Wind | 36.59 | 37.6877 | 38.4195 | 39.1513 | 43.908 | 49.0306 | 41.3467 | 44.6398 | 48.2988 | 36.9559 | 41.3467 | 45.7375 | 38.4195 | 41.7126 | 45.0057
Tarong | Steam Sub Critical | 54.05 | Wind - offshore | 109.78 | 113.0734 | 115.269 | 117.4646 | 131.736 | 147.1052 | 124.0514 | 133.9316 | 144.9096 | 110.8778 | 124.0514 | 137.225 | 115.269 | 125.1492 | 135.0294
Tarong North | Steam Super Critical | 54.05 | Pumped Hydro (6hrs storage) | 16.25 | 16.7375 | 17.0625 | 17.3875 | 19.5 | 21.775 | 18.3625 | 19.825 | 21.45 | 16.4125 | 18.3625 | 20.3125 | 17.0625 | 18.525 | 19.9875
Loy Yang A Power Station | Steam Sub Critical | 147.9 | Pumped Hydro (12hrs storage) | 16.25 | 16.7375 | 17.0625 | 17.3875 | 19.5 | 21.775 | 18.3625 | 19.825 | 21.45 | 16.4125 | 18.3625 | 20.3125 | 17.0625 | 18.525 | 19.9875
Loy Yang B | Steam Sub Critical | 116.9 | Pumped Hydro (24hrs storage) | 16.25 | 16.7375 | 17.0625 | 17.3875 | 19.5 | 21.775 | 18.3625 | 19.825 | 21.45 | 16.4125 | 18.3625 | 20.3125 | 17.0625 | 18.525 | 19.9875
Yallourn W | Steam Sub Critical | 153.64 | Pumped Hydro (48hrs storage) | 16.25 | 16.7375 | 17.0625 | 17.3875 | 19.5 | 21.775 | 18.3625 | 19.825 | 21.45 | 16.4125 | 18.3625 | 20.3125 | 17.0625 | 18.525 | 19.9875
Colongra | OCGT | 15.13 | Notes:
Smithfield Energy Facility | CCGT | 10.67 | Regional cost factors applied for the O&M Costs component of new entrants.
Tallawarra | CCGT | 10.67 | Wind - offshore - Variable O&M costs are assumed to be included in the Fixed O&M costs as per GHD's report.
Uranquinty | OCGT | 15.13
Barcaldine Power Station | OCGT | 15.13
Braemar | OCGT | 15.13
Braemar 2 Power Station | OCGT | 15.13
Condamine A | CCGT | 10.67
Darling Downs | CCGT | 10.67
Oakey Power Station | OCGT | 15.13
Roma | OCGT | 15.13
Swanbank E GT | CCGT | 10.67
Yabulu PS | CCGT | 10.67
Yabulu Steam Turbine | CCGT | 10.67
Yarwun Cogen | CCGT | 10.67
Somerton | OCGT | 15.13
Bairnsdale | OCGT | 15.13
Jeeralang A | OCGT | 15.13
Jeeralang B | OCGT | 15.13
Laverton North | OCGT | 15.13
Mortlake | OCGT | 15.13
Newport | Gas-powered steam turbine | 47.88
Valley Power | OCGT | 15.13
Hallett GT | OCGT | 15.13
Dry Creek GT | OCGT | 15.13
Ladbroke Grove | OCGT | 15.13
Mintaro GT | OCGT | 15.13
Osborne | CCGT | 10.67
Pelican Point | CCGT | 10.67
Quarantine | OCGT | 15.13
Torrens Island A | Gas-powered steam turbine | 47.88
Torrens Island B | Gas-powered steam turbine | 47.88
Bell Bay Three | OCGT | 15.13
Tamar Valley Combined Cycle | CCGT | 107.21
Tamar Valley Peaking | OCGT | 15.13
Hunter Valley GT | OCGT | 15.13
Mackay GT | OCGT | 15.13
Mt Stuart | OCGT | 15.13
Angaston | Reciprocating Engine | 15.36
Lonsdale | Reciprocating Engine | 15.36
Port Lincoln Gt | OCGT | 15.13
Port Stanvac 1 | Reciprocating Engine | 15.36
Snuggery | OCGT | 15.13
Blowering | Hydro | 59.18
Guthega | Hydro | 59.18
Hume Dam NSW | Hydro | 59.18
Hume Dam VIC | Hydro | 59.18
Shoalhaven | Hydro | 59.18
Upper Tumut | Hydro | 59.18
Tumut 3 | Hydro | 59.18
Barron Gorge | Hydro | 59.18
Kareeya | Hydro | 59.18
Wivenhoe | Hydro | 59.18
Bogong / Mackay | Hydro | 59.18
Dartmouth | Hydro | 59.18
Eildon | Hydro | 59.18
Murray 1 | Hydro | 59.18
Murray 2 | Hydro | 59.18
West Kiewa | Hydro | 59.18
Bastyan | Hydro | 59.18
Catagunya / Liapootah / Wayatinah | Hydro | 59.18
Cethana | Hydro | 59.18
Devils Gate | Hydro | 59.18
Fisher | Hydro | 59.18
Gordon | Hydro | 59.18
John Butters | Hydro | 59.18
Lake Echo | Hydro | 59.18
Lemonthyme / Wilmot | Hydro | 59.18
Mackintosh | Hydro | 59.18
Meadowbank | Hydro | 59.18
Poatina | Hydro | 59.18
Reece | Hydro | 59.18
Tarraleah | Hydro | 59.18
Trevallyn | Hydro | 59.18
Tribute | Hydro | 59.18
Tungatinah | Hydro | 59.18
Boco Rock Wind Farm | Wind | 45.82
Bodangora wind farm | Wind | 45.82
Capital wind farm | Wind | 45.82
Crookwell 2 wind farm | Wind | 45.82
Cullerin Range wind farm | Wind | 45.82
Gullen Range wind farm | Wind | 45.82
Gunning wind farm | Wind | 45.82
Silverton wind farm | Wind | 45.82
Sapphire wind farm | Wind | 45.82
Taralga wind farm | Wind | 45.82
White Rock Wind Farm - Stage 1 | Wind | 45.82
Woodlawn wind farm | Wind | 45.82
Mount Emerald | Wind | 45.82
Canunda wind farm | Wind | 45.82
Cathedral Rocks wind farm | Wind | 45.82
Clements Gap wind farm | Wind | 45.82
Hallett Stage 1 Brown Hill | Wind | 45.82
Hallett Stage 2 Hallett Hill | Wind | 45.82
Hallett 4 North Brown Hill | Wind | 45.82
Hallett 5 The Bluff WF | Wind | 45.82
Hornsdale wind farm Stage 1 | Wind | 45.82
Hornsdale wind farm Stage 2 | Wind | 45.82
Hornsdale wind farm Stage 3 | Wind | 45.82
Lake Bonney 1 wind farm | Wind | 45.82
Lake Bonney 2 wind farm | Wind | 45.82
Lake Bonney 3 wind farm | Wind | 45.82
Lincoln Gap Wind Farm - stage 1 | Wind | 45.82
Willogoleche wind farm | Wind | 45.82
Mount Millar wind farm | Wind | 45.82
Snowtown wind farm | Wind | 45.82
Snowtown S2 Wind Farm - North | Wind | 45.82
Snowtown S2 Wind Farm - South | Wind | 45.82
Starfish Hill wind farm | Wind | 45.82
Waterloo wind farm | Wind | 45.82
Wattle Point wind farm | Wind | 45.82
Musselroe wind farm | Wind | 45.82
Woolnorth wind farm | Wind | 45.82
Ararat wind farm | Wind | 45.82
Bald Hills wind farm | Wind | 45.82
Challicum Hills wind farm | Wind | 45.82
Kiata wind farm | Wind | 45.82
Macarthur wind farm | Wind | 45.82
Mortons Lane wind farm | Wind | 45.82
Mt Gellibrand wind farm | Wind | 45.82
Mt Mercer Wind Farm | Wind | 45.82
Oaklands Hill wind farm | Wind | 45.82
Portland wind farm | Wind | 45.82
Salt Creek wind farm | Wind | 45.82
Waubra wind farm | Wind | 45.82
Yambuk wind farm | Wind | 45.82
Yaloak South wind farm | Wind | 45.82
Broken Hill Solar Plant | Large scale solar PV | 26.11
Beryl solar farm | Large scale solar PV | 26.11
Coleambally solar farm | Large scale solar PV | 26.11
Gullen Range solar farm | Large scale solar PV | 26.11
Manildra solar farm | Large scale solar PV | 26.11
Moree solar farm | Large scale solar PV | 26.11
Nyngan Solar Plant | Large scale solar PV | 26.11
Parkes solar farm | Large scale solar PV | 26.11
White Rock solar farm | Large scale solar PV | 26.11
Clare solar farm | Large scale solar PV | 26.11
Childers solar farm | Large scale solar PV | 26.11
Collinsville PV | Large scale solar PV | 26.11
Clermont solar farm | Large scale solar PV | 26.11
Darling Downs solar farm | Large scale solar PV | 26.11
Daydream solar farm | Large scale solar PV | 26.11
Emerald Solar Park | Large scale solar PV | 26.11
Hamilton solar farm | Large scale solar PV | 26.11
Hayman solar farm | Large scale solar PV | 26.11
Hughenden solar farm | Large scale solar PV | 26.11
Kidston Solar Project Phase One 50MW | Large scale solar PV | 26.11
Longreach solar farm | Large scale solar PV | 26.11
Ross River solar farm | Large scale solar PV | 26.11
Susan River solar farm | Large scale solar PV | 26.11
Sun Metals Corporation Solar Farm | Large scale solar PV | 26.11
Whitsunday solar farm | Large scale solar PV | 26.11
Gannawarra solar farm | Large scale solar PV | 26.11
Bannerton Solar Park | Large scale solar PV | 26.11
Bungala one solar farm | Large scale solar PV | 26.11
Tailem Bend - Solar | Large scale solar PV | 26.11
Karadoc solar farm | Large scale solar PV | 26.11
Wemen solar farm | Large scale solar PV | 26.11
Note: Sourced from GHD with the exception of the brown coal plants, which are from ACIL Allen 2014 Fuel and Technical costs review based on consultation feedback from participants
Committed generators
Generator |  | Fixed OPEX ($/kW/year)
Barker Inlet Power Station | Reciprocating Engine | 15.2672
Snowy 2.0 | Pumped Hydro | 18.256
Coopers Gap Wind Farm | Wind | 45.82
Kennedy Energy Park Wind Farm | Wind | 45.82
Crowlands Wind Farm | Wind | 45.82
Cattle Hill Wind Farm | Wind | 45.82
Granville Harbour Wind Farm | Wind | 45.82
Bulgana Green Power Hub - Wind Farm | Wind | 45.82
Cherry Tree Wind Farm | Wind | 45.82
Dundonnell Wind Farm | Wind | 45.82
Lal Lal Elaine Wind Farm | Wind | 45.82
Lal Lal Yendon Wind Farm | Wind | 45.82
Lincoln Gap Wind Farm - stage 2 | Wind | 45.82
Moorabool Wind Farm | Wind | 45.82
Murra Warra Wind Farm - stage 1 | Wind | 45.82
Stockyard Hill Wind Farm | Wind | 45.82
Bomen Solar Farm | Large scale solar PV | 26.11
Darlington Point Solar Farm | Large scale solar PV | 26.11
Molong Solar Farm | Large scale solar PV | 26.11
Nevertire Solar Farm | Large scale solar PV | 26.11
Sunraysia Solar Farm | Large scale solar PV | 26.11
Bungala Two Solar Farm | Large scale solar PV | 26.11
Maryrorough Solar Farm | Large scale solar PV | 26.11
Haughton Solar Farm | Large scale solar PV | 26.11
Kennedy Energy Park Solar Farm | Large scale solar PV | 26.11
Lilyvale Solar Farm | Large scale solar PV | 26.11
Finley Solar Farm | Large scale solar PV | 26.11
Limondale Solar Farm 1 | Large scale solar PV | 26.11
Limondale Solar Farm 2 | Large scale solar PV | 26.11
Oakey Solar Farm | Large scale solar PV | 26.11
Oakey 2 Solar Farm | Large scale solar PV | 26.11
Rugby Run Solar Farm | Large scale solar PV | 26.11
Yarranlea Solar Farm | Large scale solar PV | 26.11
Warwick Solar Farm | Large scale solar PV | 26.11
Kiamal Solar Farm stage 1 | Large scale solar PV | 26.11
Numurkah Solar Farm | Large scale solar PV | 26.11
Yatpool Solar Farm | Large scale solar PV | 26.11
Cohuna Solar Farm | Large Scale Solar PV | 26.11
Advanced VRET Projects
Generator |  | Fixed OPEX ($/kW/year)
Carwarp Solar Farm stage 1 | Large Scale Solar PV | 26.11
Winton Solar Farm | Large Scale Solar PV | 26.11
Mortlake South Wind Farm | Wind | 45.82
Berrybank Wind Farm | Wind | 45.82
Existing and Committed Battery storage Projects
Storage |  | Fixed OPEX ($/kW/year)
Hornsdale Power Reserve Unit 1 | Battery Storage | 8.13
Dalrymple North BESS | Battery Storage | 8.13
Ballarat Energy Storage System | Battery Storage | 8.13
Bulgana Green Power Hub - BESS | Battery Storage | 8.13
Gannawarra Energy Storage System | Battery Storage | 8.13
Lincoln Gap BESS | Battery Storage | 8.13

## Variable OPEX
Go to Assumptions Summary
Variable operating cost (real 2019 dollars)
Costs that can be expressed in terms of energy generated, not including fuel costs.
In capacity expansion simulations, variable OPEX may be varied by a small amount ($0.01) on a unit-by-unit basis within a power station to encourage model-driven retirement to occur on a per-unit basis
Existing generators |  |  | New entrant technologies, after applying regional cost factors
Generator | Technology | Variable OPEX ($/MWh sent out)1 | Generator | Variable OPEX ($/MWh sent out) | [14 empty] | Variable operating costs for existing generators
|  |  |  | Vic low | Vic medium | Vic high | Qld low | Qld medium | Qld high | NSW low | NSW medium | NSW high | SA Low | SA medium | SA high | Tas low | Tas medium | Tas high | Generator | Variable OPEX ($/MWh sent out)1
Bayswater | Steam Sub Critical | 4.28 | Black Coal (supercritical PC) | 4.28 | 4.4084 | 4.494 | 4.5796 | 5.136 | 5.7352 | 4.8364 | 5.2216 | 5.6496 | 4.3228 | 4.8364 | 5.35 | 4.494 | 4.8792 | 5.2644 | Hydro | 7.3
Eraring | Steam Sub Critical | 4.28 | Brown Coal (supercritical PC) | 5.35 | 5.5105 | 5.6175 | 5.7245 | 6.42 | 7.169 | 6.0455 | 6.527 | 7.062 | 5.4035 | 6.0455 | 6.6875 | 5.6175 | 6.099 | 6.5805 | Wind | 2.71
Liddell | Steam Sub Critical | 4.28 | OCGT | 10.7 | 11.021 | 11.235 | 11.449 | 12.84 | 14.338 | 12.091 | 13.054 | 14.124 | 10.807 | 12.091 | 13.375 | 11.235 | 12.198 | 13.161 | Large scale solar PV | 0
Mt Piper | Steam Sub Critical | 4.28 | CCGT | 7.49 | 7.7147 | 7.8645 | 8.0143 | 8.988 | 10.0366 | 8.4637 | 9.1378 | 9.8868 | 7.5649 | 8.4637 | 9.3625 | 7.8645 | 8.5386 | 9.2127 | Battery storage | 0
Vales Point B | Steam Sub Critical | 4.28 | Biomass | 8.55 | 8.8065 | 8.9775 | 9.1485 | 10.26 | 11.457 | 9.6615 | 10.431 | 11.286 | 8.6355 | 9.6615 | 10.6875 | 8.9775 | 9.747 | 10.5165
Callide B | Steam Sub Critical | 4.28 | Large scale Solar PV | 0 | 0 | 0 | 0 | 0 | 0 | 0 | 0 | 0 | 0 | 0 | 0 | 0 | 0 | 0
Callide C | Steam Super Critical | 4.28 | Solar Thermal (8hrs Storage) | 5.49 | 5.6547 | 5.7645 | 5.8743 | 6.588 | 7.3566 | 6.2037 | 6.6978 | 7.2468 | 5.5449 | 6.2037 | 6.8625 | 5.7645 | 6.2586 | 6.7527
Gladstone | Steam Sub Critical | 4.28 | Battery storage (2hrs storage) | 0 | 0 | 0 | 0 | 0 | 0 | 0 | 0 | 0 | 0 | 0 | 0 | 0 | 0 | 0
Kogan Creek | Steam Super Critical | 4.28 | Battery storage (4hrs storage) | 0 | 0 | 0 | 0 | 0 | 0 | 0 | 0 | 0 | 0 | 0 | 0 | 0 | 0 | 0
Millmerran | Steam Super Critical | 4.28 | Wind | 2.71 | 2.7913 | 2.8455 | 2.8997 | 3.252 | 3.6314 | 3.0623 | 3.3062 | 3.5772 | 2.7371 | 3.0623 | 3.3875 | 2.8455 | 3.0894 | 3.3333
Stanwell | Steam Sub Critical | 4.28 | Wind - offshore | 0 | 0 | 0 | 0 | 0 | 0 | 0 | 0 | 0 | 0 | 0 | 0 | 0 | 0 | 0
Tarong | Steam Sub Critical | 4.28 | Pumped Hydro (6hrs storage) | 0 | 0 | 0 | 0 | 0 | 0 | 0 | 0 | 0 | 0 | 0 | 0 | 0 | 0 | 0
Tarong North | Steam Super Critical | 4.28 | Pumped Hydro (12hrs storage) | 0 | 0 | 0 | 0 | 0 | 0 | 0 | 0 | 0 | 0 | 0 | 0 | 0 | 0 | 0
Loy Yang A Power Station | Steam Sub Critical | 4.28 | Pumped Hydro (24hrs storage) | 0 | 0 | 0 | 0 | 0 | 0 | 0 | 0 | 0 | 0 | 0 | 0 | 0 | 0 | 0
Loy Yang B | Steam Sub Critical | 4.28 | Pumped Hydro (48hrs storage) | 0 | 0 | 0 | 0 | 0 | 0 | 0 | 0 | 0 | 0 | 0 | 0 | 0 | 0 | 0
Yallourn W | Steam Sub Critical | 4.28 | Notes:
Colongra | OCGT | 10.7 | Regional cost factors applied for the O&M Costs component of new entrants.
Smithfield Energy Facility | CCGT | 7.49 | Wind - offshore - Variable O&M costs are assumed to be included in the Fixed O&M costs as per GHD's report.
Tallawarra | CCGT | 7.49
Uranquinty | OCGT | 10.7
Barcaldine Power Station | OCGT | 10.7
Braemar | OCGT | 10.7
Braemar 2 Power Station | OCGT | 10.7
Condamine A | CCGT | 7.49
Darling Downs | CCGT | 7.49
Oakey Power Station | OCGT | 10.7
Roma | OCGT | 10.7
Swanbank E GT | CCGT | 7.49
Yabulu PS | CCGT | 7.49
Yabulu Steam Turbine | CCGT | 7.49
Yarwun Cogen | CCGT | 7.49
Somerton | OCGT | 10.7
Bairnsdale | OCGT | 10.7
Jeeralang A | OCGT | 10.7
Jeeralang B | OCGT | 10.7
Laverton North | OCGT | 10.7
Mortlake | OCGT | 10.7
Newport | Gas-powered steam turbine | 2.37
Valley Power | OCGT | 10.7
Hallett GT | OCGT | 10.7
Dry Creek GT | OCGT | 10.7
Ladbroke Grove | OCGT | 10.7
Mintaro GT | OCGT | 10.7
Osborne | CCGT | 7.49
Pelican Point | CCGT | 7.49
Quarantine | OCGT | 10.7
Torrens Island A | Gas-powered steam turbine | 2.37
Torrens Island B | Gas-powered steam turbine | 2.37
Bell Bay Three | OCGT | 10.7
Tamar Valley Combined Cycle | CCGT | 7.49
Tamar Valley Peaking | OCGT | 10.7
Hunter Valley GT | OCGT | 10.7
Mackay GT | OCGT | 10.7
Mt Stuart | OCGT | 10.7
Angaston | Reciprocating Engine | 11.36
Lonsdale | Reciprocating Engine | 11.36
Port Lincoln Gt | OCGT | 10.7
Port Stanvac 1 | Reciprocating Engine | 11.36
Snuggery | OCGT | 10.7
Blowering | Hydro | 7.3
Guthega | Hydro | 7.3
Hume Dam NSW | Hydro | 7.3
Hume Dam VIC | Hydro | 7.3
Shoalhaven | Hydro | 7.3
Upper Tumut | Hydro | 7.3
Tumut 3 | Hydro | 7.3
Barron Gorge | Hydro | 7.3
Kareeya | Hydro | 7.3
Wivenhoe | Hydro | 7.3
Bogong / Mackay | Hydro | 7.3
Dartmouth | Hydro | 7.3
Eildon | Hydro | 7.3
Murray 1 | Hydro | 7.3
Murray 2 | Hydro | 7.3
West Kiewa | Hydro | 7.3
Bastyan | Hydro | 7.3
Catagunya / Liapootah / Wayatinah | Hydro | 7.3
Cethana | Hydro | 7.3
Devils Gate | Hydro | 7.3
Fisher | Hydro | 7.3
Gordon | Hydro | 7.3
John Butters | Hydro | 7.3
Lake Echo | Hydro | 7.3
Lemonthyme / Wilmot | Hydro | 7.3
Mackintosh | Hydro | 7.3
Meadowbank | Hydro | 7.3
Poatina | Hydro | 7.3
Reece | Hydro | 7.3
Tarraleah | Hydro | 7.3
Trevallyn | Hydro | 7.3
Tribute | Hydro | 7.3
Tungatinah | Hydro | 7.3
Boco Rock Wind Farm | Wind | 2.71
Bodangora wind farm | Wind | 2.71
Capital wind farm | Wind | 2.71
Crookwell 2 wind farm | Wind | 2.71
Cullerin Range wind farm | Wind | 2.71
Gullen Range wind farm | Wind | 2.71
Gunning wind farm | Wind | 2.71
Silverton wind farm | Wind | 2.71
Sapphire wind farm | Wind | 2.71
Taralga wind farm | Wind | 2.71
White Rock Wind Farm - Stage 1 | Wind | 2.71
Woodlawn wind farm | Wind | 2.71
Mount Emerald | Wind | 2.71
Canunda wind farm | Wind | 2.71
Cathedral Rocks wind farm | Wind | 2.71
Clements Gap wind farm | Wind | 2.71
Hallett Stage 1 Brown Hill | Wind | 2.71
Hallett Stage 2 Hallett Hill | Wind | 2.71
Hallett 4 North Brown Hill | Wind | 2.71
Hallett 5 The Bluff WF | Wind | 2.71
Hornsdale wind farm Stage 1 | Wind | 2.71
Hornsdale wind farm Stage 2 | Wind | 2.71
Hornsdale wind farm Stage 3 | Wind | 2.71
Lake Bonney 1 wind farm | Wind | 2.71
Lake Bonney 2 wind farm | Wind | 2.71
Lake Bonney 3 wind farm | Wind | 2.71
Lincoln Gap Wind Farm - stage 1 | Wind | 2.71
Willogoleche wind farm | Wind | 2.71
Mount Millar wind farm | Wind | 2.71
Snowtown wind farm | Wind | 2.71
Snowtown S2 Wind Farm - North | Wind | 2.71
Snowtown S2 Wind Farm - South | Wind | 2.71
Starfish Hill wind farm | Wind | 2.71
Waterloo wind farm | Wind | 2.71
Wattle Point wind farm | Wind | 2.71
Musselroe wind farm | Wind | 2.71
Woolnorth wind farm | Wind | 2.71
Ararat wind farm | Wind | 2.71
Bald Hills wind farm | Wind | 2.71
Challicum Hills wind farm | Wind | 2.71
Kiata wind farm | Wind | 2.71
Macarthur wind farm | Wind | 2.71
Mortons Lane wind farm | Wind | 2.71
Mt Gellibrand wind farm | Wind | 2.71
Mt Mercer Wind Farm | Wind | 2.71
Oaklands Hill wind farm | Wind | 2.71
Portland wind farm | Wind | 2.71
Salt Creek wind farm | Wind | 2.71
Waubra wind farm | Wind | 2.71
Yambuk wind farm | Wind | 2.71
Yaloak South wind farm | Wind | 2.71
Broken Hill Solar Plant | Large scale solar PV | 0
Beryl solar farm | Large scale solar PV | 0
Coleambally solar farm | Large scale solar PV | 0
Gullen Range solar farm | Large scale solar PV | 0
Manildra solar farm | Large scale solar PV | 0
Moree solar farm | Large scale solar PV | 0
Nyngan Solar Plant | Large scale solar PV | 0
Parkes solar farm | Large scale solar PV | 0
White Rock solar farm | Large scale solar PV | 0
Clare solar farm | Large scale solar PV | 0
Childers solar farm | Large scale solar PV | 0
Collinsville PV | Large scale solar PV | 0
Clermont solar farm | Large scale solar PV | 0
Darling Downs solar farm | Large scale solar PV | 0
Daydream solar farm | Large scale solar PV | 0
Emerald Solar Park | Large scale solar PV | 0
Hamilton solar farm | Large scale solar PV | 0
Hayman solar farm | Large scale solar PV | 0
Hughenden solar farm | Large scale solar PV | 0
Kidston Solar Project Phase One 50MW | Large scale solar PV | 0
Longreach solar farm | Large scale solar PV | 0
Ross River solar farm | Large scale solar PV | 0
Susan River solar farm | Large scale solar PV | 0
Sun Metals Corporation Solar Farm | Large scale solar PV | 0
Whitsunday solar farm | Large scale solar PV | 0
Gannawarra solar farm | Large scale solar PV | 0
Bannerton Solar Park | Large scale solar PV | 0
Bungala one solar farm | Large scale solar PV | 0
Tailem Bend - Solar | Large scale solar PV | 0
Karadoc solar farm | Large scale solar PV | 0
Wemen solar farm | Large scale solar PV | 0
Committed generators
Generator |  | Variable OPEX ($/MWh sent out)1
Barker Inlet Power Station | Reciprocating Engine | 11.2888
Snowy 2.0 | Pumped Hydro | 0
Coopers Gap Wind Farm | Wind | 2.71
Kennedy Energy Park Wind Farm | Wind | 2.71
Crowlands Wind Farm | Wind | 2.71
Cattle Hill Wind Farm | Wind | 2.71
Granville Harbour Wind Farm | Wind | 2.71
Bulgana Green Power Hub - Wind Farm | Wind | 2.71
Cherry Tree Wind Farm | Wind | 2.71
Dundonnell Wind Farm | Wind | 2.71
Lal Lal Elaine Wind Farm | Wind | 2.71
Lal Lal Yendon Wind Farm | Wind | 2.71
Lincoln Gap Wind Farm - stage 2 | Wind | 2.71
Moorabool Wind Farm | Wind | 2.71
Murra Warra Wind Farm - stage 1 | Wind | 2.71
Stockyard Hill Wind Farm | Wind | 2.71
Bomen Solar Farm | Large scale solar PV | 0
Darlington Point Solar Farm | Large scale solar PV | 0
Molong Solar Farm | Large scale solar PV | 0
Nevertire Solar Farm | Large scale solar PV | 0
Sunraysia Solar Farm | Large scale solar PV | 0
Bungala Two Solar Farm | Large scale solar PV | 0
Maryrorough Solar Farm | Large scale solar PV | 0
Haughton Solar Farm | Large scale solar PV | 0
Kennedy Energy Park Solar Farm | Large scale solar PV | 0
Lilyvale Solar Farm | Large scale solar PV | 0
Finley Solar Farm | Large scale solar PV | 0
Limondale Solar Farm 1 | Large scale solar PV | 0
Limondale Solar Farm 2 | Large scale solar PV | 0
Oakey Solar Farm | Large scale solar PV | 0
Oakey 2 Solar Farm | Large scale solar PV | 0
Rugby Run Solar Farm | Large scale solar PV | 0
Yarranlea Solar Farm | Large scale solar PV | 0
Warwick Solar Farm | Large scale solar PV | 0
Kiamal Solar Farm stage 1 | Large scale solar PV | 0
Numurkah Solar Farm | Large scale solar PV | 0
Yatpool Solar Farm | Large scale solar PV | 0
Cohuna Solar Farm | Large Scale Solar PV | 0
Advanced VRET Projects
Generator |  | Variable OPEX ($/MWh sent out)1
Carwarp Solar Farm stage 1 | Large Scale Solar PV | 0
Winton Solar Farm | Large Scale Solar PV | 0
Mortlake South Wind Farm | Wind | 2.71
Berrybank Wind Farm | Wind | 2.71
Existing and Committed Battery storage Projects
Storage |  | Variable OPEX ($/MWh sent out)1
Hornsdale Power Reserve Unit 1 | Battery Storage | 0
Dalrymple North BESS | Battery Storage | 0
Ballarat Energy Storage System | Battery Storage | 0
Bulgana Green Power Hub - BESS | Battery Storage | 0
Gannawarra Energy Storage System | Battery Storage | 0
Lincoln Gap BESS | Battery Storage | 0

## Emissions
Go to Assumptions Summary
Emissions
Existing generators |  |  |  |  | Generic new entrant technologies |  |  |  |  | Emissions for existing generators
Generator | Technology | Combustion emissions (kg/MWh) | Fugitive emissions (kg/MWh) | Total emissions (kg/MWh) | Generator | Region | Combustion emissions (kg/MWh) | Fugitive emissions (kg/MWh) | Total emissions (kg/MWh) | Generator | Combustion emissions (kg/MWh) | Fugitive emissions (kg/MWh) | Total emissions (kg/MWh)
Bayswater | Steam Sub Critical | 865.5122 | 47.1309 | 912.6431 | OCGT | Qld | 624.4845 | 89.2977 | 713.7822 | Hydro | 0 | 0 | 0
Eraring | Steam Sub Critical | 862.3464 | 47.7966 | 910.1431 | OCGT | NSW | 624.4845 | 158.6209 | 783.1054 | Wind | 0 | 0 | 0
Liddell | Steam Sub Critical | 930 | 50.5917 | 980.5917 | OCGT | VIC | 624.4845 | 45.8238 | 670.3083 | Large scale solar PV | 0 | 0 | 0
Mt Piper | Steam Sub Critical | 862.3022 | 46.2162 | 908.5184 | OCGT | SA | 624.4845 | 119.8469 | 744.3314 | Battery storage | 0 | 0 | 0
Vales Point B | Steam Sub Critical | 860 | 48.3051 | 908.3051 | OCGT | Tas | 624.4845 | 45.8238 | 670.3083
Callide B | Steam Sub Critical | 920 | 11.3435 | 931.3435 | CCGT | Qld | 394.6595 | 57.5725 | 452.232
Callide C | Steam Super Critical | 895.323 | 11.589 | 906.912 | CCGT | NSW | 394.6595 | 102.2669 | 496.9264
Gladstone | Steam Sub Critical | 960 | 11.7614 | 971.7614 | CCGT | VIC | 394.6595 | 29.5438 | 424.2033
Kogan Creek | Steam Super Critical | 820 | 11.04 | 831.04 | CCGT | SA | 394.6595 | 77.2684 | 471.9279
Millmerran | Steam Super Critical | 830.1346 | 11.4634 | 841.598 | CCGT | Tas | 394.6595 | 29.5438 | 424.2033
Stanwell | Steam Sub Critical | 860.94 | 11.25 | 872.19 | Black Coal (Supercritical PC) | Qld | 769.5165 | 20.6425 | 790.159
Tarong | Steam Sub Critical | 860.0221 | 11.4365 | 871.4586 | Black Coal (Supercritical PC) | NSW | 769.5165 | 82.57 | 852.0865
Tarong North | Steam Super Critical | 832.9647 | 10.7908 | 843.7555 | Black Coal (Supercritical PC) | VIC | 0 | 0 | 0
Loy Yang A Power Station | Steam Sub Critical | 1150 | 4.8176 | 1154.8176 | Black Coal (Supercritical PC) | SA | 0 | 0 | 0
Loy Yang B | Steam Sub Critical | 1136.0409 | 4.9805 | 1141.0214 | Black Coal (Supercritical PC) | Tas | 0 | 0 | 0
Yallourn W | Steam Sub Critical | 1310 | 5.5149 | 1315.5149 | Brown Coal (Supercritical PC) | Qld | 0 | 0 | 0
Colongra | OCGT | 640 | 142.56 | 782.56 | Brown Coal (Supercritical PC) | NSW | 0 | 0 | 0
Smithfield Energy Facility | CCGT | 480.9688 | 106.7707 | 587.7395 | Brown Coal (Supercritical PC) | VIC | 959.3369 | 4.5348 | 963.8717
Tallawarra | CCGT | 358.1395 | 89.3952 | 447.5347 | Brown Coal (Supercritical PC) | SA | 0 | 0 | 0
Uranquinty | OCGT | 581.7116 | 142.56 | 724.2716 | Brown Coal (Supercritical PC) | Tas | 0 | 0 | 0
Barcaldine Power Station | OCGT | 999.9566 | 99.2829 | 1099.2394 | Biomass | Qld | 1351.051 | 0 | 1351.051
Braemar | OCGT | 570.4776 | 92.664 | 663.1416 | Biomass | NSW | 1351.051 | 0 | 1351.051
Braemar 2 Power Station | OCGT | 570.4776 | 92.664 | 663.1416 | Biomass | VIC | 1351.051 | 0 | 1351.051
Condamine A | CCGT | 454.3237 | 56.745 | 511.0687 | Biomass | SA | 1351.051 | 0 | 1351.051
Darling Downs | CCGT | 420.2045 | 57.3809 | 477.5854 | Biomass | Tas | 1351.051 | 0 | 1351.051
Oakey Power Station | OCGT | 760 | 85.2736 | 845.2736 | Large scale Solar PV | ALL | 0 | 0 | 0
Roma | OCGT | 663.8544 | 92.664 | 756.5184 | Solar Thermal (8hrs Storage) | ALL | 0 | 0 | 0
Swanbank E GT | CCGT | 370 | 57.9523 | 427.9523 | Battery storage (2hrs storage) | ALL | 0 | 0 | 0
Yabulu PS | CCGT | 450 | 59.2122 | 509.2122 | Battery storage (4hrs storage) | ALL | 0 | 0 | 0
Yabulu Steam Turbine | CCGT | 450 | 59.2122 | 509.2122 | Wind | ALL | 0 | 0 | 0
Yarwun Cogen | CCGT | 532.3129 | 80.9365 | 613.2494 | Wind - offshore | ALL | 0 | 0 | 0
Somerton | OCGT | 760 | 57.915 | 817.915 | Pumped Hydro (6hrs storage) | ALL | 0 | 0 | 0
Bairnsdale | OCGT | 524.3273 | 40.8812 | 565.2085 | Pumped Hydro (12hrs storage) | ALL | 0 | 0 | 0
Jeeralang A | OCGT | 819.9338 | 59.4707 | 879.4045 | Pumped Hydro (24hrs storage) | ALL | 0 | 0 | 0
Jeeralang B | OCGT | 819.9338 | 59.4707 | 879.4045 | Pumped Hydro (48hrs storage) | ALL | 0 | 0 | 0
Laverton North | OCGT | 745.3812 | 44.7987 | 790.1799 | 1 Generic new entrant units and committed projects emissions are calculated based on unit's heat rates and fuel emissions details given in the GHD 2018 AEMO costs and technical parameter review.
Mortlake | OCGT | 530 | 43.4362 | 573.4362
Newport | Gas-powered steam turbine | 530 | 40.0541 | 570.0541
Valley Power | OCGT | 813.6315 | 57.915 | 871.5465
Hallett GT | OCGT | 1020 | 154.44 | 1174.44
Dry Creek GT | OCGT | 1200 | 142.56 | 1342.56
Ladbroke Grove | OCGT | 530 | 123.552 | 653.552
Mintaro GT | OCGT | 820 | 132.3771 | 952.3771
Osborne | CCGT | 460 | 84.6857 | 544.6857
Pelican Point | CCGT | 397.2675 | 76.44 | 473.7075
Quarantine | OCGT | 688.8094 | 111.15 | 799.9594
Torrens Island A | Gas-powered steam turbine | 590 | 118.56 | 708.56
Torrens Island B | Gas-powered steam turbine | 570 | 111.15 | 681.15
Bell Bay Three | OCGT | 617.7228 | 46.9614 | 664.6841
Tamar Valley Combined Cycle | CCGT | 652.9757 | 49.6414 | 702.6171
Tamar Valley Peaking | OCGT | 410.3827 | 28.3725 | 438.7552
Hunter Valley GT | OCGT | 887.1814 | 45.8229 | 933.0043
Mackay GT | OCGT | 1000 | 45.8229 | 1045.8229
Mt Stuart | OCGT | 955.8648 | 42.768 | 998.6328
Angaston | Reciprocating Engine | 940.2 | 73.4 | 1013.6
Lonsdale | Reciprocating Engine | 1442 | 49.8 | 1491.8
Port Lincoln Gt | OCGT | 1400 | 45.8585 | 1445.8585
Port Stanvac 1 | Reciprocating Engine | 1442 | 49.8 | 1491.8
Snuggery | OCGT | 1400 | 48.3508 | 1448.3508
Blowering | Hydro | 0 | 0 | 0
Guthega | Hydro | 0 | 0 | 0
Hume Dam NSW | Hydro | 0 | 0 | 0
Hume Dam VIC | Hydro | 0 | 0 | 0
Shoalhaven | Hydro | 0 | 0 | 0
Upper Tumut | Hydro | 0 | 0 | 0
Tumut 3 | Hydro | 0 | 0 | 0
Barron Gorge | Hydro | 0 | 0 | 0
Kareeya | Hydro | 0 | 0 | 0
Wivenhoe | Hydro | 0 | 0 | 0
Bogong / Mackay | Hydro | 0 | 0 | 0
Dartmouth | Hydro | 0 | 0 | 0
Eildon | Hydro | 0 | 0 | 0
Murray 1 | Hydro | 0 | 0 | 0
Murray 2 | Hydro | 0 | 0 | 0
West Kiewa | Hydro | 0 | 0 | 0
Bastyan | Hydro | 0 | 0 | 0
Catagunya / Liapootah / Wayatinah | Hydro | 0 | 0 | 0
Cethana | Hydro | 0 | 0 | 0
Devils Gate | Hydro | 0 | 0 | 0
Fisher | Hydro | 0 | 0 | 0
Gordon | Hydro | 0 | 0 | 0
John Butters | Hydro | 0 | 0 | 0
Lake Echo | Hydro | 0 | 0 | 0
Lemonthyme / Wilmot | Hydro | 0 | 0 | 0
Mackintosh | Hydro | 0 | 0 | 0
Meadowbank | Hydro | 0 | 0 | 0
Poatina | Hydro | 0 | 0 | 0
Reece | Hydro | 0 | 0 | 0
Tarraleah | Hydro | 0 | 0 | 0
Trevallyn | Hydro | 0 | 0 | 0
Tribute | Hydro | 0 | 0 | 0
Tungatinah | Hydro | 0 | 0 | 0
Boco Rock Wind Farm | Wind | 0 | 0 | 0
Bodangora wind farm | Wind | 0 | 0 | 0
Capital wind farm | Wind | 0 | 0 | 0
Crookwell 2 wind farm | Wind | 0 | 0 | 0
Cullerin Range wind farm | Wind | 0 | 0 | 0
Gullen Range wind farm | Wind | 0 | 0 | 0
Gunning wind farm | Wind | 0 | 0 | 0
Silverton wind farm | Wind | 0 | 0 | 0
Sapphire wind farm | Wind | 0 | 0 | 0
Taralga wind farm | Wind | 0 | 0 | 0
White Rock Wind Farm - Stage 1 | Wind | 0 | 0 | 0
Woodlawn wind farm | Wind | 0 | 0 | 0
Mount Emerald | Wind | 0 | 0 | 0
Canunda wind farm | Wind | 0 | 0 | 0
Cathedral Rocks wind farm | Wind | 0 | 0 | 0
Clements Gap wind farm | Wind | 0 | 0 | 0
Hallett Stage 1 Brown Hill | Wind | 0 | 0 | 0
Hallett Stage 2 Hallett Hill | Wind | 0 | 0 | 0
Hallett 4 North Brown Hill | Wind | 0 | 0 | 0
Hallett 5 The Bluff WF | Wind | 0 | 0 | 0
Hornsdale wind farm Stage 1 | Wind | 0 | 0 | 0
Hornsdale wind farm Stage 2 | Wind | 0 | 0 | 0
Hornsdale wind farm Stage 3 | Wind | 0 | 0 | 0
Lake Bonney 1 wind farm | Wind | 0 | 0 | 0
Lake Bonney 2 wind farm | Wind | 0 | 0 | 0
Lake Bonney 3 wind farm | Wind | 0 | 0 | 0
Lincoln Gap Wind Farm - stage 1 | Wind | 0 | 0 | 0
Willogoleche wind farm | Wind | 0 | 0 | 0
Mount Millar wind farm | Wind | 0 | 0 | 0
Snowtown wind farm | Wind | 0 | 0 | 0
Snowtown S2 Wind Farm - North | Wind | 0 | 0 | 0
Snowtown S2 Wind Farm - South | Wind | 0 | 0 | 0
Starfish Hill wind farm | Wind | 0 | 0 | 0
Waterloo wind farm | Wind | 0 | 0 | 0
Wattle Point wind farm | Wind | 0 | 0 | 0
Musselroe wind farm | Wind | 0 | 0 | 0
Woolnorth wind farm | Wind | 0 | 0 | 0
Ararat wind farm | Wind | 0 | 0 | 0
Bald Hills wind farm | Wind | 0 | 0 | 0
Challicum Hills wind farm | Wind | 0 | 0 | 0
Kiata wind farm | Wind | 0 | 0 | 0
Macarthur wind farm | Wind | 0 | 0 | 0
Mortons Lane wind farm | Wind | 0 | 0 | 0
Mt Gellibrand wind farm | Wind | 0 | 0 | 0
Mt Mercer Wind Farm | Wind | 0 | 0 | 0
Oaklands Hill wind farm | Wind | 0 | 0 | 0
Portland wind farm | Wind | 0 | 0 | 0
Salt Creek wind farm | Wind | 0 | 0 | 0
Waubra wind farm | Wind | 0 | 0 | 0
Yambuk wind farm | Wind | 0 | 0 | 0
Yaloak South wind farm | Wind | 0 | 0 | 0
Broken Hill Solar Plant | Large scale solar PV | 0 | 0 | 0
Beryl solar farm | Large scale solar PV | 0 | 0 | 0
Coleambally solar farm | Large scale solar PV | 0 | 0 | 0
Gullen Range solar farm | Large scale solar PV | 0 | 0 | 0
Manildra solar farm | Large scale solar PV | 0 | 0 | 0
Moree solar farm | Large scale solar PV | 0 | 0 | 0
Nyngan Solar Plant | Large scale solar PV | 0 | 0 | 0
Parkes solar farm | Large scale solar PV | 0 | 0 | 0
White Rock solar farm | Large scale solar PV | 0 | 0 | 0
Clare solar farm | Large scale solar PV | 0 | 0 | 0
Childers solar farm | Large scale solar PV | 0 | 0 | 0
Collinsville PV | Large scale solar PV | 0 | 0 | 0
Clermont solar farm | Large scale solar PV | 0 | 0 | 0
Darling Downs solar farm | Large scale solar PV | 0 | 0 | 0
Daydream solar farm | Large scale solar PV | 0 | 0 | 0
Emerald Solar Park | Large scale solar PV | 0 | 0 | 0
Hamilton solar farm | Large scale solar PV | 0 | 0 | 0
Hayman solar farm | Large scale solar PV | 0 | 0 | 0
Hughenden solar farm | Large scale solar PV | 0 | 0 | 0
Kidston Solar Project Phase One 50MW | Large scale solar PV | 0 | 0 | 0
Longreach solar farm | Large scale solar PV | 0 | 0 | 0
Ross River solar farm | Large scale solar PV | 0 | 0 | 0
Susan River solar farm | Large scale solar PV | 0 | 0 | 0
Sun Metals Corporation Solar Farm | Large scale solar PV | 0 | 0 | 0
Whitsunday solar farm | Large scale solar PV | 0 | 0 | 0
Gannawarra solar farm | Large scale solar PV | 0 | 0 | 0
Bannerton Solar Park | Large scale solar PV | 0 | 0 | 0
Bungala one solar farm | Large scale solar PV | 0 | 0 | 0
Tailem Bend - Solar | Large scale solar PV | 0 | 0 | 0
Karadoc solar farm | Large scale solar PV | 0 | 0 | 0
Wemen solar farm | Large scale solar PV | 0 | 0 | 0
Committed generators
Generator |  | Combustion emissions (kg/MWh) | Fugitive emissions (kg/MWh) | Total emissions (kg/MWh)
Barker Inlet Power Station | Reciprocating Engine | 422.5737 | 80.5263 | 503.1
Snowy 2.0 | Pumped Hydro | 0 | 0 | 0
Coopers Gap Wind Farm | Wind | 0 | 0 | 0
Kennedy Energy Park Wind Farm | Wind | 0 | 0 | 0
Crowlands Wind Farm | Wind | 0 | 0 | 0
Cattle Hill Wind Farm | Wind | 0 | 0 | 0
Granville Harbour Wind Farm | Wind | 0 | 0 | 0
Bulgana Green Power Hub - Wind Farm | Wind | 0 | 0 | 0
Cherry Tree Wind Farm | Wind | 0 | 0 | 0
Dundonnell Wind Farm | Wind | 0 | 0 | 0
Lal Lal Elaine Wind Farm | Wind | 0 | 0 | 0
Lal Lal Yendon Wind Farm | Wind | 0 | 0 | 0
Lincoln Gap Wind Farm - stage 2 | Wind | 0 | 0 | 0
Moorabool Wind Farm | Wind | 0 | 0 | 0
Murra Warra Wind Farm - stage 1 | Wind | 0 | 0 | 0
Stockyard Hill Wind Farm | Wind | 0 | 0 | 0
Bomen Solar Farm | Large scale solar PV | 0 | 0 | 0
Darlington Point Solar Farm | Large scale solar PV | 0 | 0 | 0
Molong Solar Farm | Large scale solar PV | 0 | 0 | 0
Nevertire Solar Farm | Large scale solar PV | 0 | 0 | 0
Sunraysia Solar Farm | Large scale solar PV | 0 | 0 | 0
Bungala Two Solar Farm | Large scale solar PV | 0 | 0 | 0
Maryrorough Solar Farm | Large scale solar PV | 0 | 0 | 0
Haughton Solar Farm | Large scale solar PV | 0 | 0 | 0
Kennedy Energy Park Solar Farm | Large scale solar PV | 0 | 0 | 0
Lilyvale Solar Farm | Large scale solar PV | 0 | 0 | 0
Finley Solar Farm | Large scale solar PV | 0 | 0 | 0
Limondale Solar Farm 1 | Large scale solar PV | 0 | 0 | 0
Limondale Solar Farm 2 | Large scale solar PV | 0 | 0 | 0
Oakey Solar Farm | Large scale solar PV | 0 | 0 | 0
Oakey 2 Solar Farm | Large scale solar PV | 0 | 0 | 0
Rugby Run Solar Farm | Large scale solar PV | 0 | 0 | 0
Yarranlea Solar Farm | Large scale solar PV | 0 | 0 | 0
Warwick Solar Farm | Large scale solar PV | 0 | 0 | 0
Kiamal Solar Farm stage 1 | Large scale solar PV | 0 | 0 | 0
Numurkah Solar Farm | Large scale solar PV | 0 | 0 | 0
Yatpool Solar Farm | Large scale solar PV | 0 | 0 | 0
Cohuna Solar Farm | Large Scale Solar PV | 0 | 0 | 0
Advanced VRET Projects
Generator |  | Combustion emissions (kg/MWh) | Fugitive emissions (kg/MWh) | Total emissions (kg/MWh)
Carwarp Solar Farm stage 1 | Large Scale Solar PV | 0 | 0 | 0
Winton Solar Farm | Large Scale Solar PV | 0 | 0 | 0
Mortlake South Wind Farm | Wind | 0 | 0 | 0
Berrybank Wind Farm | Wind | 0 | 0 | 0
Existing and Committed Battery storage Projects
Storage |  | Combustion emissions (kg/MWh) | Fugitive emissions (kg/MWh) | Total emissions (kg/MWh)
Hornsdale Power Reserve Unit 1 | Battery Storage | 0 | 0 | 0
Dalrymple North BESS | Battery Storage | 0 | 0 | 0
Ballarat Energy Storage System | Battery Storage | 0 | 0 | 0
Bulgana Green Power Hub - BESS | Battery Storage | 0 | 0 | 0
Gannawarra Energy Storage System | Battery Storage | 0 | 0 | 0
Lincoln Gap BESS | Battery Storage | 0 | 0 | 0

## MLF
Go to Assumptions Summary
Marginal Loss Factors (MLFs)
Marginal loss factors represent the impact of network losses on spot prices. No impacts on long term generation expansion, however, marginal loss factors do impact the short term dispatch modelling.
See https://www.aemo.com.au/-/media/Files/Electricity/NEM/Security_and_Reliability/Loss_Factors_and_Regional_Boundaries/2019/Marginal-Loss-Factors-for-the-2019-20-Financial-year.pdf
Existing generators |  | Committed and advanced projects |  |  | Generic new entrant units |  |  |  | VRET Projects 1 |  |  | Existing and Committed Battery
Generator | MLF | Generator | MLF | Shadow connection point | Generator | MLF | Shadow connection point | Technology | Generator | MLF | Shadow connection point | Battery | MLF - Generation | MLF - Load | Shadow connection point- Generation | Shadow connection point- Load
Bayswater units 1,2 | 0.9592 | Barker Inlet PS | 0.9997 | Torrens Island PS A Unit 1 | Barcaldine solar | 0.8735 | Barcaldine Solar at Lilyvale (132) | Solar | Carwarp Solar Farm | 0.8246 | Bannerton Solar Farm | Hornsdale | 0.9851 | 0.9842 | Hornsdale Battery | Hornsdale Battery
Bayswater units 3,4 | 0.9598 | Snowy 2.0 | 1 | - | Barcaldine wind | 0.9203 | Gladstone | Wind | Winton Solar Farm | 0.8246 | Bannerton Solar Farm | ESCRI Dalrymple | 0.9045 | 0.9992 | Dalrymple North BESS | Dalrymple North BESS
Eraring units 1,2 | 0.9836 | Coopers Gap Wind Farm | 0.9705 | Darling Downs Solar Farm | Broken Hill wind | 0.8298 | Silverton Wind Farm | Solar | Mortlake South Wind Farm | 0.9038 | Ararat Wind Farm | Ballarat | 0.9716 | 0.9716 | Ballarat Health Services | Ballarat Health Services
Eraring units 3,4 | 0.9845 | Kennedy Energy Park Wind Farm | 0.9624 | Woree | Broken Hill Solar | 0.7566 | Broken Hill Solar Farm | Wind | Berrybank Wind Farm | 0.9818 | Macarthur Wind Farm | Bulgana | 0.9324 | 0.9326 | Waubra Wind Farm | Waubra Wind Farm
Liddell | 0.9593 | Crowlands Wind Farm | 0.9139 | Crowlands Wind Farm | Central North Vic solar | 0.8994 | Gannawarra Solar Farm | Solar | 1. Successful projects for the Victorian Renewable Energy Auction Scheme (VREAS) as announced on Tuesday 11 September, 2018. |  |  | Gannawarra Energy Storage System | 0.9643 | 1.0257 | Gannawarra BESS | Gannawarra BESS
Mt Piper | 0.9714 | Cattle Hill wind farm | 0.9846 | Poatina units 1,2 | Central North Vic Wind | 0.9038 | Ararat Wind Farm | Wind |  |  |  | Lincoln Gap BESS | 0.9821 | 0.9937 | Lincoln gap Wind Farm | Davenport 275
Vales Point B | 0.9865 | Granville Harbour wind farm | 0.9456 | Bastyan | Cooma-Monaro Solar | 0.9639 | Royalla Solar farm | Solar
Callide B | 0.905 | Bulgana wind farm | 0.9324 | Waubra Wind Farm | Cooma-Monaro Wind | 0.9555 | Boco Rock Wind Farm | Wind
Callide C | 0.9025 | Cherry Tree wind farm | 0.965 | Mt Mercer Windfarm | Central West NSW solar | 0.9835 | Nyngan Solar Farm | Solar
Gladstone units 1,2,5,6 | 0.9223 | Dundonnell Wind Farm | 0.9038 | Ararat Wind Farm | Central West NSW wind | 0.9495 | Bodangora Wind Farm | Wind
Gladstone units 3,4 | 0.9203 | Lal Lal Elaine wind farm | 0.965 | Mt Mercer Windfarm | Darling Downs solar | 0.9822 | Darling Downs Solar Farm | Solar
Kogan Creek | 0.9711 | Lal Lal Yendon wind farm | 0.965 | Mt Mercer Windfarm | Darling Downs wind | 0.9822 | Darling Downs Solar Farm | Wind
Millmerran | 0.9797 | Lincoln Gap Wind Farm - stage 2 | 0.9821 | Lincoln Gap Wind Farm | Eastern Eyre Peninsula solar | 0.9717 | Bungala one Solar farm | Solar
Stanwell | 0.9054 | Moorabool wind farm | 0.965 | Mt Mercer Windfarm | Eastern Eyre Peninsula wind | 0.8935 | Mt Millar Wind Farm | Wind
Tarong | 0.9748 | Stockyard Hill wind farm | 0.9324 | Waubra Wind Farm | Far North Qld Wind | 0.8678 | Ross River Solar Farm | Solar
Tarong North | 0.9745 | Bomen solar farm | 0.8689 | Coleambally Solar Farm | Far North Qld Solar | 0.944 | Mount Emerald Wind Farm | Wind
Loy Yang A | 0.9754 | Darlington Point solar farm | 0.8689 | Coleambally Solar Farm | Fitzroy solar | 0.9203 | Gladstone | Solar
Loy Yang B | 0.9754 | Finley solar farm | 0.8689 | Coleambally Solar Farm | Fitzroy wind | 0.9203 | Gladstone | Wind
Yallourn unit 1 | 0.965 | Maryrorough solar farm | 0.9833 | Oakey 110 kV | Gippsland solar | 0.9938 | Morwell TS | Solar
Yallourn units 2,3,4 | 0.9546 | Haughton solar farm | 0.8701 | Ross River Solar Farm | Gippsland wind | 0.9938 | Bald Hills Wind farm | Wind
Blowering | 0.9391 | Kennedy Energy Park solar farm | 0.8678 | Kidston Solar Farm | Gippsland Wind - offshore | 0.9938 | Morwell TS | Wind
Guthega | 0.9016 | Lilyvale solar farm | 0.8692 | Lilyvale solar farm | Isaac solar | 0.8596 | Clare Solar Farm | Solar
Hume (NSW) | 0.9574 | Limondale solar farm 1 | 0.8689 | Coleambally Solar Farm | Isaac wind | 0.9624 | Woree | Wind
Hume (Vic) | 0.9439 | Limondale solar farm 2 | 0.8689 | Coleambally Solar Farm | Leigh Creek solar | 0.9717 | Bungala one Solar Farm | Solar
Shoalhaven | 0.9769 | Oakey solar farm | 0.9833 | Oakey 110 kV | Leigh Creek wind | 0.9957 | Davenport 33 | Wind
Tumut 1 | 0.9514 | Oakey 2 solar farm | 0.9833 | Oakey 110 kV | Mid-North SA solar | 0.9717 | Bungala one Solar Farm | Solar
Tumut 2 | 0.984 | Rugby Run solar farm | 0.8709 | Barcaldine Solar at Lilyvale (132) | Mid-North SA wind | 0.9698 | Hornsdale Wind Farm Stage 1 | Wind
Tumut 3 | 0.9276 | Yarranlea solar farm | 0.9833 | Oakey 110 kV | South West Victoria solar | 1 | - | Solar
Barron Gorge | 0.9144 | Warwick solar farm | 0.9833 | Oakey 110 kV | South West Victoria wind | 0.9818 | Macarthur Wind Farm | Wind
Kareeya | 0.9296 | Molong solar farm | 0.9818 | Manildra Solar farm | Murray River solar | 0.8246 | Bannerton Solar Farm | Solar
Wivenhoe | 0.9936 | Nevertire solar farm | 0.9835 | Nyngan Solar Farm | Murray River wind | 0.9038 | Ararat Wind Farm | Wind
Mackay Creek / Bogong PS | 0.9618 | Sunraysia solar farm | 0.8689 | Coleambally Solar Farm | New England solar | 0.8394 | White Rock Solar farm | Solar
Dartmouth | 0.949 | Bungala Two solar farm | 0.9717 | Bungala one Solar Farm | New England Wind | 0.8394 | White Rock Wind farm | Wind
Eildon | 0.9859 | Kiamal solar farm | 0.8246 | Bannerton Solar Farm | North East Tasmania Solar | 0.906 | Musselroe WF | Solar
Murray | 0.9539 | Numurkah solar farm | 0.9896 | Gannawarra Solar Farm | North East Tasmania wind | 0.906 | Musselroe | Wind
West Kiewa | 0.9989 | Yatpool solar farm | 0.8246 | Bannerton Solar Farm | North QLD Clean Energy Hub solar | 0.8678 | Hughenden Solar Farm | Solar
Bastyan | 0.9456 | Cohuna Solar farm | 0.8246 | Bannerton Solar Farm | North QLD Clean Energy Hub wind | 0.9624 | Woree | Wind
Catagunya | 0.9936 | Murra Warra Wind Farm - stage 1 | 0.8885 | Murra Warra Wind Farm | North West New South Wales solar | 0.9714 | Moree | Solar
Liapootah | 0.9936 |  |  |  | North West New South Wales wind | 0.8394 | White Rock Wind Farm | Wind
Wayatinah | 0.9936 |  |  |  | North West Tasmania solar | 0.9846 | Poatina units 1,2 | Solar
Cethana | 0.9658 |  |  |  | North West Tasmania wind | 0.9846 | Poatina units 1,2 | Wind
Devils Gate | 0.9698 |  |  |  | Northern QLD solar | 0.8678 | Ross River Solar Farm | Solar
Fisher | 0.9688 |  |  |  | Northern Qld Wind | 0.944 | Mount Emerald Wind farm | Wind
Gordon | 0.9594 |  |  |  | Northern SA solar | 0.9717 | Bungala one Solar Farm | Solar
John Butters | 0.937 |  |  |  | Northern SA wind | 0.9957 | Davenport 33 | Wind
Lake Echo | 0.9257 |  |  |  | NSW pumped hydro | 1 | - | Pumped Hydro
Lemonthyme | 0.9716 |  |  |  | NSW thermal generation | 1 | - | Thermal
Wilmot | 0.9716 |  |  |  | QLD pumped hydro | 1 | - | Pumped Hydro
Mackintosh | 0.9347 |  |  |  | QLD thermal generation | 1 | - | Thermal
Meadowbank | 0.9716 |  |  |  | Ovens Murray Solar | 1 | - | Solar
Poatina units 1,2 | 0.9846 |  |  |  | Ovens Murray Wind | 1 | - | Wind
Poatina units 3,4,5,6 | 0.9846 |  |  |  | Riverland solar | 0.9717 | Bungala one Solar Farm | Solar
Reece unit 1 | 0.941 |  |  |  | Riverland wind | 0.9677 | Waterloo Wind Farm | Wind
Reece unit 2 | 0.9351 |  |  |  | Roxby Downs solar | 0.9717 | Bungala one Solar Farm | Solar
Tarraleah | 0.9363 |  |  |  | Roxby Downs wind | 0.9821 | Lincoln Gap Wind farm | Wind
Trevallyn | 0.9889 |  |  |  | SA pumped hydro | 1 | - | Pumped Hydro
Tribute | 0.9401 |  |  |  | SA thermal generation | 1 | - | Thermal
Tungatinah | 0.9065 |  |  |  | South East SA solar | 1.0054 | Tailem Bend Solar farm | Solar
Colongra | 0.9852 |  |  |  | South East SA wind | 0.9777 | Lake Bonney Wind Farm | Wind
Smithfield | 1.0029 |  |  |  | South West NSW solar | 0.8689 | Coleambally Solar Farm | Solar
Tallawarra | 0.9893 |  |  |  | South West NSW Wind | 1 | - | Wind
Uranquinty | 0.8671 |  |  |  | Southern NSW Tablelands solar | 0.9639 | Royalla Solar farm | Solar
Barcaldine | 0.8873 |  |  |  | Southern NSW Tablelands wind | 0.9701 | Capital Wind Farm | Wind
Braemar | 0.9702 |  |  |  | Tasmania Midlands Solar | 1 | - | Solar
Braemar 2 | 0.9702 |  |  |  | Tasmania Midlands Wind | 0.9257 | Lake Echo | Wind
Condamine | 0.9888 |  |  |  | Tumut Solar | 1 | - | Solar
Darling Downs | 0.9702 |  |  |  | Tumut Wind | 1 | - | Wind
Oakey | 0.9589 |  |  |  | TAS pumped hydro | 1 | - | Pumped Hydro
Roma | 0.9759 |  |  |  | TAS thermal generation | 1 | - | Thermal
Swanbank E | 1.001 |  |  |  | VIC pumped hydro | 1 | - | Pumped Hydro
Yabulu | 0.9156 |  |  |  | VIC thermal generation | 1 | - | Thermal
Yabulu Steam Turbine | 0.9197 |  |  |  | Wagga Wagga solar | 0.8689 | Coleambally Solar Farm | Solar
Yarwun | 0.9225 |  |  |  | Wagga Wagga Wind | 1 | - | Wind
Somerton | 0.9915 |  |  |  | Western Eyre Peninsula solar | 0.9717 | Bungala one Solar Farm | Solar
Bairnsdale | 0.9871 |  |  |  | Western Eyre Peninsula wind | 0.8935 | Mt Millar Wind Farm | Wind
Jeeralang A | 0.9731 |  |  |  | Western Victoria solar | 0.9038 | Ararat Wind Farm | Solar
Jeeralang B | 0.9731 |  |  |  | Western Victoria Wind | 0.9038 | Ararat Wind Farm | Wind
Laverton North | 0.9944 |  |  |  | Wide Bay solar | 0.9532 | Susan River Solar farm | Solar
Mortlake | 0.9852 |  |  |  | Wide Bay Wind | 0.9532 | Susan River Solar farm | Wind
Newport | 0.9922 |  |  |  | Yorke Peninsula solar | 0.8125 | Wattle Point Wind farm | Solar
Valley Power | 0.9754 |  |  |  | Yorke Peninsula Wind | 0.8125 | Wattle Point WF | Wind
Hallett GT | 0.9748
Dry Creek | 0.9971
Ladbroke Grove | 0.9831
Mintaro | 0.9795
Osborne | 0.9997
Pelican Point | 0.9989
Quarantine | 0.9852
Torrens Island A | 0.9997
Torrens Island B | 0.9997
Bell Bay Three | 0.9997
Tamar Valley CCGT | 1
Tamar Valley OCGT | 0.9997
Hunter Valley GT | 0.9654
Mackay GT | 0.9062
Mount Stuart | 0.9037
Angaston | 0.9517
Lonsdale | 1.0053
Port Lincoln | 0.9676
Port Lincoln 3 | 0.9707
Port Stanvac | 1.0053
Snuggery | 0.9474
Boco Rock Wind Farm | 0.9555
Bodangora wind farm | 0.9495
Capital wind farm | 0.9701
Crookwell 2 wind farm | 0.9742
Cullerin Range wind farm | 0.9713
Gullen Range wind farm | 0.9694
Gunning wind farm | 0.9713
Silverton wind farm | 0.8298
Sapphire wind farm | 0.9301
Taralga wind farm | 1.0086
White Rock Wind Farm - Stage 1 | 0.8394
Woodlawn wind farm | 0.9701
Mount Emerald | 0.944
Canunda wind farm | 0.9881
Cathedral Rocks wind farm | 0.8858
Clements Gap wind farm | 0.9583
Hallett Stage 1 Brown Hill | 0.9748
Hallett Stage 2 Hallett Hill | 0.977
Hallett 4 North Brown Hill | 0.9728
Hallett 5 The Bluff WF | 0.9728
Hornsdale wind farm Stage 1 | 0.9698
Hornsdale wind farm Stage 2 | 0.9698
Hornsdale wind farm Stage 3 | 0.9698
Lake Bonney 1 wind farm | 0.9777
Lake Bonney 2 wind farm | 0.9777
Lake Bonney 3 wind farm | 0.9777
Lincoln Gap Wind Farm - stage 1 | 0.9821
Willogoleche wind farm | 0.9828
Mount Millar wind farm | 0.8935
Snowtown wind farm | 0.9095
Snowtown S2 Wind Farm - North | 0.9722
Snowtown S2 Wind Farm - South | 0.9722
Starfish Hill wind farm | 1.0053
Waterloo wind farm | 0.9677
Wattle Point wind farm | 0.8125
Musselroe wind farm | 0.906
Woolnorth wind farm | 0.89
Ararat wind farm | 0.9038
Bald Hills wind farm | 0.9938
Challicum Hills wind farm | 0.9193
Kiata wind farm | 0.9944
Macarthur wind farm | 0.9818
Mortons Lane wind farm | 1.0019
Mt Gellibrand wind farm | 0.9871
Mt Mercer Wind Farm | 0.965
Oaklands Hill wind farm | 1.0019
Portland wind farm | 1.0019
Salt Creek wind farm | 0.9742
Waubra wind farm | 0.9324
Yambuk wind farm | 1.0019
Yaloak South wind farm | 0.9716
Broken Hill Solar Plant | 0.7566
Beryl solar farm | 0.9243
Coleambally solar farm | 0.8689
Gullen Range solar farm | 0.9694
Manildra solar farm | 0.9818
Moree solar farm | 0.8602
Nyngan Solar Plant | 0.9835
Parkes solar farm | 0.9812
White Rock solar farm | 0.8394
Clare solar farm | 0.8596
Childers solar farm | 0.9532
Collinsville PV | 0.8585
Clermont solar farm | 0.8735
Darling Downs solar farm | 0.9822
Daydream solar farm | 0.8494
Emerald Solar Park | 0.8712
Hamilton solar farm | 0.8573
Hayman solar farm | 0.8494
Hughenden solar farm | 0.8678
Kidston Solar Project Phase One 50MW | 0.8678
Longreach solar farm | 0.8735
Ross River solar farm | 0.8678
Susan River solar farm | 0.9532
Sun Metals Corporation Solar Farm | 1.0037
Whitsunday solar farm | 0.8573
Gannawarra solar farm | 0.8994
Bannerton Solar Park | 0.8246
Bungala one solar farm | 0.9717
Tailem Bend - Solar | 1.0054
Karadoc solar farm | 0.8097
Wemen solar farm | 0.8246

## Gas Infrastructure
Go to Assumptions Summary
Natural gas infrastructure
This dataset summarises the key information for the existing infrastructure in eastern and south eastern Australia, or that link into eastern and south eastern Australia. This includes pipelines, processing facilities, and storage facilities.
Data from 2019 Gas Statement of Opportunities stakeholder surveys.
Existing natural gas pipelines
Name | Location | First Gas Flow | Capacity (TJ per day)
APLNG Pipeline | QLD | 2015 | 1700
Berwyndale Wallumbilla Pipeline (“BWP”) | QLD | 2009 | 164 west 276 east
Braemar 2 Pipeline | QLD | 2009 | 219
Braemar Gas Pipeline | QLD | 2005 | 80
Carpentaria Gas Pipeline (“CGP”) | QLD | 1998 | 119 North 65 South
Comet Ridge to Wallumbilla Pipeline | QLD | Not provided | 950
Darling Downs Pipeline (“DDP”) | QLD | 2005 | Western Haul: 540 TJ/d Eastern Haul: 200 TJ/d
Eastern Gas Pipeline (“EGP”) | VIC / NSW | 2000 | 358 – winter capacity 351 – summer capacity
GLNG Pipeline | QLD | 2014 | 1400
Longford to Melbourne Gas Pipeline (“LMP”) | VIC | 1970 | 1030
Moomba to Adelaide Pipeline System (“MAP”) | SA | 1969 | 241
Moomba to Sydney Pipeline System (“MSP”) | NSW | 1976 | 489 south 120 north
North Queensland Gas Pipeline (“NQGP”) | QLD | 2004 | 110
Northern Gas Pipeline (“NGP”) | NT / QLD | December 2018. | 90
NSW-Victoria Interconnect (“NVI”) | VIC / NSW | 1998 | 223 north 150 south
Queensland Gas Pipeline (“QGP”) | QLD | 1990 | 142
Roma - Brisbane Pipeline (“RBP”) | QLD | 1969 | 211 east 125 west
South East Australia Gas (“SEA Gas”) Port Campbell – Adelaide (“PCA”) Pipeline | SA / VIC | 2004 | 314
South West Pipeline (“SWP”) | VIC | 1999 | 412 east 147 west
South West Queensland Pipeline (“SWQP”) | QLD / SA | 1996 and 2008 on the QSN | 384 west 340 east
Tasmanian Gas Pipeline (“TGP”) | VIC / TAS | 2002 | 129
Wallumbilla Gladstone Pipeline (“WGP”) | QLD | 2014 | 1510
Existing gas processing facilities
Name | Location | First Gas Flow | Capacity (TJ per day)
Ballera Gas Plant | QLD | 1994 | Limited by field availability
Bellevue Gas Plant | QLD | 2014 | 227
Berwyndale South | QLD | 2006 | 140
Camden Gas Plant (Rosalind Park) | NSW | 2004 | 15
Combabula Gas Plant | QLD | 2014 | 300
Condabri Central Gas Plant | QLD | 2014 | 188
Condabri North Gas Plant | QLD | 2015 | 172
Condabri South Gas Plant | QLD | 2015 | 200
Daandine Central Gas Processing Facility | QLD | 2009 | 76
Eurombah Creek Gas Plant | QLD | 2015 | 172
Fairview Gas Facilities | QLD | 1997 | 580
Iona Gas Plant | Port Campbell, Victoria | 1999 | 570
Jordan Gas Plant | QLD | 2015 | 455
Kenya Gas Plant | QLD | 2009 | 180
Kogan North Gas Plant | QLD | 2006 | 12
Lang Lang Gas Plant | VIC | 2006 | 67
Longford Gas Plant | VIC | 1969 | 1175
Minerva Gas Plant | VIC | 2005 | 30
Moomba Gas Plant | SA | 1969 | 435
Moranbah Gas Processing Facility | QLD | 2004 | 68
Orana Gas Plant | QLD | 2014 | 200
Orbost Gas Plant (Patricia-Baleen) | VIC | 2003 | 68
Otway Gas Plant (Port Campbell) | VIC | 2007 | 205
Peat Gas Plant | QLD | 2001 | 15
Reedy Creek Gas Plant | QLD | 2014 | 188
Rolleston Gas Plant | QLD | 1989 | 30
Ruby Jo Gas Plant | QLD | 2014 | 499
Scotia Gas Plant | QLD | 2002 | 30
Spring Gully Gas Plant | QLD | 2005 | 60
Strathblane Gas Plant | QLD | 2007 | 72
Talinga Gas Plant | QLD | 2010 | 117
Taloona Gas Plant | QLD | 2010 | 65
Wallumbilla (Wungoona) Gas Plant | QLD | 1977 | 30
Woleebee Creek Gas Plant | QLD | 2015 | 517
Yellowbank Gas Plant | QLD | 1989 | 30
Existing gas storage facilities
Name | Location | Date of first storage | Injection Capacity (TJ/day) | Withdrawal Capacity (TJ/day) | Storage Capacity (PJ)
Iona Underground Gas Storage | VIC | 2000 | 155 | 480 | 26
LNG Storage Dandenong | VIC | 1980 | 8.2 | 237 | 0.68
Moomba Underground Gas Storage | SA | 1980 | 120 | 120 | 70
Newcastle Gas Storage Facility | NSW | 2015 | 12 | 120 | 1.5
Roma Underground Storage | QLD | 2011 | 75 | 100 | 65
Silver Springs Gas Storage | QLD | 2011 | 30 | 30 | 42

## Pipeline Transmission Tariffs
Go to Assumptions Summary
Natural gas pipeline transmission tariffs (real 2019 $/GJ)
Data from 2019 GSOO stakeholder surveys. Where this data was not available or considered confidential, data was provided by Core Energy Group.
Pipeline | Direction | 2019 | 2020 | 2021 | 2022 | 2023 | 2024 | 2025 | 2026 | 2027 | 2028 | 2029 | 2030 | 2031 | 2032 | 2033 | 2034 | 2035 | 2036 | 2037 | 2038
CGP | Northern flow | 1.23 | 1.21 | 1.21 | 1.21 | 1.21 | 1.21 | 1.21 | 1.21 | 1.21 | 1.21 | 1.21 | 1.21 | 1.21 | 1.21 | 1.21 | 1.21 | 1.21 | 1.21 | 1.21 | 1.21
CGP | Southern flow | 1.06 | 1.06 | 1.06 | 1.06 | 1.06 | 1.06 | 1.06 | 1.06 | 1.06 | 1.06 | 1.06 | 1.06 | 1.06 | 1.06 | 1.06 | 1.06 | 1.06 | 1.06 | 1.06 | 1.06
EGP | Northern flow | 2.72 | 2.72 | 2.72 | 2.72 | 2.72 | 2.72 | 2.72 | 2.72 | 2.72 | 2.72 | 2.72 | 2.72 | 2.72 | 2.72 | 2.72 | 2.72 | 2.72 | 2.72 | 2.72 | 2.72
LMP | Western flow | 1.58 | 1.58 | 1.58 | 1.58 | 1.58 | 1.58 | 1.58 | 1.58 | 1.58 | 1.58 | 1.58 | 1.58 | 1.58 | 1.58 | 1.58 | 1.58 | 1.58 | 1.58 | 1.58 | 1.58
MAP | Both directions | 0.77 | 0.77 | 0.77 | 0.77 | 0.77 | 0.77 | 0.77 | 0.77 | 0.77 | 0.77 | 0.77 | 0.77 | 0.77 | 0.77 | 0.77 | 0.77 | 0.77 | 0.77 | 0.77 | 0.77
MSP | Both directions | 1.11 | 1.11 | 1.11 | 1.11 | 1.11 | 1.11 | 1.11 | 1.11 | 1.11 | 1.11 | 1.11 | 1.11 | 1.11 | 1.11 | 1.11 | 1.11 | 1.11 | 1.11 | 1.11 | 1.11
NQGP | Northern flow | 1.21 | 1.21 | 1.21 | 1.21 | 1.21 | 1.21 | 1.21 | 1.21 | 1.21 | 1.21 | 1.21 | 1.21 | 1.21 | 1.21 | 1.21 | 1.21 | 1.21 | 1.21 | 1.21 | 1.21
QGP | Northern flow | 1.01 | 1.01 | 1.01 | 1.01 | 1.01 | 1.01 | 1.01 | 1.01 | 1.01 | 1.01 | 1.01 | 1.01 | 1.01 | 1.01 | 1.01 | 1.01 | 1.01 | 1.01 | 1.01 | 1.01
RBP | Both directions | 0.71 | 0.71 | 0.71 | 0.71 | 0.71 | 0.71 | 0.71 | 0.71 | 0.71 | 0.71 | 0.71 | 0.71 | 0.71 | 0.71 | 0.71 | 0.71 | 0.71 | 0.71 | 0.71 | 0.71
SEA Gas | Western flow | 0.89 | 0.89 | 0.89 | 0.89 | 0.89 | 0.89 | 0.89 | 0.89 | 0.89 | 0.89 | 0.89 | 0.89 | 0.89 | 0.89 | 0.89 | 0.89 | 0.89 | 0.89 | 0.89 | 0.89
SWP | South-eastern flow | 2.04 | 2.04 | 2.04 | 2.04 | 2.04 | 2.04 | 2.04 | 2.04 | 2.04 | 2.04 | 2.04 | 2.04 | 2.04 | 2.04 | 2.04 | 2.04 | 2.04 | 2.04 | 2.04 | 2.04
SWP | North-western flow | 0.17 | 0.17 | 0.17 | 0.17 | 0.17 | 0.17 | 0.17 | 0.17 | 0.17 | 0.17 | 0.17 | 0.17 | 0.17 | 0.17 | 0.17 | 0.17 | 0.17 | 0.17 | 0.17 | 0.17
SWQP | Western flow | 1.31 | 1.31 | 1.31 | 1.31 | 1.31 | 1.31 | 1.31 | 1.31 | 1.31 | 1.31 | 1.31 | 1.31 | 1.31 | 1.31 | 1.31 | 1.31 | 1.31 | 1.31 | 1.31 | 1.31
SWQP | Eastern flow | 1.41 | 1.41 | 1.41 | 1.41 | 1.41 | 1.41 | 1.41 | 1.41 | 1.41 | 1.41 | 1.41 | 1.41 | 1.41 | 1.41 | 1.41 | 1.41 | 1.41 | 1.41 | 1.41 | 1.41
TGP | Southern flow | 2.97 | 2.97 | 2.97 | 2.97 | 2.97 | 2.97 | 2.97 | 2.97 | 2.97 | 2.97 | 2.97 | 2.97 | 2.97 | 2.97 | 2.97 | 2.97 | 2.97 | 2.97 | 2.97 | 2.97
VNI | Southern flow | 2.05 | 2.05 | 2.05 | 2.05 | 2.05 | 2.05 | 2.05 | 2.05 | 2.05 | 2.05 | 2.05 | 2.05 | 2.05 | 2.05 | 2.05 | 2.05 | 2.05 | 2.05 | 2.05 | 2.05
VNI | Northern flow | 1.36 | 1.36 | 1.36 | 1.36 | 1.36 | 1.36 | 1.36 | 1.36 | 1.36 | 1.36 | 1.36 | 1.36 | 1.36 | 1.36 | 1.36 | 1.36 | 1.36 | 1.36 | 1.36 | 1.36

## Gas Reserves and Resources
Go to Assumptions Summary
Natural gas reserves and resources (PJ)
For the GSOO modelling, AEMO used reserve and resource numbers confidentially provided by stakeholders via the GSOO survey. Where these numbers were not available, AEMO used publicly available information from Core Energy Group. The summary of reserves and resource numbers used in GSOO modelling is provided in the first table, aggregated to protect confidentiality.
The second table contains the publicly available information from Core Energy Group.
Basin | Project | 2P |  | 2C | Prospective resources
|  | Developed | Undeveloped
Total |  | 12830 | 29803 | 58263 | 495948
Core Energy Group Data (PJ)
Basin | Project | 2P |  | 2C | Prospective resources
|  | Developed | Undeveloped
Bass | Bass Basin | 80 | - | 570 | -
Bonaparte | Blacktip | 828 | - | - | -
Sydney | Camden | 33 | - | - | -
Otway | Casino, Henry and Netherby | 121 | - | 30 | -
Clarence Moreton | Clarence Moreton | - | - | 575 | 13875
Cooper | Cooper Eromanga Basin | 658 | 269 | 8938 | 128133
Galilee | Galilee | - | - | 2789 | 597
Gippsland | GBJV & Turrum & Kipper | 858 | 949 | 686 | 4062
Gippsland | Gippsland - Non GBJV | - | - | 4332 | 3981
Gunnedah | Gunnedah | - | - | 971 | 3502
Amadeus | Mereenie | 95 | 95 | 248 | 3860
Otway | Halladale/Black Watch/Speculant | 26 | - | - | -
Ironbark | Ironbark | - | 253 | 329 | -
Gippsland | Longtom & Sole | 168 | 187 | 102 | 260
Otway | Minerva | 3 | - | - | -
Surat & Bowen | Moranbah | 117 | 35 | 8069 | -
Otway | Otway Gas Project | 189 | - | 77 | 2564
Surat & Bowen | QLD CSG - Arrow Energy (excl. Moranbah) | 375 | 7690 | 15282 | 10807
Surat & Bowen | QLD CSG - QCLNG | 4405 | 7424 | 13700 | 8586
Surat & Bowen | QLD CSG - GLNG | 1615 | 4234 | 1908 | -
Surat & Bowen | QLD CSG - APLNG | 3763 | 6278 | 3960 | -
Surat & Bowen | QLD CSG - Other | 54 | 1938 | 977 | 350
Surat & Bowen | Surat-Bowen-Denison | 119 | 53 | 120 | -
Total |  | 13508 | 29404 | 63662 | 180577
Note
* Reserves are quantities of gas which are anticipated to be commercially recovered from known accumulations.
– Proved and probable reserves (2P) are considered the best estimate of commercially recoverable reserves. When probabilistic methods are used, there should be at least a 50% probability that the quantities actually recovered will equal or exceed the sum of estimated proved plus probable reserves. These are divided further into Developed (supply from existing wells), or Undeveloped (wells yet to be drilled).
* Contingent resources are considered less viable than reserves, either due to current economics or other contingent factors that need to be overcome. Contingent resources may include, for example, accumulations for which there is currently no viable market, or where commercial recovery is dependent on the development of new technology, or where evaluation of the accumulation is still at an early stage.
– 2C resources are considered the best estimate of those sub-commercial resources.
* Prospective resources are estimated volumes associated with undiscovered accumulations of gas. These resources are estimated to exist in the prospect areas, but have not yet been proven by drilling.

## Gas Production Costs
Go to Assumptions Summary
Natural gas production costs (Real 2019 $/GJ)
Costs from Core Energy Group
Basin | Project | 2P |  | 2C
|  | Developed | Undeveloped
Bass | Bass | 2.92 |  | 6.06
Bonaparte | Blacktip | 3.14
Sydney | Camden | 2.46
Otway | Casino Henry Netherby | 2.36 | 4.61 | 4.1
Clarence Moreton | Clarence Moreton |  |  | 9.22
Cooper Eromanga | Cooper Eromanga | 3.02 | 6.4 | 7.17
Galilee | Galilee |  |  | 9.93
Gippsland | GBJV & Turrum & Kipper | 2.56 | 5.27 | 7.48
Gippsland | Gippsland - Non GBJV |  |  | 8.19
Gunnedah | Gunnedah |  |  | 7.58
Otway | Halladale/Black Watch/Speculant | 5.02
Ironbark | Ironbark |  | 6.66 | 8.19
Gippsland | Longtom & Sole | 3.28 | 5.73 | 5.84
Amadeus | Mereenie | 3.06 | 5 | 7.58
Otway | Minerva | 2.15
Moranbah | Moranbah | 3.17 | 6.82 | 5.27
Otway | Otway Gas Project | 2.71 |  | 7.58
Surat & Bowen | QLD CSG - APLNG | 2.21 | 4.53 | 7.52
Surat & Bowen | QLD CSG - Arrow | 3.39 | 5.46 | 7.6
Surat & Bowen | QLD CSG - GLNG | 2.95 | 6.83 | 9.5
Surat & Bowen | QLD CSG - Other | 3.83 | 6.49 | 8.92
Surat & Bowen | QLD CSG - QCLNG | 2.6 | 4.88 | 7.43
Surat & Bowen | Surat-Bowen-Denison | 2.87 | 5.99 | 7.17
Notes: (1) costs for prospective resources are unknown as they refer to undiscovered accumulations, but for the purposes of GSOO modelling have been set to be incrementally more expensive than all 2P and 2C fields. (2) costs for 2P undeveloped reserves are marginal only and do not include allocation of any past capex. (3) 2P developed reserves refer to those 2P reserves with existing wells, 2P undeveloped reserves are those reserves with wells yet to be drilled. (4) Gunnedah values are estimates only. (5) Overall production costs assumptions: - Production costs are the marginal cost of producing a GJ of sales gas to the point of sale into a transmission pipeline (inlet flange) and thus exclude transport cost. - Costs include operating cost, capital costs, royalty, tax and a return on capital. - Importantly they are not intended to reflect gas sale prices, only the marginal cost of actually supplying the gas. - For developed reserves production costs include largely marginal operating costs, royalties and tax. - For undeveloped reserves, marginal costs also include the cost of drilling and completion and marginal gas processing plant costs. - Where a gas plant does not exist the marginal cost will include an estimate of a per unit cost of capital and operating cost for that plant.

## Gas Expansion Candidates
Go to Assumptions Summary
Gas model expansion candidates
Potential new gas projects being considered by the Capacity Outlook modelling (Integrated Model). This data has been derived from publicly available information.
Expansion type | Project | First available | Details | Estimated build cost (AUD$)
LNG import terminal | Cribb Point LNG import terminal | 2023 | Located in Victoria. Able to deliver up to 100 PJ/year | $250 million
LNG import terminal | Gippsland LNG import terminal | 2022 | Located in Victoria. Able to deliver up to 50 PJ/year | $100 million
LNG import terminal | Port Kembla LNG import terminal | 2020 | Located in NSW. Able to deliver up to 100 PJ/year | $200-250 million
LNG import terminal | Port Newcastle LNG import terminal | 2021 | Located in NSW. Able to deliver up to 300 PJ/year | $600 million
LNG import terminal | Port Adelaide LNG import terminal | 2021 | Located in SA. Able to deliver up to 80 PJ/year | $214 million
Pipeline | Northern Gas Pipeline extension to Wallumbilla | 2022 | Extending and expanding the NGP from Mt. Isa to Wallumbilla, with a capacity of 700 TJ/day | $3-4 billion
Gas field development | Galilee gas basin | 2022 | Development of the Galilee gas basin in QLD, in conjunction with the expansion of the NGP. | $1.5 billion
Gas field development | Narrabri gas field | 2021 | Development of the Narrabri gas field, in NSW. | $3.6 billion
Pipeline | Queensland - NSW interconnection | 2022 | Connecting Wallumbilla in Queensland to the Moomba to Sydney Pipeline, with capacity of 200 TJ/day | $900 million
Note:
For the purpose of expansion modelling, where a range of costs is provided, the middle value of the cost estimate range is used.