## Assumptions
Shared assumptions (base)
Network option lifespan | 50
Non-network option lifespan | 15
Discount rate | 6%
4 Degrees | 70% | sensitivity on capital cost
2 Degrees | 30% | sensitivity on capital cost
VCR $/GWh | 40000 | placeholder, not used
Network payment duration (years) | 30 | 30 year contract
Non-Network payment duration (years) | 10 | 10 year contract
Sensitivities
Discount rate | 0%
4%
-3%
Costs % | 100%
130%
70%
Keranglink timing (2018 ISP) | 2035
Keranglink 2040 | 2040
Keranglink 2030 | 2030
add new sensitivities here
Scenario weightings | Neutral 4 Deg | NeutralWS 4 Deg | Slow Change 4 Deg | Fast Change 4 Deg | NoIC 4 Deg | Neutral 2 Deg | NeutralWS 2 Deg | Slow Change 2 Deg | Fast Change 2 Deg | NoIC 2 Deg | Total
Scenario weighting A - Equal | 14% | 14% | 14% | 14% | 14% | 6% | 6% | 6% | 6% | 6% | 100%
Scenario weighting B - 60 %Neutral | 21% | 21% | 9.333% | 9.333% | 9.333% | 9% | 9% | 4% | 4% | 4% | 100%
Scenario weighting C - 60% Slow Change | 7% | 7% | 42% | 7% | 7% | 3% | 3% | 18% | 3% | 3% | 100%
Scenario weighting D - 60% Fast Change | 7% | 7% | 7% | 42% | 7% | 3% | 3% | 3% | 18% | 3% | 100%
add new weighting sets and scenarios/sensitivities
Options
Name | Description | Average Cost '000 | OPEX | Year
Option B3 | Construction of a new 220 kV double circuit line from Moorabool to Elaine to Ballarat to Bulgana. New easements | 334810.252 | 3.764% | 2024
Option C2 | Construction of a new 220 kV double circuit line from North Ballarat to Bulgana. New easements | 187836.2214 | 3.457% | 2025
Snowylink2 | Construction of a new North Ballarat Terminal Station. Construction of a new 500 kV double circuit line from Sydenham to North Ballarat. New easements | 285287.3731 |  | 2035
Extend Option C2 | Same as Option C2 Extend 220 kV augmentation from Bulgana to Horsham to MurraWarra | 105622.3651 |  | 2025
Minor augmentations | Wind monitoring and upgrading station limiting transmission plant, carried out for the Red Cliffs to Wemen to Kerang to Bendigo, and Moorabool to Terang to Ballarat, 220 kV transmission lines. | 5500 |  | 2021

## Results Summary
Benefits - Option B3 only | Scenario weighting A - Equal | Scenario weighting B - 60 %Neutral | Scenario weighting C - 60% Slow Change | Scenario weighting D - 60% Fast Change
Base assumptions | 246714.53 | 195772.13 | 156383.85 | 333558.96
Discount rate 10% | 62905.79 | 39728.08 | 28448.94 | 90399.16
Discount rate 3% | 596891.61 | 489165.06 | 389966.39 | 812905.96
Cost x 1.3 | 173251.64 | 122309.24 | 82920.95 | 260096.07
Cost x 0.7 | 320177.42 | 269235.02 | 229846.74 | 407021.85
Keranglink 2040 | 246714.53 | 195772.13 | 156383.85 | 333558.96
Keranglink 2030 | 246714.53 | 195772.13 | 156383.85 | 333558.96
Benefits - Option C2 only | Scenario weighting A - Equal | Scenario weighting B - 60 %Neutral | Scenario weighting C - 60% Slow Change | Scenario weighting D - 60% Fast Change
Base assumptions | 300757.59 | 256637.3 | 213416.18 | 417444.69
Discount rate 10% | 74598.7 | 55938.91 | 44358.16 | 115444.89
Discount rate 3% | 733752.98 | 634097.1 | 521454.54 | 1012222.74
Cost x 1.3 | 228539.57 | 186713.47 | 144639.45 | 348667.96
Cost x 0.7 | 372975.6 | 326561.12 | 282192.91 | 486221.42
Keranglink 2040 | 271614.24 | 225065.34 | 180629.91 | 384658.42
Keranglink 2030 | 339757.97 | 298887.72 | 257291.61 | 461320.12
Benefits - Option C2_Extend | Neutral | Fast | Placeholder | Placeholder
Base assumptions | -68226.3 | -46037.75 | 0 | 0
Discount rate 10% | -60513.41 | -51024.7 | 0 | 0
Discount rate 3% | -67821.85 | -19619.77 | 0 | 0
Cost x 1.3 | -91427.15 | -69238.6 | 0 | 0
Cost x 0.7 | -45025.44 | -22836.89 | 0 | 0
Keranglink 2040 | -68226.3 | -46037.75 | 0 | 0
Keranglink 2030 | -68226.3 | -46037.75 | 0 | 0
Benefits - Option B3 with minor augmentations | Scenario weighting A - Equal | Scenario weighting B - 60 %Neutral | Scenario weighting C - 60% Slow Change | Scenario weighting D - 60% Fast Change
Base assumptions | 247339.78 | 196397.38 | 157009.1 | 334184.21
Discount rate 10% | 63185.73 | 40008.01 | 28728.87 | 90679.09
Discount rate 3% | 597839.47 | 490112.92 | 390914.25 | 813853.82
Cost x 1.3 | 173876.89 | 122934.48 | 83546.2 | 260721.32
Cost x 0.7 | 320802.67 | 269860.27 | 230471.98 | 407647.1
Keranglink 2040 | 247339.78 | 196397.38 | 157009.1 | 334184.21
Keranglink 2030 | 247339.78 | 196397.38 | 157009.1 | 334184.21
Benefits - Option C2 with minor augmentations | Scenario weighting A - Equal | Scenario weighting B - 60 %Neutral | Scenario weighting C - 60% Slow Change | Scenario weighting D - 60% Fast Change
Base assumptions | 301382.84 | 257262.55 | 214041.43 | 418069.94
Discount rate 10% | 74878.64 | 56218.85 | 44638.1 | 115724.83
Discount rate 3% | 734700.85 | 635044.97 | 522402.4 | 1013170.61
Cost x 1.3 | 229164.82 | 187338.72 | 145264.69 | 349293.2
Cost x 0.7 | 373600.85 | 327186.37 | 282818.16 | 486846.67
Keranglink 2040 | 272239.48 | 225690.58 | 181255.15 | 385283.66
Keranglink 2030 | 340383.22 | 299512.96 | 257916.86 | 461945.37

## Benefits - Option B3
Assumptions in use |  | Base Assumptions
Discount rate | 6% | 6%
Costs - $M | 334810.252 | 334810.252
Payback period | 30 | 30
Keranglink timing | 2035 | 2035
Scenarios | Neutral 4 Deg | NeutralWS 4 Deg | Slow Change 4 Deg | Fast Change 4 Deg | NoIC 4 Deg | Neutral 2 Deg | NeutralWS 2 Deg | Slow Change 2 Deg | Fast Change 2 Deg | NoIC 2 Deg
NPV | 69641.4368 | 96964.5421 | 56612.3592 | 408751.8573 | 548875.7795 | 104526.9919 | 132641.2735 | 88081.7179 | 447590.3051 | 583761.3346
Scenario weightings | Neutral 4 Deg | NeutralWS 4 Deg | Slow Change 4 Deg | Fast Change 4 Deg | NoIC 4 Deg | Neutral 2 Deg | NeutralWS 2 Deg | Slow Change 2 Deg | Fast Change 2 Deg | NoIC 2 Deg | Total
Scenario weighting A - Equal | 14% | 14% | 14% | 14% | 14% | 6% | 6% | 6% | 6% | 6% | 100%
Scenario weighting B - 60 %Neutral | 21% | 21% | 9.333% | 9.333% | 9.333% | 9% | 9% | 4% | 4% | 4% | 100%
Scenario weighting C - 60% Slow Change | 7% | 7% | 42% | 7% | 7% | 3% | 3% | 18% | 3% | 3% | 100%
Scenario weighting D - 60% Fast Change | 7% | 7% | 7% | 42% | 7% | 3% | 3% | 3% | 18% | 3% | 100%
| Calculation parameters | Benefits - Option B3 | Neutral 4 Deg | NeutralWS 4 Deg | Slow Change 4 Deg | Fast Change 4 Deg | NoIC 4 Deg | Neutral 2 Deg | NeutralWS 2 Deg | Slow Change 2 Deg | Fast Change 2 Deg | NoIC 2 Deg | Scenario weighting A - Equal | Scenario weighting B - 60 %Neutral | Scenario weighting C - 60% Slow Change | Scenario weighting D - 60% Fast Change
Discount rate | 6% | Base assumptions | 69641.44 | 96964.54 | 56612.36 | 408751.86 | 548875.78 | 104526.99 | 132641.27 | 88081.72 | 447590.31 | 583761.33 | 246714.5344 | 195772.1336 | 156383.8512 | 333558.9647
| 10% | Discount rate 10% | -18900.71 | -9540.38 | -12865.89 | 109578.9 | 208393.47 | 6118.04 | 16062.09 | 9994 | 137290.97 | 233412.22 | 62905.7938 | 39728.0752 | 28448.9354 | 90399.1574
| 3% | Discount rate 3% | 226888.17 | 292705.85 | 170749.14 | 1013538.12 | 1211309.65 | 272764.95 | 339595.34 | 211722.54 | 1064812.08 | 1257186.43 | 596891.6106 | 489165.0572 | 389966.3853 | 812905.9593
Costs - $M | 435253.3276 | Cost x 1.3 | -3821.46 | 23501.65 | -16850.54 | 335288.96 | 475412.88 | 31064.1 | 59178.38 | 14618.82 | 374127.41 | 510298.44 | 173251.6376 | 122309.2379 | 82920.9528 | 260096.0663
| 234367.1764 | Cost x 0.7 | 143104.33 | 170427.43 | 130075.25 | 482214.75 | 622338.67 | 177989.88 | 206104.16 | 161544.61 | 521053.19 | 657224.22 | 320177.4238 | 269235.0232 | 229846.7409 | 407021.8529
Keranglink timing | 2040 | Keranglink 2040 | 69641.44 | 96964.54 | 56612.36 | 408751.86 | 548875.78 | 104526.99 | 132641.27 | 88081.72 | 447590.31 | 583761.33 | 246714.5344 | 195772.1336 | 156383.8512 | 333558.9647
| 2030 | Keranglink 2030 | 69641.44 | 96964.54 | 56612.36 | 408751.86 | 548875.78 | 104526.99 | 132641.27 | 88081.72 | 447590.31 | 583761.33 | 246714.5344 | 195772.1336 | 156383.8512 | 333558.9647
Add more sensitivities here
PV cost |  | 281546.8219
Region | Year | Investment Cost | OPEX
NEM | 2020 | 7482.1963 | 0
| 2021 | 10240.777 | 0
| 2022 | 10814.5867 | 0
| 2023 | 4085.6148 | 715.6712
| 2024 | 22870.622 | 860.8333
| 2025 | 22870.622 | 860.8333
| 2026 | 22870.622 | 860.8333
| 2027 | 22870.622 | 860.8333
| 2028 | 22870.622 | 860.8333
| 2029 | 22870.622 | 860.8333
| 2030 | 22870.622 | 860.8333
| 2031 | 22870.622 | 860.8333
| 2032 | 22870.622 | 860.8333
| 2033 | 22870.622 | 860.8333
| 2034 | 22870.622 | 860.8333
| Residual | 255193.0644 | 9605.2784
|  | Gross benefit | Net benefit | [5 empty] | Gross benefit | Net benefit | [5 empty] | Gross benefit | Net benefit |  |  |  |  | Gross benefit | Net benefit |  |  |  |  | Gross benefit | Net benefit |  |  |  |  | Gross benefit | Net benefit |  |  |  |  | Gross benefit | Net benefit |  |  |  |  | Gross benefit | Net benefit |  |  |  |  | Gross benefit | Net benefit |  |  |  |  | Gross benefit | Net benefit
| NPV | 351188.2587 | 69641.4368 |  |  |  |  | NPV | 378511.364 | 96964.5421 |  |  |  |  | NPV | 338159.1811 | 56612.3592 |  |  |  | NPV | 690298.6792 | 408751.8573 |  |  |  | NPV | 830422.6014 | 548875.7795 |  |  |  | NPV | 386073.8138 | 104526.9919 |  |  |  | NPV | 414188.0954 | 132641.2735 |  |  |  | NPV | 369628.5397 | 88081.7179 |  |  |  | NPV | 729137.127 | 447590.3051 |  |  |  | NPV | 865308.1564 | 583761.3346
Fuel cost benefits and costs | [25 empty] | Fuel cost benefits and costs | [5 empty] | Fuel cost benefits and costs
4 Deg - base capital cost | [25 empty] | Sensitivities | [5 empty] | 2 Deg - sensitivity capital cost
Neutral 4 Deg | [6 empty] | NeutralWS 4 Deg | [6 empty] | Slow Change 4 Deg | [5 empty] | Fast Change 4 Deg | [5 empty] | NoIC 4 Deg | [5 empty] | Neutral 2 Deg | [5 empty] | NeutralWS 2 Deg | [5 empty] | Slow Change 2 Deg | [5 empty] | Fast Change 2 Deg | [5 empty] | NoIC 2 Deg
Region | Year | Annual gross benefit |  |  |  |  | Region | Year | Annual gross benefit |  |  |  |  | Region | Year | Annual gross benefit |  |  |  | Region | Year | Annual gross benefit |  |  |  | Region | Year | Annual gross benefit |  |  |  | Region | Year | Annual gross benefit |  |  |  | Region | Year | Annual gross benefit |  |  |  | Region | Year | Annual gross benefit |  |  |  | Region | Year | Annual gross benefit |  |  |  | Region | Year | Annual gross benefit
NEM | 2020 | 0 |  |  |  |  | NEM | 2020 | 0 |  |  |  |  | NEM | 2020 | 0 |  |  |  | NEM | 2020 | 0 |  |  |  | NEM | 2020 | 0 |  |  |  | NEM | 2020 | 0 |  |  |  | NEM | 2020 | 0 |  |  |  | NEM | 2020 | 0 |  |  |  | NEM | 2020 | 0 |  |  |  | NEM | 2020 | 0
| 2021 | 0 | [5 empty] | 2021 | 0 | [5 empty] | 2021 | 0 |  |  |  |  | 2021 | 0 |  |  |  |  | 2021 | 0 |  |  |  |  | 2021 | 0 |  |  |  |  | 2021 | 0 |  |  |  |  | 2021 | 0 |  |  |  |  | 2021 | 0 |  |  |  |  | 2021 | 0
| 2022 | 0 | [5 empty] | 2022 | 0 | [5 empty] | 2022 | 0 |  |  |  |  | 2022 | 0 |  |  |  |  | 2022 | 0 |  |  |  |  | 2022 | 0 |  |  |  |  | 2022 | 0 |  |  |  |  | 2022 | 0 |  |  |  |  | 2022 | 0 |  |  |  |  | 2022 | 0
| 2023 | 37067.2855 | [5 empty] | 2023 | 37067.2855 | [5 empty] | 2023 | 55475.0884 |  |  |  |  | 2023 | 22689.2884 |  |  |  |  | 2023 | 38513.7296 |  |  |  |  | 2023 | 43015.8273 |  |  |  |  | 2023 | 43015.8273 |  |  |  |  | 2023 | 61614.0534 |  |  |  |  | 2023 | 28819.9741 |  |  |  |  | 2023 | 44462.2714
| 2024 | 54645.1761 | [5 empty] | 2024 | 54075.1609 | [5 empty] | 2024 | 68120.8938 |  |  |  |  | 2024 | 38479.0765 |  |  |  |  | 2024 | 75339.5527 |  |  |  |  | 2024 | 61408.0418 |  |  |  |  | 2024 | 61099.273 |  |  |  |  | 2024 | 74855.0728 |  |  |  |  | 2024 | 45769.6056 |  |  |  |  | 2024 | 82102.4184
| 2025 | 24687.5351 | [5 empty] | 2025 | 24775.036 | [5 empty] | 2025 | 30164.1456 |  |  |  |  | 2025 | 21197.6118 |  |  |  |  | 2025 | 46224.8532 |  |  |  |  | 2025 | 28067.931 |  |  |  |  | 2025 | 28446.7825 |  |  |  |  | 2025 | 33547.4779 |  |  |  |  | 2025 | 25136.2427 |  |  |  |  | 2025 | 49605.2491
| 2026 | 24160.2121 | [5 empty] | 2026 | 19972.4796 | [5 empty] | 2026 | 29214.6443 |  |  |  |  | 2026 | 14686.9749 |  |  |  |  | 2026 | 49081.5336 |  |  |  |  | 2026 | 27908.153 |  |  |  |  | 2026 | 23652.557 |  |  |  |  | 2026 | 32598.6776 |  |  |  |  | 2026 | 18625.6058 |  |  |  |  | 2026 | 52829.4745
| 2027 | 28042.2047 | [5 empty] | 2027 | 24229.2256 | [5 empty] | 2027 | 29250.763 |  |  |  |  | 2027 | 20599.1914 |  |  |  |  | 2027 | 48159.6797 |  |  |  |  | 2027 | 31790.1456 |  |  |  |  | 2027 | 28118.4739 |  |  |  |  | 2027 | 32579.4961 |  |  |  |  | 2027 | 24537.8223 |  |  |  |  | 2027 | 51907.6207
| 2028 | 36889.5202 | [5 empty] | 2028 | 33186.0636 | [5 empty] | 2028 | 34280.9794 |  |  |  |  | 2028 | 63857.0427 |  |  |  |  | 2028 | 57243.0784 |  |  |  |  | 2028 | 40622.9336 |  |  |  |  | 2028 | 37108.1563 |  |  |  |  | 2028 | 37546.6855 |  |  |  |  | 2028 | 68265.9723 |  |  |  |  | 2028 | 60976.4919
| 2029 | 34314.3954 | [5 empty] | 2029 | 36723.3849 | [5 empty] | 2029 | 33917.3442 |  |  |  |  | 2029 | 55807.2709 |  |  |  |  | 2029 | 58819.0281 |  |  |  |  | 2029 | 38172.9848 |  |  |  |  | 2029 | 40646.0333 |  |  |  |  | 2029 | 37149.9239 |  |  |  |  | 2029 | 60213.5076 |  |  |  |  | 2029 | 62677.6175
| 2030 | 39548.5397 | [5 empty] | 2030 | 41613.8548 | [5 empty] | 2030 | 34394.9213 |  |  |  |  | 2030 | 54102.8516 |  |  |  |  | 2030 | 59448.53 |  |  |  |  | 2030 | 43431.4386 |  |  |  |  | 2030 | 45567.7351 |  |  |  |  | 2030 | 37586.0373 |  |  |  |  | 2030 | 58506.2921 |  |  |  |  | 2030 | 63331.4289
| 2031 | 42621.5889 | [5 empty] | 2031 | 43748.5387 | [5 empty] | 2031 | 32563.9224 |  |  |  |  | 2031 | 56512.6499 |  |  |  |  | 2031 | 62464.5391 |  |  |  |  | 2031 | 46504.4878 |  |  |  |  | 2031 | 47702.419 |  |  |  |  | 2031 | 35755.0384 |  |  |  |  | 2031 | 61026.8227 |  |  |  |  | 2031 | 66347.438
| 2032 | 41570.6192 | [5 empty] | 2032 | 43001.772 | [5 empty] | 2032 | 31167.4257 |  |  |  |  | 2032 | 52599.1694 |  |  |  |  | 2032 | 63153.9981 |  |  |  |  | 2032 | 45453.5181 |  |  |  |  | 2032 | 46956.1197 |  |  |  |  | 2032 | 34357.8007 |  |  |  |  | 2032 | 57167.0567 |  |  |  |  | 2032 | 67036.8971
| 2033 | 30470.4665 | [5 empty] | 2033 | 39402.7011 | [5 empty] | 2033 | 27295.2205 |  |  |  |  | 2033 | 83385.4047 |  |  |  |  | 2033 | 94619.0719 |  |  |  |  | 2033 | 34384.0294 |  |  |  |  | 2033 | 43366.7809 |  |  |  |  | 2033 | 30391.0594 |  |  |  |  | 2033 | 87975.9894 |  |  |  |  | 2033 | 98532.6348
| 2034 | 29851.0009 | [5 empty] | 2034 | 34846.4151 | [5 empty] | 2034 | 25995.4671 |  |  |  |  | 2034 | 71849.0163 |  |  |  |  | 2034 | 82480.1593 |  |  |  |  | 2034 | 33764.5638 |  |  |  |  | 2034 | 38810.4949 |  |  |  |  | 2034 | 29091.3061 |  |  |  |  | 2034 | 76439.6011 |  |  |  |  | 2034 | 86393.7222
| Residual | 257829.9496 | [5 empty] | Residual | 322246.9021 | [5 empty] | Residual | 185961.7922 |  |  |  |  | Residual | 987867.2699 |  |  |  |  | Residual | 1049703.8906 |  |  |  |  | Residual | 268928.7935 |  |  |  |  | Residual | 333472.7757 |  |  |  |  | Residual | 195332.0679 |  |  |  |  | Residual | 1000433.5448 |  |  |  |  | Residual | 1060802.7345
Capital cost savings $000 | [6 empty] | Capital cost savings $000 | [6 empty] | Capital cost savings $000 | [5 empty] | Capital cost savings $000 | [5 empty] | Capital cost savings $000 | [5 empty] | Capital cost savings $000 | [5 empty] | Capital cost savings $000 | [5 empty] | Capital cost savings $000 | [5 empty] | Capital cost savings $000 | [5 empty] | Capital cost savings $000
Neutral 4 Deg |  | 279057.8907 |  |  |  |  | NeutralWS 4 Deg |  | 263405.6798 |  |  |  |  | Slow Change 4 Deg |  | 255362.8199 |  |  |  | Fast Change 4 Deg |  | 291055.4744 |  |  |  | NoIC 4 Deg |  | 279057.8907 |  |  |  | Neutral 2 Deg |  | 313943.4457 |  |  |  | NeutralWS 2 Deg |  | 299082.4112 |  |  |  | Slow Change 2 Deg |  | 286832.1786 |  |  |  | Fast Change 2 Deg |  | 329893.9222 |  |  |  | NoIC 2 Deg |  | 313943.4457
Region | Year | Gross benefit |  |  |  |  | Region | Year | Gross benefit |  |  |  |  | Region | Year | Gross benefit |  |  |  | Region | Year | Gross benefit |  |  |  | Region | Year | Gross benefit |  |  |  | Region | Year | Gross benefit |  |  |  | Region | Year | Gross benefit |  |  |  | Region | Year | Gross benefit |  |  |  | Region | Year | Gross benefit |  |  |  | Region | Year | Gross benefit
NEM | 2020 | 0 |  |  |  |  | NEM | 2020 | 0 |  |  |  |  | NEM | 2020 | 0 |  |  |  | NEM | 2020 | 0 |  |  |  | NEM | 2020 | 0 |  |  |  | NEM | 2020 | 0 |  |  |  | NEM | 2020 | 0 |  |  |  | NEM | 2020 | 0 |  |  |  | NEM | 2020 | 0 |  |  |  | NEM | 2020 | 0
| 2021 | 0 | [5 empty] | 2021 | 0 | [5 empty] | 2021 | 0 |  |  |  |  | 2021 | 0 |  |  |  |  | 2021 | 0 |  |  |  |  | 2021 | 0 |  |  |  |  | 2021 | 0 |  |  |  |  | 2021 | 0 |  |  |  |  | 2021 | 0 |  |  |  |  | 2021 | 0
| 2022 | 0 | [5 empty] | 2022 | 0 | [5 empty] | 2022 | 0 |  |  |  |  | 2022 | 0 |  |  |  |  | 2022 | 0 |  |  |  |  | 2022 | 0 |  |  |  |  | 2022 | 0 |  |  |  |  | 2022 | 0 |  |  |  |  | 2022 | 0 |  |  |  |  | 2022 | 0
| 2023 | 64658.995 | [5 empty] | 2023 | 64658.995 | [5 empty] | 2023 | 67368.1858 |  |  |  |  | 2023 | 73695.8338 |  |  |  |  | 2023 | 64658.995 |  |  |  |  | 2023 | 70607.5367 |  |  |  |  | 2023 | 70607.5367 |  |  |  |  | 2023 | 73507.1508 |  |  |  |  | 2023 | 79826.5195 |  |  |  |  | 2023 | 70607.5367
| 2024 | 73703.5921 | [5 empty] | 2024 | 79359.91 | [5 empty] | 2024 | 71668.7743 |  |  |  |  | 2024 | 90221.3674 |  |  |  |  | 2024 | 73703.5921 |  |  |  |  | 2024 | 80466.4578 |  |  |  |  | 2024 | 86384.0221 |  |  |  |  | 2024 | 78402.9533 |  |  |  |  | 2024 | 97511.8966 |  |  |  |  | 2024 | 80466.4578
| 2025 | 34851.716 | [5 empty] | 2025 | 28642.6589 | [5 empty] | 2025 | 24607.5851 |  |  |  |  | 2025 | 41845.7513 |  |  |  |  | 2025 | 34851.716 |  |  |  |  | 2025 | 38232.112 |  |  |  |  | 2025 | 32314.4054 |  |  |  |  | 2025 | 27990.9174 |  |  |  |  | 2025 | 45784.3822 |  |  |  |  | 2025 | 38232.112
| 2026 | 31983.098 | [5 empty] | 2026 | 28478.8418 | [5 empty] | 2026 | 25045.0264 |  |  |  |  | 2026 | 39464.4919 |  |  |  |  | 2026 | 31983.098 |  |  |  |  | 2026 | 35731.0389 |  |  |  |  | 2026 | 32158.9192 |  |  |  |  | 2026 | 28429.0597 |  |  |  |  | 2026 | 43403.1228 |  |  |  |  | 2026 | 35731.0389
| 2027 | 31983.098 | [5 empty] | 2027 | 25281.1006 | [5 empty] | 2027 | 24006.0387 |  |  |  |  | 2027 | 39464.4919 |  |  |  |  | 2027 | 31983.098 |  |  |  |  | 2027 | 35731.0389 |  |  |  |  | 2027 | 29170.349 |  |  |  |  | 2027 | 27334.7718 |  |  |  |  | 2027 | 43403.1228 |  |  |  |  | 2027 | 35731.0389
| 2028 | 29595.3934 | [5 empty] | 2028 | 21666.8191 | [5 empty] | 2028 | 22895.1511 |  |  |  |  | 2028 | 22533.3953 |  |  |  |  | 2028 | 29595.3934 |  |  |  |  | 2028 | 33328.8068 |  |  |  |  | 2028 | 25588.9117 |  |  |  |  | 2028 | 26160.8573 |  |  |  |  | 2028 | 26942.3249 |  |  |  |  | 2028 | 33328.8068
| 2029 | 24191.3782 | [5 empty] | 2029 | 22016.6367 | [5 empty] | 2029 | 22199.0382 |  |  |  |  | 2029 | 25112.1837 |  |  |  |  | 2029 | 24191.3782 |  |  |  |  | 2029 | 28049.9676 |  |  |  |  | 2029 | 25939.2851 |  |  |  |  | 2029 | 25431.618 |  |  |  |  | 2029 | 29518.4205 |  |  |  |  | 2029 | 28049.9676
| 2030 | 22686.0248 | [5 empty] | 2030 | 19826.836 | [5 empty] | 2030 | 20478.8402 |  |  |  |  | 2030 | 23932.1627 |  |  |  |  | 2030 | 22686.0248 |  |  |  |  | 2030 | 26568.9237 |  |  |  |  | 2030 | 23780.7163 |  |  |  |  | 2030 | 23669.9562 |  |  |  |  | 2030 | 28335.6032 |  |  |  |  | 2030 | 26568.9237
| 2031 | 22686.0248 | [5 empty] | 2031 | 19826.836 | [5 empty] | 2031 | 20478.8402 |  |  |  |  | 2031 | 18072.1144 |  |  |  |  | 2031 | 22686.0248 |  |  |  |  | 2031 | 26568.9237 |  |  |  |  | 2031 | 23780.7163 |  |  |  |  | 2031 | 23669.9562 |  |  |  |  | 2031 | 22586.2872 |  |  |  |  | 2031 | 26568.9237
| 2032 | 22686.0248 | [5 empty] | 2032 | 20116.1266 | [5 empty] | 2032 | 20014.2693 |  |  |  |  | 2032 | 12074.5509 |  |  |  |  | 2032 | 22686.0248 |  |  |  |  | 2032 | 26568.9237 |  |  |  |  | 2032 | 24070.4743 |  |  |  |  | 2032 | 23204.6442 |  |  |  |  | 2032 | 16642.4382 |  |  |  |  | 2032 | 26568.9237
| 2033 | 17292.2487 | [5 empty] | 2033 | 18074.0925 | [5 empty] | 2033 | 18260.2711 |  |  |  |  | 2033 | 9853.7203 |  |  |  |  | 2033 | 17292.2487 |  |  |  |  | 2033 | 21205.8116 |  |  |  |  | 2033 | 22038.1722 |  |  |  |  | 2033 | 21356.11 |  |  |  |  | 2033 | 14444.305 |  |  |  |  | 2033 | 21205.8116
| 2034 | 17292.2487 | [5 empty] | 2034 | 18074.0925 | [5 empty] | 2034 | 18260.2711 |  |  |  |  | 2034 | 9853.7203 |  |  |  |  | 2034 | 17292.2487 |  |  |  |  | 2034 | 21205.8116 |  |  |  |  | 2034 | 22038.1722 |  |  |  |  | 2034 | 21356.11 |  |  |  |  | 2034 | 14444.305 |  |  |  |  | 2034 | 21205.8116
| Terminal | 68867.236 | [5 empty] | Terminal | 69885.5564 | [5 empty] | Terminal | 69575.7357 |  |  |  |  | Terminal | 55067.6411 |  |  |  |  | Terminal | 68867.236 |  |  |  |  | Terminal | 79966.0799 |  |  |  |  | Terminal | 81111.4301 |  |  |  |  | Terminal | 78946.0114 |  |  |  |  | Terminal | 67633.916 |  |  |  |  | Terminal | 79966.0799
Generation fuel cost savings $000 | [6 empty] | Generation fuel cost savings $000 | [6 empty] | Generation fuel cost savings $000 | [5 empty] | Generation fuel cost savings $000 | [5 empty] | Generation fuel cost savings $000 | [5 empty] | Generation fuel cost savings $000 | [5 empty] | Generation fuel cost savings $000 | [5 empty] | Generation fuel cost savings $000 | [5 empty] | Generation fuel cost savings $000 | [5 empty] | Generation fuel cost savings $000
Neutral 4 Deg | [6 empty] | NeutralWS 4 Deg | [6 empty] | Slow Change 4 Deg | [5 empty] | Fast Change 4 Deg | [5 empty] | NoIC 4 Deg | [5 empty] | Neutral 2 Deg | [5 empty] | NeutralWS 2 Deg | [5 empty] | Slow Change 2 Deg | [5 empty] | Fast Change 2 Deg | [5 empty] | NoIC 2 Deg
Year | NSW | QLD | SA | TAS | VIC |  | Year | NSW | QLD | SA | TAS | VIC |  | Year | NSW | QLD | SA | TAS | VIC | Year | NSW | QLD | SA | TAS | VIC | Year | NSW | QLD | SA | TAS | VIC | Year | NSW | QLD | SA | TAS | VIC | Year | NSW | QLD | SA | TAS | VIC | Year | NSW | QLD | SA | TAS | VIC | Year | NSW | QLD | SA | TAS | VIC | Year | NSW | QLD | SA | TAS | VIC
2020 | 2760.1454 | 567.0853 | -56.5983 | -0.041563 | 1737.2011 |  | 2020 | 2760.1454 | 567.0853 | -56.5983 | -0.041563 | 1737.2011 |  | 2020 | 1403.8238 | 228.0274 | 56.2751 | 2.4826e-05 | 2196.293 | 2020 | 3141.6776 | 468.2092 | 125.7775 | 0.75707 | 1527.8199 | 2020 | 1276.2569 | 359.1241 | 6511.2341 | 36.4641 | 5000.9372 | 2020 | 2760.1454 | 567.0853 | -56.5983 | -0.041563 | 1737.2011 | 2020 | 2760.1454 | 567.0853 | -56.5983 | -0.041563 | 1737.2011 | 2020 | 1403.8238 |  |  |  |  | 2020 | 3141.6776 | 468.2092 | 125.7775 | 0.75707 | 1527.8199 | 2020 | 1276.2569 | 359.1241 | 6511.2341 | 36.4641 | 5000.9372
2021 | 1423.0772 | 596.7218 | 138.5156 | 0.24138 | 1654.5662 |  | 2021 | 1423.0772 | 596.7218 | 138.5156 | 0.24138 | 1654.5662 |  | 2021 | 709.4385 | 448.1186 | -83.3514 | 12.666 | 1649.9091 | 2021 | 1972.9629 | 482.3101 | 145.4058 | -1.2577 | 1439.1111 | 2021 | 1098.7246 | 780.8943 | 5397.5027 | 20.4577 | 3606.6181 | 2021 | 1423.0772 | 596.7218 | 138.5156 | 0.24138 | 1654.5662 | 2021 | 1423.0772 | 596.7218 | 138.5156 | 0.24138 | 1654.5662 | 2021 | [5 empty] | 2021 | 1972.9629 | 482.3101 | 145.4058 | -1.2577 | 1439.1111 | 2021 | 1098.7246 | 780.8943 | 5397.5027 | 20.4577 | 3606.6181
2022 | 3056.6701 | 1391.4545 | 172.7618 | 10.9886 | 3985.7403 |  | 2022 | 3056.6701 | 1391.4545 | 172.7618 | 10.9886 | 3985.7403 |  | 2022 | 740.3667 | 431.0908 | 59.0695 | 22.8427 | 3863.5577 | 2022 | 4201.814 | 1816.6621 | 706.9698 | 4.8767 | 3555.6993 | 2022 | 2642.6972 | -127.8539 | 6055.4942 | -22.9207 | 8398.6555 | 2022 | 3056.6701 | 1391.4545 | 172.7618 | 10.9886 | 3985.7403 | 2022 | 3056.6701 | 1391.4545 | 172.7618 | 10.9886 | 3985.7403 | 2022 | 740.3667 | 431.0908 | 59.0695 | 22.8427 | 3863.5577 | 2022 | 4201.814 | 1816.6621 | 706.9698 | 4.8767 | 3555.6993 | 2022 | 2642.6972 | -127.8539 | 6055.4942 | -22.9207 | 8398.6555
2023 | -7935.237 | -4404.763 | -1777.3437 | 23.5142 | -4674.1879 |  | 2023 | -7935.237 | -4404.763 | -1777.3437 | 23.5142 | -4674.1879 |  | 2023 | -2203.5673 | -583.3812 | -520.5413 | -128.3919 | -4555.9683 | 2023 | -12716.1535 | -9689.853 | -9597.892 | -181.2633 | -6838.6132 | 2023 | -7728.9763 | -5294.6569 | 3154.8267 | 21.6844 | 1149.6345 | 2023 | -7935.237 | -4404.763 | -1777.3437 | 23.5142 | -4674.1879 | 2023 | -7935.237 | -4404.763 | -1777.3437 | 23.5142 | -4674.1879 | 2023 | -2203.5673 | -583.3812 | -520.5413 | -128.3919 | -4555.9683 | 2023 | -12716.1535 | -9689.853 | -9597.892 | -181.2633 | -6838.6132 | 2023 | -7728.9763 | -5294.6569 | 3154.8267 | 21.6844 | 1149.6345
2024 | -5860.8464 | -4151.079 | -859.8382 | -13.0027 | -8173.6496 |  | 2024 | -9477.5461 | -5527.5666 | -1502.6734 | -10.8259 | -8766.1371 |  | 2024 | 5973.3017 | 1187.3912 | -231.4166 | -61.1836 | -10415.9731 | 2024 | -20870.1434 | -14464.2733 | -5346.982 | -138.1403 | -10922.752 | 2024 | 878.7733 | -3390.0001 | 4854.3405 | -8.7884 | -698.3647 | 2024 | -5860.8464 | -4151.079 | -859.8382 | -13.0027 | -8173.6496 | 2024 | -9477.5461 | -5527.5666 | -1502.6734 | -10.8259 | -8766.1371 | 2024 | 5973.3017 | 1187.3912 | -231.4166 | -61.1836 | -10415.9731 | 2024 | -20870.1434 | -14464.2733 | -5346.982 | -138.1403 | -10922.752 | 2024 | 878.7733 | -3390.0001 | 4854.3405 | -8.7884 | -698.3647
2025 | -2850.6205 | -3463.3014 | -1347.8973 | 3.4254 | -2505.7871 |  | 2025 | 130.9793 | -743.3165 | -541.2515 | 7.0568 | -2721.0911 |  | 2025 | 7670.3168 | 2827.191 | 183.0861 | -2.4065 | -5121.6268 | 2025 | -8851.5423 | -1305.6223 | -4232.8078 | -225.1758 | -6032.9914 | 2025 | 2612.0113 | -2065.1964 | 6937.9099 | -66.2957 | 3954.708 | 2025 | -2850.6205 | -3463.3014 | -1347.8973 | 3.4254 | -2505.7871 | 2025 | 130.9793 | -743.3165 | -541.2515 | 7.0568 | -2721.0911 | 2025 | 7670.3168 | 2827.191 | 183.0861 | -2.4065 | -5121.6268 | 2025 | -8851.5423 | -1305.6223 | -4232.8078 | -225.1758 | -6032.9914 | 2025 | 2612.0113 | -2065.1964 | 6937.9099 | -66.2957 | 3954.708
2026 | -3362.9946 | -1674.2663 | -1245.7293 | 12.5554 | -1552.4512 |  | 2026 | -3447.416 | -1564.8811 | -1730.499 | -2.5004 | -1761.0657 |  | 2026 | 6020.31 | 2043.0189 | -43.4843 | 4.6063 | -3854.833 | 2026 | -5463.5155 | -1296.9214 | -10417.4752 | -6404.1156 | -1195.4893 | 2026 | -71.0235 | -554.4117 | 10462.277 | -36.938 | 7298.5318 | 2026 | -3362.9946 | -1674.2663 | -1245.7293 | 12.5554 | -1552.4512 | 2026 | -3447.416 | -1564.8811 | -1730.499 | -2.5004 | -1761.0657 | 2026 | 6020.31 | 2043.0189 | -43.4843 | 4.6063 | -3854.833 | 2026 | -5463.5155 | -1296.9214 | -10417.4752 | -6404.1156 | -1195.4893 | 2026 | -71.0235 | -554.4117 | 10462.277 | -36.938 | 7298.5318
2027 | -2390.2197 | 428.6054 | 46.1196 | -0.67547 | -2024.7232 |  | 2027 | 814.7098 | 1148.1519 | -277.2357 | 2.011 | -2739.5121 |  | 2027 | 7192.6652 | 2398.8747 | 177.659 | 21.4792 | -4545.9539 | 2027 | -4013.5101 | -4955.6921 | -5775.6107 | 0.19595 | -4120.6836 | 2027 | 1498.5873 | 688.2859 | 10053.3895 | -25.5982 | 3961.9172 | 2027 | -2390.2197 | 428.6054 | 46.1196 | -0.67547 | -2024.7232 | 2027 | 814.7098 | 1148.1519 | -277.2357 | 2.011 | -2739.5121 | 2027 | 7192.6652 | 2398.8747 | 177.659 | 21.4792 | -4545.9539 | 2027 | -4013.5101 | -4955.6921 | -5775.6107 | 0.19595 | -4120.6836 | 2027 | 1498.5873 | 688.2859 | 10053.3895 | -25.5982 | 3961.9172
2028 | 6190.4683 | 3936.1983 | -134.7938 | 5.978 | -2703.724 |  | 2028 | 10328.9421 | 4352.2196 | 12.4812 | 2.8047 | -3177.2031 |  | 2028 | 11954.2528 | 3698.2575 | 291.2605 | 56.5752 | -4614.5178 | 2028 | 14066.4059 | 4684.3363 | -2626.0187 | 14723.9029 | 10475.021 | 2028 | 11219.1869 | 2593.513 | 9362.7616 | -18.7038 | 4490.9273 | 2028 | 6190.4683 | 3936.1983 | -134.7938 | 5.978 | -2703.724 | 2028 | 10328.9421 | 4352.2196 | 12.4812 | 2.8047 | -3177.2031 | 2028 | 11954.2528 | 3698.2575 | 291.2605 | 56.5752 | -4614.5178 | 2028 | 14066.4059 | 4684.3363 | -2626.0187 | 14723.9029 | 10475.021 | 2028 | 11219.1869 | 2593.513 | 9362.7616 | -18.7038 | 4490.9273
2029 | 7061.8148 | 4464.2349 | -429.0584 | 0.70238 | -974.6766 |  | 2029 | 12509.423 | 3797.2175 | 301.0879 | 5.8635 | -1906.8437 |  | 2029 | 10256.6467 | 4776.073 | 127.1986 | 266.4729 | -3708.0853 | 2029 | 14033.3383 | 5425.7914 | -5029.5941 | 4434.138 | 11831.4135 | 2029 | 18432.0054 | 2323.6439 | 8321.3921 | -24.9109 | 5575.5193 | 2029 | 7061.8148 | 4464.2349 | -429.0584 | 0.70238 | -974.6766 | 2029 | 12509.423 | 3797.2175 | 301.0879 | 5.8635 | -1906.8437 | 2029 | 10256.6467 | 4776.073 | 127.1986 | 266.4729 | -3708.0853 | 2029 | 14033.3383 | 5425.7914 | -5029.5941 | 4434.138 | 11831.4135 | 2029 | 18432.0054 | 2323.6439 | 8321.3921 | -24.9109 | 5575.5193
2030 | 9885.0154 | 8905.8226 | 743.5392 | 16.9341 | -2688.7963 |  | 2030 | 14169.5194 | 8971.5455 | 1011.8732 | 10.5306 | -2376.45 |  | 2030 | 11689.9719 | 4580.9915 | 606.3918 | 705.1213 | -3666.3954 | 2030 | 27226.7227 | 4057.8057 | -7628.0758 | 333.5155 | 6180.7208 | 2030 | 19244.6138 | 8043.0562 | 7860.6096 | -56.1257 | 1670.3514 | 2030 | 9885.0154 | 8905.8226 | 743.5392 | 16.9341 | -2688.7963 | 2030 | 14169.5194 | 8971.5455 | 1011.8732 | 10.5306 | -2376.45 | 2030 | 11689.9719 | 4580.9915 | 606.3918 | 705.1213 | -3666.3954 | 2030 | 27226.7227 | 4057.8057 | -7628.0758 | 333.5155 | 6180.7208 | 2030 | 19244.6138 | 8043.0562 | 7860.6096 | -56.1257 | 1670.3514
2031 | 14341.4378 | 8251.6215 | -1113.186 | 6.6729 | -1550.9822 |  | 2031 | 17958.7133 | 7999.1374 | 811.0897 | 5.9783 | -2853.2161 |  | 2031 | 9773.3563 | 4283.1413 | 314.577 | 738.9408 | -3024.9332 | 2031 | 28605.0599 | 2363.4646 | -7950.1702 | 1757.7996 | 13664.3817 | 2031 | 21608.4126 | 9762.7351 | 6245.3951 | -105.6754 | 2267.647 | 2031 | 14341.4378 | 8251.6215 | -1113.186 | 6.6729 | -1550.9822 | 2031 | 17958.7133 | 7999.1374 | 811.0897 | 5.9783 | -2853.2161 | 2031 | 9773.3563 | 4283.1413 | 314.577 | 738.9408 | -3024.9332 | 2031 | 28605.0599 | 2363.4646 | -7950.1702 | 1757.7996 | 13664.3817 | 2031 | 21608.4126 | 9762.7351 | 6245.3951 | -105.6754 | 2267.647
2032 | 13064.3785 | 7631.871 | -648.4343 | -3.8198 | -1159.401 |  | 2032 | 17056.6333 | 7481.3636 | 870.1688 | 1.8654 | -2524.3857 |  | 2032 | 9253.4778 | 4233.4943 | 532.6639 | 616.3525 | -3482.832 | 2032 | 27359.1503 | 6538.4342 | -11975.9815 | 4445.3838 | 14157.6317 | 2032 | 20735.4061 | 10062.0477 | 6524.3857 | -77.0012 | 3223.135 | 2032 | 13064.3785 | 7631.871 | -648.4343 | -3.8198 | -1159.401 | 2032 | 17056.6333 | 7481.3636 | 870.1688 | 1.8654 | -2524.3857 | 2032 | 9253.4778 | 4233.4943 | 532.6639 | 616.3525 | -3482.832 | 2032 | 27359.1503 | 6538.4342 | -11975.9815 | 4445.3838 | 14157.6317 | 2032 | 20735.4061 | 10062.0477 | 6524.3857 | -77.0012 | 3223.135
2033 | 8830.7925 | 6950.3731 | -4859.0569 | -2.5847 | 2258.6938 |  | 2033 | 15675.0361 | 7395.661 | -1031.2314 | 14.5303 | -725.3873 |  | 2033 | 7696.529 | 2183.9312 | 479.9944 | 534.1053 | -1859.6105 | 2033 | 64707.5482 | 11389.3374 | -13544.6394 | 1962.1294 | 9017.3088 | 2033 | 30413.1743 | 11030.4942 | 27948.0114 | -72.1316 | 8007.2749 | 2033 | 8830.7925 | 6950.3731 | -4859.0569 | -2.5847 | 2258.6938 | 2033 | 15675.0361 | 7395.661 | -1031.2314 | 14.5303 | -725.3873 | 2033 | 7696.529 | 2183.9312 | 479.9944 | 534.1053 | -1859.6105 | 2033 | 64707.5482 | 11389.3374 | -13544.6394 | 1962.1294 | 9017.3088 | 2033 | 30413.1743 | 11030.4942 | 27948.0114 | -72.1316 | 8007.2749
2034 | 8422.817 | 8935.0788 | -4094.5347 | -15.4188 | -689.1902 |  | 2034 | 12116.0995 | 10931.006 | -2215.4083 | -6.0035 | -4053.371 |  | 2034 | 6534.0821 | 1837.611 | 539.7482 | 357.6281 | -1533.8733 | 2034 | 55163.0859 | 9850.9791 | -13589.3387 | 2470.0358 | 8100.5339 | 2034 | 22192.3641 | 8526.5759 | 26100.8782 | 25.5219 | 8342.5705 | 2034 | 8422.817 | 8935.0788 | -4094.5347 | -15.4188 | -689.1902 | 2034 | 12116.0995 | 10931.006 | -2215.4083 | -6.0035 | -4053.371 | 2034 | 6534.0821 | 1837.611 | 539.7482 | 357.6281 | -1533.8733 | 2034 | 55163.0859 | 9850.9791 | -13589.3387 | 2470.0358 | 8100.5339 | 2034 | 22192.3641 | 8526.5759 | 26100.8782 | 25.5219 | 8342.5705
Residual | 126732.2047 | 134439.8489 | -61607.5849 | -231.9954 | -10369.7597 |  | Residual | 182302.4303 | 164471.1615 | -33333.6912 | -90.3309 | -60988.2241 |  | Residual | 98313.7385 | 27649.2412 | 8121.2121 | 5380.9783 | -23079.1137 | Residual | 830000.1674 | 148220.7554 | -204469.2246 | 37164.8925 | 121883.0381 | Residual | 333912.8991 | 128293.3921 | 392721.5614 | 384.0103 | 125524.7917 | Residual | 126732.2047 | 134439.8489 | -61607.5849 | -231.9954 | -10369.7597 | Residual | 182302.4303 | 164471.1615 | -33333.6912 | -90.3309 | -60988.2241 | Residual | 98313.7385 | 27649.2412 | 8121.2121 | 5380.9783 | -23079.1137 | Residual | 830000.1674 | 148220.7554 | -204469.2246 | 37164.8925 | 121883.0381 | Residual | 333912.8991 | 128293.3921 | 392721.5614 | 384.0103 | 125524.7917
Do Nothing generation cost | [6 empty] | Do Nothing generation cost | [6 empty] | Do Nothing generation cost | [5 empty] | Do Nothing generation cost | [5 empty] | Do Nothing generation cost | [5 empty] | Do Nothing generation cost | [5 empty] | Do Nothing generation cost | [5 empty] | Do Nothing generation cost | [5 empty] | Do Nothing generation cost | [5 empty] | Do Nothing generation cost
Neutral 4 Deg | [6 empty] | NeutralWS 4 Deg | [6 empty] | Slow Change 4 Deg | [5 empty] | Fast Change 4 Deg | [5 empty] | NoIC 4 Deg | [5 empty] | Neutral 2 Deg | [5 empty] | NeutralWS 2 Deg | [5 empty] | Slow Change 2 Deg | [5 empty] | Fast Change 2 Deg | [5 empty] | NoIC 2 Deg
Year | NSW | QLD | SA | TAS | VIC |  | Year | NSW | QLD | SA | TAS | VIC |  | Year | NSW | QLD | SA | TAS | VIC | Year | NSW | QLD | SA | TAS | VIC | Year | NSW | QLD | SA | TAS | VIC | Year | NSW | QLD | SA | TAS | VIC | Year | NSW | QLD | SA | TAS | VIC | Year | NSW | QLD | SA | TAS | VIC | Year | NSW | QLD | SA | TAS | VIC | Year | NSW | QLD | SA | TAS | VIC
2020 | 0 | 0 | 0 | 0 | 0 |  | 2020 | 0 | 0 | 0 | 0 | 0 |  | 2020 | 0 | 0 | 0 | 0 | 0 | 2020 | 0 | 0 | 0 | 0 | 0 | 2020 | 0 | 0 | 0 | 0 | 0 | 2020 | 0 | 0 | 0 | 0 | 0 | 2020 | 0 | 0 | 0 | 0 | 0 | 2020 | 0 | 0 | 0 | 0 | 0 | 2020 | 0 | 0 | 0 | 0 | 0 | 2020 | 0 | 0 | 0 | 0 | 0
2021 | 0 | 0 | 0 | 0 | 0 |  | 2021 | 0 | 0 | 0 | 0 | 0 |  | 2021 | 0 | 0 | 0 | 0 | 0 | 2021 | 0 | 0 | 0 | 0 | 0 | 2021 | 0 | 0 | 0 | 0 | 0 | 2021 | 0 | 0 | 0 | 0 | 0 | 2021 | 0 | 0 | 0 | 0 | 0 | 2021 | 0 | 0 | 0 | 0 | 0 | 2021 | 0 | 0 | 0 | 0 | 0 | 2021 | 0 | 0 | 0 | 0 | 0
2022 | 0 | 0 | 0 | 0 | 0 |  | 2022 | 0 | 0 | 0 | 0 | 0 |  | 2022 | 0 | 0 | 0 | 0 | 0 | 2022 | 0 | 0 | 0 | 0 | 0 | 2022 | 0 | 0 | 0 | 0 | 0 | 2022 | 0 | 0 | 0 | 0 | 0 | 2022 | 0 | 0 | 0 | 0 | 0 | 2022 | 0 | 0 | 0 | 0 | 0 | 2022 | 0 | 0 | 0 | 0 | 0 | 2022 | 0 | 0 | 0 | 0 | 0
2023 | -11468.8643 | -6162.0948 | -2018.1725 | 24.6829 | -7967.2608 |  | 2023 | -11468.8643 | -6162.0948 | -2018.1725 | 24.6829 | -7967.2608 |  | 2023 | -2535.7729 | -1522.4707 | -569.4776 | -181.4049 | -7083.9713 | 2023 | -16285.6594 | -13366.8227 | -10999.1984 | -346.6979 | -10008.167 | 2023 | -11341.7858 | -5824.3838 | -900.156 | 36.0455 | -8114.9854 | 2023 | -11468.8643 | -6162.0948 | -2018.1725 | 24.6829 | -7967.2608 | 2023 | -11468.8643 | -6162.0948 | -2018.1725 | 24.6829 | -7967.2608 | 2023 | -2535.7729 | -1522.4707 | -569.4776 | -181.4049 | -7083.9713 | 2023 | -16285.6594 | -13366.8227 | -10999.1984 | -346.6979 | -10008.167 | 2023 | -11341.7858 | -5824.3838 | -900.156 | 36.0455 | -8114.9854
2024 | -9342.3088 | -4929.3214 | -1060.0093 | -6.3571 | -9557.9912 |  | 2024 | -11872.3779 | -7487.0108 | -1758.0135 | -3.2826 | -10351.7615 |  | 2024 | 2364.8396 | 335.7988 | -151.959 | -81.0264 | -9775.2611 | 2024 | -24070.7945 | -16990.4717 | -5780.5692 | -216.3827 | -12369.1384 | 2024 | -173.5573 | -2433.264 | 1709.2285 | 1.6735 | -12445.4004 | 2024 | -9342.3088 | -4929.3214 | -1060.0093 | -6.3571 | -9557.9912 | 2024 | -11872.3779 | -7487.0108 | -1758.0135 | -3.2826 | -10351.7615 | 2024 | 2364.8396 | 335.7988 | -151.959 | -81.0264 | -9775.2611 | 2024 | -24070.7945 | -16990.4717 | -5780.5692 | -216.3827 | -12369.1384 | 2024 | -173.5573 | -2433.264 | 1709.2285 | 1.6735 | -12445.4004
2025 | -5554.5047 | -5503.5341 | -1013.9797 | 3.3357 | -3569.4354 |  | 2025 | -2929.0282 | -2286.7693 | -1236.9007 | 4.6564 | -3921.0222 |  | 2025 | 3158.6414 | 1396.3964 | 463.4292 | -19.0334 | -3726.1536 | 2025 | -13330.8826 | -4545.3526 | -4511.8336 | -169.2211 | -7496.8112 | 2025 | -5382.9721 | -3708.3462 | 2593.5292 | -43.0805 | -5113.6808 | 2025 | -5554.5047 | -5503.5341 | -1013.9797 | 3.3357 | -3569.4354 | 2025 | -2929.0282 | -2286.7693 | -1236.9007 | 4.6564 | -3921.0222 | 2025 | 3158.6414 | 1396.3964 | 463.4292 | -19.0334 | -3726.1536 | 2025 | -13330.8826 | -4545.3526 | -4511.8336 | -169.2211 | -7496.8112 | 2025 | -5382.9721 | -3708.3462 | 2593.5292 | -43.0805 | -5113.6808

## Benefits - Option C2
Assumptions in use |  | Base Assumptions
Discount rate | 6% | 6%
Costs - $M | 473123.5945 | 473123.5945
Payback period | 30 | 30
Keranglink timing | 2035 | 2035
Scenarios | Neutral 4 Deg | NeutralWS 4 Deg | Slow Change 4 Deg | Fast Change 4 Deg | NoIC 4 Deg | Neutral 2 Deg | NeutralWS 2 Deg | Slow Change 2 Deg | Fast Change 2 Deg | NoIC 2 Deg
NPV | 150573.3841 | 165051.3792 | 116633.9628 | 522480.2602 | 496322.2776 | 185458.9391 | 200728.1106 | 148103.3215 | 561318.708 | 531207.8326
Scenario weightings | Neutral 4 Deg | NeutralWS 4 Deg | Slow Change 4 Deg | Fast Change 4 Deg | NoIC 4 Deg | Neutral 2 Deg | NeutralWS 2 Deg | Slow Change 2 Deg | Fast Change 2 Deg | NoIC 2 Deg | Total
Scenario weighting A - Equal | 14% | 14% | 14% | 14% | 14% | 6% | 6% | 6% | 6% | 6% | 100%
Scenario weighting B - 60 %Neutral | 21% | 21% | 9.333% | 9.333% | 9.333% | 9% | 9% | 4% | 4% | 4% | 100%
Scenario weighting C - 60% Slow Change | 7% | 7% | 42% | 7% | 7% | 3% | 3% | 18% | 3% | 3% | 100%
Scenario weighting D - 60% Fast Change | 7% | 7% | 7% | 42% | 7% | 3% | 3% | 3% | 18% | 3% | 100%
| Calculation parameters | Benefits - Option C2 | Neutral 4 Deg | NeutralWS 4 Deg | Slow Change 4 Deg | Fast Change 4 Deg | NoIC 4 Deg | Neutral 2 Deg | NeutralWS 2 Deg | Slow Change 2 Deg | Fast Change 2 Deg | NoIC 2 Deg | Scenario weighting A - Equal | Scenario weighting B - 60 %Neutral | Scenario weighting C - 60% Slow Change | Scenario weighting D - 60% Fast Change
Discount rate | 6% | Base assumptions | 150573.38 | 165051.38 | 116633.96 | 522480.26 | 496322.28 | 185458.94 | 200728.11 | 148103.32 | 561318.71 | 531207.83 | 300757.591 | 256637.3018 | 213416.1795 | 417444.693
| 10% | Discount rate 10% | 8900.74 | 13151.54 | 7259.65 | 147977.47 | 157840.51 | 33919.49 | 38754.01 | 30119.53 | 175689.54 | 182859.26 | 74598.6972 | 55938.9058 | 44358.1556 | 115444.8941
| 3% | Discount rate 3% | 402496.45 | 439244.34 | 296864.08 | 1275310.31 | 1185582.61 | 448373.24 | 486133.83 | 337837.48 | 1326584.28 | 1231459.4 | 733752.9844 | 634097.1019 | 521454.5422 | 1012222.7427
Costs - $M | 615060.6729 | Cost x 1.3 | 85237.93 | 99715.93 | 51298.51 | 457144.81 | 396573.99 | 120123.49 | 135392.66 | 82767.87 | 495983.26 | 431459.55 | 228539.5736 | 186713.4736 | 144639.4458 | 348667.9593
| 331186.5162 | Cost x 0.7 | 215908.83 | 230386.82 | 181969.41 | 587815.71 | 596070.55 | 250794.38 | 266063.56 | 213438.77 | 626654.15 | 630956.11 | 372975.603 | 326561.1248 | 282192.9105 | 486221.4225
Keranglink timing | 2040 | Keranglink 2040 | 114144.19 | 128622.19 | 80204.77 | 486051.07 | 496322.28 | 149029.75 | 164298.92 | 111674.13 | 524889.51 | 531207.83 | 271614.2384 | 225065.3368 | 180629.9082 | 384658.4202
| 2030 | Keranglink 2030 | 199323.86 | 213801.86 | 165384.44 | 571230.74 | 496322.28 | 234209.42 | 249478.59 | 196853.8 | 610069.18 | 531207.83 | 339757.9744 | 298887.7174 | 257291.6112 | 461320.1232
Add more sensitivities here
PV cost |  | 364473.6511 | [8 empty] | Change in transmission network costs |  |  |  | 114709.4352
Region | Year | Investment Cost | OPEX | [7 empty] | Region | Year | Base case | Upgrade case | Benefit
NEM | 2020 | 7482.1963 | 0 | [7 empty] | NEM | 2020 | 0 | 0 | 0
| 2021 | 7482.1963 | 0 | [8 empty] | 2021 | 0 | 0 | 0
| 2022 | 8228.7086 | 0 | [8 empty] | 2022 | 0 | 0 | 0
| 2023 | 915.2475 | 0 | [8 empty] | 2023 | 0 | 0 | 0
| 2024 | 1875.3095 | 857.2843 | [8 empty] | 2024 | 0 | 0 | 0
| 2025 | 32918.9356 | 1138.0521 | [8 empty] | 2025 | 0 | 0 | 0
| 2026 | 32918.9356 | 1138.0521 | [8 empty] | 2026 | 0 | 0 | 0
| 2027 | 32918.9356 | 1138.0521 | [8 empty] | 2027 | 0 | 0 | 0
| 2028 | 32918.9356 | 1138.0521 | [8 empty] | 2028 | 0 | 0 | 0
| 2029 | 32918.9356 | 1138.0521 | [8 empty] | 2029 | 0 | 0 | 0
| 2030 | 32918.9356 | 1138.0521 | [8 empty] | 2030 | 0 | 0 | 0
| 2031 | 32918.9356 | 1138.0521 | [8 empty] | 2031 | 0 | 0 | 0
| 2032 | 32918.9356 | 1138.0521 | [8 empty] | 2032 | 0 | 0 | 0
| 2033 | 32918.9356 | 1138.0521 | [8 empty] | 2033 | 0 | 0 | 0
| 2034 | 32918.9356 | 1138.0521 | [8 empty] | 2034 | 0 | 0 | 0
| Residual | 377577.5977 | 13053.3676 | [8 empty] | 2035 | 20725.8171 | 0 | 20725.8171
[12 empty] | 2036 | 20725.8171 | 0 | 20725.8171
[12 empty] | 2037 | 20725.8171 | 0 | 20725.8171
[12 empty] | 2038 | 20725.8171 | 0 | 20725.8171
[12 empty] | 2039 | 20725.8171 | 0 | 20725.8171
[12 empty] | 2040 | 20725.8171 | 0 | 20725.8171
[12 empty] | Residual | 260116.4149 | 0 | 260116.4149
|  | Gross benefit | Net benefit | [5 empty] | Gross benefit | Net benefit | [5 empty] | Gross benefit | Net benefit |  |  |  |  | Gross benefit | Net benefit |  |  |  |  | Gross benefit | Net benefit |  |  |  |  | Gross benefit | Net benefit |  |  |  |  | Gross benefit | Net benefit |  |  |  |  | Gross benefit | Net benefit |  |  |  |  | Gross benefit | Net benefit |  |  |  |  | Gross benefit | Net benefit
| NPV | 515047.0352 | 150573.3841 |  |  |  |  | NPV | 529525.0303 | 165051.3792 |  |  |  |  | NPV | 481107.614 | 116633.9628 |  |  |  | NPV | 886953.9114 | 522480.2602 |  |  |  | NPV | 860795.9287 | 496322.2776 |  |  |  | NPV | 549932.5903 | 185458.9391 |  |  |  | NPV | 565201.7617 | 200728.1106 |  |  |  | NPV | 512576.9727 | 148103.3215 |  |  |  | NPV | 925792.3591 | 561318.708 |  |  |  | NPV | 895681.4838 | 531207.8326
Fuel cost benefits and costs | [25 empty] | Fuel cost benefits and costs | [5 empty] | Fuel cost benefits and costs
4 Deg - base capital cost | [25 empty] | Sensitivities | [5 empty] | 2 Deg - sensitivity capital cost
Neutral 4 Deg | [6 empty] | NeutralWS 4 Deg | [6 empty] | Slow Change 4 Deg | [5 empty] | Fast Change 4 Deg | [5 empty] | NoIC 4 Deg | [5 empty] | Neutral 2 Deg | [5 empty] | NeutralWS 2 Deg | [5 empty] | Slow Change 2 Deg | [5 empty] | Fast Change 2 Deg | [5 empty] | NoIC 2 Deg
Region | Year | Annual gross benefit |  |  |  |  | Region | Year | Annual gross benefit |  |  |  |  | Region | Year | Annual gross benefit |  |  |  | Region | Year | Annual gross benefit |  |  |  | Region | Year | Annual gross benefit |  |  |  | Region | Year | Annual gross benefit |  |  |  | Region | Year | Annual gross benefit |  |  |  | Region | Year | Annual gross benefit |  |  |  | Region | Year | Annual gross benefit |  |  |  | Region | Year | Annual gross benefit
NEM | 2020 | 0 |  |  |  |  | NEM | 2020 | 0 |  |  |  |  | NEM | 2020 | 0 |  |  |  | NEM | 2020 | 0 |  |  |  | NEM | 2020 | 0 |  |  |  | NEM | 2020 | 0 |  |  |  | NEM | 2020 | 0 |  |  |  | NEM | 2020 | 0 |  |  |  | NEM | 2020 | 0 |  |  |  | NEM | 2020 | 0
| 2021 | 0 | [5 empty] | 2021 | 0 | [5 empty] | 2021 | 0 |  |  |  |  | 2021 | 0 |  |  |  |  | 2021 | 0 |  |  |  |  | 2021 | 0 |  |  |  |  | 2021 | 0 |  |  |  |  | 2021 | 0 |  |  |  |  | 2021 | 0 |  |  |  |  | 2021 | 0
| 2022 | 0 | [5 empty] | 2022 | 0 | [5 empty] | 2022 | 0 |  |  |  |  | 2022 | 0 |  |  |  |  | 2022 | 0 |  |  |  |  | 2022 | 0 |  |  |  |  | 2022 | 0 |  |  |  |  | 2022 | 0 |  |  |  |  | 2022 | 0 |  |  |  |  | 2022 | 0
| 2023 | 37067.2855 | [5 empty] | 2023 | 37067.2855 | [5 empty] | 2023 | 55475.0884 |  |  |  |  | 2023 | 22689.2884 |  |  |  |  | 2023 | 38513.7296 |  |  |  |  | 2023 | 43015.8273 |  |  |  |  | 2023 | 43015.8273 |  |  |  |  | 2023 | 61614.0534 |  |  |  |  | 2023 | 28819.9741 |  |  |  |  | 2023 | 44462.2714
| 2024 | 48807.6042 | [5 empty] | 2024 | 47887.4637 | [5 empty] | 2024 | 64361.1663 |  |  |  |  | 2024 | 30794.0109 |  |  |  |  | 2024 | 60362.2723 |  |  |  |  | 2024 | 55570.4698 |  |  |  |  | 2024 | 54911.5758 |  |  |  |  | 2024 | 71095.3452 |  |  |  |  | 2024 | 38084.5401 |  |  |  |  | 2024 | 67125.138
| 2025 | 28392.5606 | [5 empty] | 2025 | 28552.9299 | [5 empty] | 2025 | 33823.956 |  |  |  |  | 2025 | 23575.1176 |  |  |  |  | 2025 | 47363.794 |  |  |  |  | 2025 | 31772.9565 |  |  |  |  | 2025 | 32224.6763 |  |  |  |  | 2025 | 37207.2883 |  |  |  |  | 2025 | 27513.7485 |  |  |  |  | 2025 | 50744.1899
| 2026 | 26918.2214 | [5 empty] | 2026 | 22784.6573 | [5 empty] | 2026 | 32235.618 |  |  |  |  | 2026 | 16710.5564 |  |  |  |  | 2026 | 52368.6868 |  |  |  |  | 2026 | 30666.1623 |  |  |  |  | 2026 | 26464.7347 |  |  |  |  | 2026 | 35619.6513 |  |  |  |  | 2026 | 20649.1873 |  |  |  |  | 2026 | 56116.6277
| 2027 | 30142.6777 | [5 empty] | 2027 | 27186.1312 | [5 empty] | 2027 | 33112.4969 |  |  |  |  | 2027 | 22434.7756 |  |  |  |  | 2027 | 48884.3522 |  |  |  |  | 2027 | 33890.6186 |  |  |  |  | 2027 | 31075.3796 |  |  |  |  | 2027 | 36441.2301 |  |  |  |  | 2027 | 26373.4065 |  |  |  |  | 2027 | 52632.2931
| 2028 | 40035.4903 | [5 empty] | 2028 | 36234.2786 | [5 empty] | 2028 | 37695.8634 |  |  |  |  | 2028 | 66230.8394 |  |  |  |  | 2028 | 58026.0868 |  |  |  |  | 2028 | 43768.9038 |  |  |  |  | 2028 | 40156.3713 |  |  |  |  | 2028 | 40961.5695 |  |  |  |  | 2028 | 70639.769 |  |  |  |  | 2028 | 61759.5002
| 2029 | 37561.1125 | [5 empty] | 2029 | 39612.1565 | [5 empty] | 2029 | 37002.2024 |  |  |  |  | 2029 | 56453.8522 |  |  |  |  | 2029 | 60759.8724 |  |  |  |  | 2029 | 41419.7019 |  |  |  |  | 2029 | 43534.8049 |  |  |  |  | 2029 | 40234.7822 |  |  |  |  | 2029 | 60860.0889 |  |  |  |  | 2029 | 64618.4618
| 2030 | 44594.2181 | [5 empty] | 2030 | 46738.9768 | [5 empty] | 2030 | 38801.3971 |  |  |  |  | 2030 | 60889.0941 |  |  |  |  | 2030 | 61442.6537 |  |  |  |  | 2030 | 48477.117 |  |  |  |  | 2030 | 50692.8571 |  |  |  |  | 2030 | 41992.5131 |  |  |  |  | 2030 | 65292.5346 |  |  |  |  | 2030 | 65325.5526
| 2031 | 48537.0622 | [5 empty] | 2031 | 49886.5928 | [5 empty] | 2031 | 35712.4714 |  |  |  |  | 2031 | 65347.4566 |  |  |  |  | 2031 | 64900.2843 |  |  |  |  | 2031 | 52419.9611 |  |  |  |  | 2031 | 53840.4731 |  |  |  |  | 2031 | 38903.5873 |  |  |  |  | 2031 | 69861.6294 |  |  |  |  | 2031 | 68783.1832
| 2032 | 46616.8856 | [5 empty] | 2032 | 47613.917 | [5 empty] | 2032 | 33868.3585 |  |  |  |  | 2032 | 59167.5022 |  |  |  |  | 2032 | 66798.6035 |  |  |  |  | 2032 | 50499.7845 |  |  |  |  | 2032 | 51568.2647 |  |  |  |  | 2032 | 37058.7335 |  |  |  |  | 2032 | 63735.3895 |  |  |  |  | 2032 | 70681.5025
| 2033 | 37267.4088 | [5 empty] | 2033 | 42986.8728 | [5 empty] | 2033 | 29970.2873 |  |  |  |  | 2033 | 89386.9988 |  |  |  |  | 2033 | 101061.2047 |  |  |  |  | 2033 | 41180.9716 |  |  |  |  | 2033 | 46950.9525 |  |  |  |  | 2033 | 33066.1263 |  |  |  |  | 2033 | 93977.5836 |  |  |  |  | 2033 | 104974.7676
| 2034 | 34971.3861 | [5 empty] | 2034 | 38142.7733 | [5 empty] | 2034 | 28140.5763 |  |  |  |  | 2034 | 82170.2315 |  |  |  |  | 2034 | 86777.5834 |  |  |  |  | 2034 | 38884.949 |  |  |  |  | 2034 | 42106.8531 |  |  |  |  | 2034 | 31236.4153 |  |  |  |  | 2034 | 86760.8162 |  |  |  |  | 2034 | 90691.1463
| Residual | 336494.2986 | [5 empty] | Residual | 373685.5666 | [5 empty] | Residual | 219143.954 |  |  |  |  | Residual | 1149796.1382 |  |  |  |  | Residual | 1120737.3377 |  |  |  |  | Residual | 347593.1424 |  |  |  |  | Residual | 384911.4402 |  |  |  |  | Residual | 228514.2297 |  |  |  |  | Residual | 1162362.4131 |  |  |  |  | Residual | 1131836.1816
Capital cost savings $000 | [6 empty] | Capital cost savings $000 | [6 empty] | Capital cost savings $000 | [5 empty] | Capital cost savings $000 | [5 empty] | Capital cost savings $000 | [5 empty] | Capital cost savings $000 | [5 empty] | Capital cost savings $000 | [5 empty] | Capital cost savings $000 | [5 empty] | Capital cost savings $000 | [5 empty] | Capital cost savings $000
Neutral 4 Deg |  | 279057.8907 |  |  |  |  | NeutralWS 4 Deg |  | 263405.6798 |  |  |  |  | Slow Change 4 Deg |  | 255362.8199 |  |  |  | Fast Change 4 Deg |  | 291055.4744 |  |  |  | NoIC 4 Deg |  | 279057.8907 |  |  |  | Neutral 2 Deg |  | 313943.4457 |  |  |  | NeutralWS 2 Deg |  | 299082.4112 |  |  |  | Slow Change 2 Deg |  | 286832.1786 |  |  |  | Fast Change 2 Deg |  | 329893.9222 |  |  |  | NoIC 2 Deg |  | 313943.4457
Region | Year | Gross benefit |  |  |  |  | Region | Year | Gross benefit |  |  |  |  | Region | Year | Gross benefit |  |  |  | Region | Year | Gross benefit |  |  |  | Region | Year | Gross benefit |  |  |  | Region | Year | Gross benefit |  |  |  | Region | Year | Gross benefit |  |  |  | Region | Year | Gross benefit |  |  |  | Region | Year | Gross benefit |  |  |  | Region | Year | Gross benefit
NEM | 2020 | 0 |  |  |  |  | NEM | 2020 | 0 |  |  |  |  | NEM | 2020 | 0 |  |  |  | NEM | 2020 | 0 |  |  |  | NEM | 2020 | 0 |  |  |  | NEM | 2020 | 0 |  |  |  | NEM | 2020 | 0 |  |  |  | NEM | 2020 | 0 |  |  |  | NEM | 2020 | 0 |  |  |  | NEM | 2020 | 0
| 2021 | 0 | [5 empty] | 2021 | 0 | [5 empty] | 2021 | 0 |  |  |  |  | 2021 | 0 |  |  |  |  | 2021 | 0 |  |  |  |  | 2021 | 0 |  |  |  |  | 2021 | 0 |  |  |  |  | 2021 | 0 |  |  |  |  | 2021 | 0 |  |  |  |  | 2021 | 0
| 2022 | 0 | [5 empty] | 2022 | 0 | [5 empty] | 2022 | 0 |  |  |  |  | 2022 | 0 |  |  |  |  | 2022 | 0 |  |  |  |  | 2022 | 0 |  |  |  |  | 2022 | 0 |  |  |  |  | 2022 | 0 |  |  |  |  | 2022 | 0 |  |  |  |  | 2022 | 0
| 2023 | 64658.995 | [5 empty] | 2023 | 64658.995 | [5 empty] | 2023 | 67368.1858 |  |  |  |  | 2023 | 73695.8338 |  |  |  |  | 2023 | 64658.995 |  |  |  |  | 2023 | 70607.5367 |  |  |  |  | 2023 | 70607.5367 |  |  |  |  | 2023 | 73507.1508 |  |  |  |  | 2023 | 79826.5195 |  |  |  |  | 2023 | 70607.5367
| 2024 | 73703.5921 | [5 empty] | 2024 | 79359.91 | [5 empty] | 2024 | 71668.7743 |  |  |  |  | 2024 | 90221.3674 |  |  |  |  | 2024 | 73703.5921 |  |  |  |  | 2024 | 80466.4578 |  |  |  |  | 2024 | 86384.0221 |  |  |  |  | 2024 | 78402.9533 |  |  |  |  | 2024 | 97511.8966 |  |  |  |  | 2024 | 80466.4578
| 2025 | 34851.716 | [5 empty] | 2025 | 28642.6589 | [5 empty] | 2025 | 24607.5851 |  |  |  |  | 2025 | 41845.7513 |  |  |  |  | 2025 | 34851.716 |  |  |  |  | 2025 | 38232.112 |  |  |  |  | 2025 | 32314.4054 |  |  |  |  | 2025 | 27990.9174 |  |  |  |  | 2025 | 45784.3822 |  |  |  |  | 2025 | 38232.112
| 2026 | 31983.098 | [5 empty] | 2026 | 28478.8418 | [5 empty] | 2026 | 25045.0264 |  |  |  |  | 2026 | 39464.4919 |  |  |  |  | 2026 | 31983.098 |  |  |  |  | 2026 | 35731.0389 |  |  |  |  | 2026 | 32158.9192 |  |  |  |  | 2026 | 28429.0597 |  |  |  |  | 2026 | 43403.1228 |  |  |  |  | 2026 | 35731.0389
| 2027 | 31983.098 | [5 empty] | 2027 | 25281.1006 | [5 empty] | 2027 | 24006.0387 |  |  |  |  | 2027 | 39464.4919 |  |  |  |  | 2027 | 31983.098 |  |  |  |  | 2027 | 35731.0389 |  |  |  |  | 2027 | 29170.349 |  |  |  |  | 2027 | 27334.7718 |  |  |  |  | 2027 | 43403.1228 |  |  |  |  | 2027 | 35731.0389
| 2028 | 29595.3934 | [5 empty] | 2028 | 21666.8191 | [5 empty] | 2028 | 22895.1511 |  |  |  |  | 2028 | 22533.3953 |  |  |  |  | 2028 | 29595.3934 |  |  |  |  | 2028 | 33328.8068 |  |  |  |  | 2028 | 25588.9117 |  |  |  |  | 2028 | 26160.8573 |  |  |  |  | 2028 | 26942.3249 |  |  |  |  | 2028 | 33328.8068
| 2029 | 24191.3782 | [5 empty] | 2029 | 22016.6367 | [5 empty] | 2029 | 22199.0382 |  |  |  |  | 2029 | 25112.1837 |  |  |  |  | 2029 | 24191.3782 |  |  |  |  | 2029 | 28049.9676 |  |  |  |  | 2029 | 25939.2851 |  |  |  |  | 2029 | 25431.618 |  |  |  |  | 2029 | 29518.4205 |  |  |  |  | 2029 | 28049.9676
| 2030 | 22686.0248 | [5 empty] | 2030 | 19826.836 | [5 empty] | 2030 | 20478.8402 |  |  |  |  | 2030 | 23932.1627 |  |  |  |  | 2030 | 22686.0248 |  |  |  |  | 2030 | 26568.9237 |  |  |  |  | 2030 | 23780.7163 |  |  |  |  | 2030 | 23669.9562 |  |  |  |  | 2030 | 28335.6032 |  |  |  |  | 2030 | 26568.9237
| 2031 | 22686.0248 | [5 empty] | 2031 | 19826.836 | [5 empty] | 2031 | 20478.8402 |  |  |  |  | 2031 | 18072.1144 |  |  |  |  | 2031 | 22686.0248 |  |  |  |  | 2031 | 26568.9237 |  |  |  |  | 2031 | 23780.7163 |  |  |  |  | 2031 | 23669.9562 |  |  |  |  | 2031 | 22586.2872 |  |  |  |  | 2031 | 26568.9237
| 2032 | 22686.0248 | [5 empty] | 2032 | 20116.1266 | [5 empty] | 2032 | 20014.2693 |  |  |  |  | 2032 | 12074.5509 |  |  |  |  | 2032 | 22686.0248 |  |  |  |  | 2032 | 26568.9237 |  |  |  |  | 2032 | 24070.4743 |  |  |  |  | 2032 | 23204.6442 |  |  |  |  | 2032 | 16642.4382 |  |  |  |  | 2032 | 26568.9237
| 2033 | 17292.2487 | [5 empty] | 2033 | 18074.0925 | [5 empty] | 2033 | 18260.2711 |  |  |  |  | 2033 | 9853.7203 |  |  |  |  | 2033 | 17292.2487 |  |  |  |  | 2033 | 21205.8116 |  |  |  |  | 2033 | 22038.1722 |  |  |  |  | 2033 | 21356.11 |  |  |  |  | 2033 | 14444.305 |  |  |  |  | 2033 | 21205.8116
| 2034 | 17292.2487 | [5 empty] | 2034 | 18074.0925 | [5 empty] | 2034 | 18260.2711 |  |  |  |  | 2034 | 9853.7203 |  |  |  |  | 2034 | 17292.2487 |  |  |  |  | 2034 | 21205.8116 |  |  |  |  | 2034 | 22038.1722 |  |  |  |  | 2034 | 21356.11 |  |  |  |  | 2034 | 14444.305 |  |  |  |  | 2034 | 21205.8116
| Terminal | 68867.236 | [5 empty] | Terminal | 69885.5564 | [5 empty] | Terminal | 69575.7357 |  |  |  |  | Terminal | 55067.6411 |  |  |  |  | Terminal | 68867.236 |  |  |  |  | Terminal | 79966.0799 |  |  |  |  | Terminal | 81111.4301 |  |  |  |  | Terminal | 78946.0114 |  |  |  |  | Terminal | 67633.916 |  |  |  |  | Terminal | 79966.0799
Generation fuel cost savings $000 | [6 empty] | Generation fuel cost savings $000 | [6 empty] | Generation fuel cost savings $000 | [5 empty] | Generation fuel cost savings $000 | [5 empty] | Generation fuel cost savings $000 | [5 empty] | Generation fuel cost savings $000 | [5 empty] | Generation fuel cost savings $000 | [5 empty] | Generation fuel cost savings $000 | [5 empty] | Generation fuel cost savings $000 | [5 empty] | Generation fuel cost savings $000
Neutral 4 Deg | [6 empty] | NeutralWS 4 Deg | [6 empty] | Slow Change 4 Deg | [5 empty] | Fast Change 4 Deg | [5 empty] | NoIC 4 Deg | [5 empty] | Neutral 2 Deg | [5 empty] | NeutralWS 2 Deg | [5 empty] | Slow Change 2 Deg | [5 empty] | Fast Change 2 Deg | [5 empty] | NoIC 2 Deg
Year | NSW | QLD | SA | TAS | VIC |  | Year | NSW | QLD | SA | TAS | VIC |  | Year | NSW | QLD | SA | TAS | VIC | Year | NSW | QLD | SA | TAS | VIC | Year | NSW | QLD | SA | TAS | VIC | Year | NSW | QLD | SA | TAS | VIC | Year | NSW | QLD | SA | TAS | VIC | Year | NSW | QLD | SA | TAS | VIC | Year | NSW | QLD | SA | TAS | VIC | Year | NSW | QLD | SA | TAS | VIC
2020 | 2535.552 | 741.9305 | -239.4001 | -2.4731 | 1689.2431 |  | 2020 | 2535.552 | 741.9305 | -239.4001 | -2.4731 | 1689.2431 |  | 2020 | 1293.9495 | 360.4909 | -18.3923 | 0.018071 | 2139.7347 | 2020 | 3079.9461 | 462.4151 | 98.8674 | 0.42027 | 1490.1786 | 2020 | 1168.5287 | 400.3773 | 6396.169 | 37.2412 | 5046.3099 | 2020 | 2535.552 | 741.9305 | -239.4001 | -2.4731 | 1689.2431 | 2020 | 2535.552 | 741.9305 | -239.4001 | -2.4731 | 1689.2431 | 2020 | 1293.9495 | 360.4909 | -18.3923 | 0.018071 | 2139.7347 | 2020 | 3079.9461 | 462.4151 | 98.8674 | 0.42027 | 1490.1786 | 2020 | 1168.5287 | 400.3773 | 6396.169 | 37.2412 | 5046.3099
2021 | 1475.1926 | 698.3403 | 45.4199 | -0.47204 | 1680.5144 |  | 2021 | 1475.1926 | 698.3403 | 45.4199 | -0.47204 | 1680.5144 |  | 2021 | 698.6088 | 417.5173 | -8.6284 | 16.1637 | 1679.6881 | 2021 | 2098.1385 | 452.6479 | 159.1669 | -1.2933 | 1543.2707 | 2021 | 681.0626 | 914.624 | 5560.4081 | 20.4722 | 3706.7677 | 2021 | 1475.1926 | 698.3403 | 45.4199 | -0.47204 | 1680.5144 | 2021 | 1475.1926 | 698.3403 | 45.4199 | -0.47204 | 1680.5144 | 2021 | 698.6088 | 417.5173 | -8.6284 | 16.1637 | 1679.6881 | 2021 | 2098.1385 | 452.6479 | 159.1669 | -1.2933 | 1543.2707 | 2021 | 681.0626 | 914.624 | 5560.4081 | 20.4722 | 3706.7677
2022 | 3059.9667 | 1171.4781 | -175.1425 | 19.3402 | 4164.807 |  | 2022 | 3059.9667 | 1171.4781 | -175.1425 | 19.3402 | 4164.807 |  | 2022 | 393.0116 | 508.4809 | 93.8911 | 56.8255 | 4041.3835 | 2022 | 3751.4326 | 2058.0044 | 494.121 | 4.1414 | 3899.3885 | 2022 | 3132.2892 | -298.7066 | 6070.1881 | -25.8106 | 8621.4253 | 2022 | 3059.9667 | 1171.4781 | -175.1425 | 19.3402 | 4164.807 | 2022 | 3059.9667 | 1171.4781 | -175.1425 | 19.3402 | 4164.807 | 2022 | 393.0116 | 508.4809 | 93.8911 | 56.8255 | 4041.3835 | 2022 | 3751.4326 | 2058.0044 | 494.121 | 4.1414 | 3899.3885 | 2022 | 3132.2892 | -298.7066 | 6070.1881 | -25.8106 | 8621.4253
2023 | -6270.0407 | -4717.2298 | -1742.1657 | 26.5493 | -4540.1912 |  | 2023 | -6270.0407 | -4717.2298 | -1742.1657 | 26.5493 | -4540.1912 |  | 2023 | -1622.5692 | -175.1357 | -564.9692 | -137.9398 | -4889.8527 | 2023 | -13411.9362 | -9221.2627 | -9469.0202 | -165.6274 | -5965.3563 | 2023 | -7076.1306 | -5688.7953 | 3023.8011 | 27.6337 | 1096.5209 | 2023 | -6270.0407 | -4717.2298 | -1742.1657 | 26.5493 | -4540.1912 | 2023 | -6270.0407 | -4717.2298 | -1742.1657 | 26.5493 | -4540.1912 | 2023 | -1622.5692 | -175.1357 | -564.9692 | -137.9398 | -4889.8527 | 2023 | -13411.9362 | -9221.2627 | -9469.0202 | -165.6274 | -5965.3563 | 2023 | -7076.1306 | -5688.7953 | 3023.8011 | 27.6337 | 1096.5209
2024 | -3451.3787 | -2840.2009 | -1051.2517 | -13.2072 | -9426.0813 |  | 2024 | -6986.1291 | -4832.7861 | -1754.5795 | -11.9695 | -9955.6095 |  | 2024 | 9284.1449 | 2948.1206 | -274.837 | -49.7465 | -12648.3545 | 2024 | -18423.667 | -14013.512 | -5406.6997 | -195.3381 | -12133.8721 | 2024 | 194.3476 | -3726.6708 | 3376.7982 | -2.7468 | 96.5333 | 2024 | -3451.3787 | -2840.2009 | -1051.2517 | -13.2072 | -9426.0813 | 2024 | -6986.1291 | -4832.7861 | -1754.5795 | -11.9695 | -9955.6095 | 2024 | 9284.1449 | 2948.1206 | -274.837 | -49.7465 | -12648.3545 | 2024 | -18423.667 | -14013.512 | -5406.6997 | -195.3381 | -12133.8721 | 2024 | 194.3476 | -3726.6708 | 3376.7982 | -2.7468 | 96.5333
2025 | 135.7112 | -1679.1118 | -1103.3164 | 1.8514 | -3814.2899 |  | 2025 | 3451.7727 | 1044.6517 | -554.2179 | 7.247 | -4039.1826 |  | 2025 | 11172.749 | 5064.4914 | 162.0817 | 0.36929 | -7183.3206 | 2025 | -7022.7618 | -180.3545 | -4186.1668 | -230.2225 | -6651.1282 | 2025 | 7210.8543 | 337.4335 | 2030.8943 | -63.9953 | 2996.8911 | 2025 | 135.7112 | -1679.1118 | -1103.3164 | 1.8514 | -3814.2899 | 2025 | 3451.7727 | 1044.6517 | -554.2179 | 7.247 | -4039.1826 | 2025 | 11172.749 | 5064.4914 | 162.0817 | 0.36929 | -7183.3206 | 2025 | -7022.7618 | -180.3545 | -4186.1668 | -230.2225 | -6651.1282 | 2025 | 7210.8543 | 337.4335 | 2030.8943 | -63.9953 | 2996.8911
2026 | -563.3463 | -457.4 | -1550.4185 | 13.2925 | -2507.0043 |  | 2026 | -370.1275 | -768.1607 | -1571.4393 | -2.2949 | -2982.162 |  | 2026 | 10099.986 | 2792.2393 | -79.7303 | 19.3414 | -5641.2448 | 2026 | -2214.4076 | -876.174 | -10252.799 | -7132.6416 | -2277.9132 | 2026 | 4215.4528 | 1660.6455 | 8083.3758 | -33.9345 | 6460.0492 | 2026 | -563.3463 | -457.4 | -1550.4185 | 13.2925 | -2507.0043 | 2026 | -370.1275 | -768.1607 | -1571.4393 | -2.2949 | -2982.162 | 2026 | 10099.986 | 2792.2393 | -79.7303 | 19.3414 | -5641.2448 | 2026 | -2214.4076 | -876.174 | -10252.799 | -7132.6416 | -2277.9132 | 2026 | 4215.4528 | 1660.6455 | 8083.3758 | -33.9345 | 6460.0492
2027 | 848.6739 | 1084.6371 | -169.5213 | -0.44845 | -3603.7616 |  | 2027 | 3983.1665 | 1945.3553 | -153.8522 | 3.9739 | -3873.6128 |  | 2027 | 11717.992 | 4060.5858 | 107.8926 | 53.6686 | -6833.6807 | 2027 | -665.8191 | -4829.5945 | -6307.8459 | -3.4408 | -5223.0159 | 2027 | 5411.14 | 2830.5581 | 5277.944 | -24.6138 | 3406.2259 | 2027 | 848.6739 | 1084.6371 | -169.5213 | -0.44845 | -3603.7616 | 2027 | 3983.1665 | 1945.3553 | -153.8522 | 3.9739 | -3873.6128 | 2027 | 11717.992 | 4060.5858 | 107.8926 | 53.6686 | -6833.6807 | 2027 | -665.8191 | -4829.5945 | -6307.8459 | -3.4408 | -5223.0159 | 2027 | 5411.14 | 2830.5581 | 5277.944 | -24.6138 | 3406.2259
2028 | 9399.6676 | 4458.5139 | -16.406 | 3.4891 | -3405.1676 |  | 2028 | 12623.3625 | 5870.3256 | 88.0327 | 0.17568 | -4014.437 |  | 2028 | 15515.4212 | 5218.6477 | 409.5547 | 65.1557 | -6408.067 | 2028 | 16622.3529 | 5462.3299 | -2858.4501 | 14491.7734 | 9979.438 | 2028 | 14681.131 | 3578.6469 | 5448.8916 | -25.9166 | 4747.9406 | 2028 | 9399.6676 | 4458.5139 | -16.406 | 3.4891 | -3405.1676 | 2028 | 12623.3625 | 5870.3256 | 88.0327 | 0.17568 | -4014.437 | 2028 | 15515.4212 | 5218.6477 | 409.5547 | 65.1557 | -6408.067 | 2028 | 16622.3529 | 5462.3299 | -2858.4501 | 14491.7734 | 9979.438 | 2028 | 14681.131 | 3578.6469 | 5448.8916 | -25.9166 | 4747.9406
2029 | 10083.5318 | 4849.2663 | -152.833 | 4.2897 | -1414.5206 |  | 2029 | 15028.1293 | 4772.4051 | 303.7401 | 4.3261 | -2513.0808 |  | 2029 | 13136.1109 | 6265.2893 | 188.3707 | 387.1477 | -5173.7544 | 2029 | 18610.5169 | 4453.5779 | -6457.7216 | 3339.9607 | 11395.3347 | 2029 | 22729.2778 | 4060.3997 | 4129.9369 | -16.7088 | 5665.5886 | 2029 | 10083.5318 | 4849.2663 | -152.833 | 4.2897 | -1414.5206 | 2029 | 15028.1293 | 4772.4051 | 303.7401 | 4.3261 | -2513.0808 | 2029 | 13136.1109 | 6265.2893 | 188.3707 | 387.1477 | -5173.7544 | 2029 | 18610.5169 | 4453.5779 | -6457.7216 | 3339.9607 | 11395.3347 | 2029 | 22729.2778 | 4060.3997 | 4129.9369 | -16.7088 | 5665.5886
2030 | 12929.5767 | 11123.2229 | 750.6044 | 12.4498 | -2907.6605 |  | 2030 | 18976.9709 | 9983.0023 | 1471.612 | 11.296 | -3530.7404 |  | 2030 | 16067.5642 | 6046.6434 | 586.9171 | 911.8883 | -5290.4561 | 2030 | 31252.5914 | 5039.0546 | -7930.9705 | 758.5482 | 7837.7077 | 2030 | 25975.4488 | 11838.7007 | -628.0189 | -48.1148 | 1618.6131 | 2030 | 12929.5767 | 11123.2229 | 750.6044 | 12.4498 | -2907.6605 | 2030 | 18976.9709 | 9983.0023 | 1471.612 | 11.296 | -3530.7404 | 2030 | 16067.5642 | 6046.6434 | 586.9171 | 911.8883 | -5290.4561 | 2030 | 31252.5914 | 5039.0546 | -7930.9705 | 758.5482 | 7837.7077 | 2030 | 25975.4488 | 11838.7007 | -628.0189 | -48.1148 | 1618.6131
2031 | 17807.5823 | 11146.0639 | -211.6802 | 3.0279 | -2893.9567 |  | 2031 | 20865.3702 | 11332.461 | 1327.0762 | 14.9896 | -3480.1401 |  | 2031 | 13293.0435 | 5248.4134 | 506.3178 | 893.2831 | -4707.4267 | 2031 | 36831.1854 | 4025.9115 | -8505.4691 | 1621.5498 | 13302.1646 | 2031 | 29985.5197 | 15893.7402 | -4930.2323 | -79.8766 | 1345.1086 | 2031 | 17807.5823 | 11146.0639 | -211.6802 | 3.0279 | -2893.9567 | 2031 | 20865.3702 | 11332.461 | 1327.0762 | 14.9896 | -3480.1401 | 2031 | 13293.0435 | 5248.4134 | 506.3178 | 893.2831 | -4707.4267 | 2031 | 36831.1854 | 4025.9115 | -8505.4691 | 1621.5498 | 13302.1646 | 2031 | 29985.5197 | 15893.7402 | -4930.2323 | -79.8766 | 1345.1086
2032 | 17463.4051 | 9360.9385 | -748.7653 | 1.1361 | -2145.8537 |  | 2032 | 21020.2277 | 9090.527 | 569.6307 | -6.9243 | -3175.6707 |  | 2032 | 12550.7076 | 5049.6339 | 576.4899 | 745.7386 | -5068.4807 | 2032 | 34517.7804 | 6577.3754 | -11549.5207 | 3078.9338 | 14468.3824 | 2032 | 29210.0094 | 14699.3538 | -1809.5349 | -70.8136 | 2083.564 | 2032 | 17463.4051 | 9360.9385 | -748.7653 | 1.1361 | -2145.8537 | 2032 | 21020.2277 | 9090.527 | 569.6307 | -6.9243 | -3175.6707 | 2032 | 12550.7076 | 5049.6339 | 576.4899 | 745.7386 | -5068.4807 | 2032 | 34517.7804 | 6577.3754 | -11549.5207 | 3078.9338 | 14468.3824 | 2032 | 29210.0094 | 14699.3538 | -1809.5349 | -70.8136 | 2083.564
2033 | 11865.623 | 9420.5998 | -3717.9786 | -3.3 | 2410.2158 |  | 2033 | 16835.9258 | 8841.7017 | 34.2855 | 12.8282 | -811.9608 |  | 2033 | 10051.1872 | 3161.1915 | 603.3292 | 522.1307 | -2627.8224 | 2033 | 69625.476 | 12023.3985 | -14170.5496 | 543.3449 | 11511.6087 | 2033 | 37034.4134 | 13239.3536 | 26471.1951 | -56.6709 | 7080.6648 | 2033 | 11865.623 | 9420.5998 | -3717.9786 | -3.3 | 2410.2158 | 2033 | 16835.9258 | 8841.7017 | 34.2855 | 12.8282 | -811.9608 | 2033 | 10051.1872 | 3161.1915 | 603.3292 | 522.1307 | -2627.8224 | 2033 | 69625.476 | 12023.3985 | -14170.5496 | 543.3449 | 11511.6087 | 2033 | 37034.4134 | 13239.3536 | 26471.1951 | -56.6709 | 7080.6648
2034 | 11109.0052 | 9988.581 | -2830.1924 | -19.6314 | -568.625 |  | 2034 | 17656.2078 | 10962.3232 | -2712.5701 | -63.9289 | -5773.3511 |  | 2034 | 8635.3961 | 2462.8344 | 554.7836 | 411.1161 | -2183.825 | 2034 | 60343.7328 | 10930.7716 | -14298.8384 | 1374.8088 | 13966.0363 | 2034 | 27827.8938 | 10440.1953 | 24105.2071 | 20.887 | 7091.1515 | 2034 | 11109.0052 | 9988.581 | -2830.1924 | -19.6314 | -568.625 | 2034 | 17656.2078 | 10962.3232 | -2712.5701 | -63.9289 | -5773.3511 | 2034 | 8635.3961 | 2462.8344 | 554.7836 | 411.1161 | -2183.825 | 2034 | 60343.7328 | 10930.7716 | -14298.8384 | 1374.8088 | 13966.0363 | 2034 | 27827.8938 | 10440.1953 | 24105.2071 | 20.887 | 7091.1515
Residual | 168168.2982 | 151207.2976 | -42843.497 | -297.1812 | -8607.855 |  | Residual | 267279.9544 | 165947.823 | -41062.9291 | -967.7573 | -87397.0808 |  | Residual | 130722.7642 | 37282.4264 | 8398.3225 | 6223.4823 | -33058.7771 | Residual | 913484.3882 | 165470.1945 | -216456.0436 | 20811.8779 | 211418.0801 | Residual | 421259.0997 | 158043.8422 | 364905.0089 | 316.1873 | 107345.9636 | Residual | 168168.2982 | 151207.2976 | -42843.497 | -297.1812 | -8607.855 | Residual | 267279.9544 | 165947.823 | -41062.9291 | -967.7573 | -87397.0808 | Residual | 130722.7642 | 37282.4264 | 8398.3225 | 6223.4823 | -33058.7771 | Residual | 913484.3882 | 165470.1945 | -216456.0436 | 20811.8779 | 211418.0801 | Residual | 421259.0997 | 158043.8422 | 364905.0089 | 316.1873 | 107345.9636
Do Nothing generation cost | [6 empty] | Do Nothing generation cost | [6 empty] | Do Nothing generation cost | [5 empty] | Do Nothing generation cost | [5 empty] | Do Nothing generation cost | [5 empty] | Do Nothing generation cost | [5 empty] | Do Nothing generation cost | [5 empty] | Do Nothing generation cost | [5 empty] | Do Nothing generation cost | [5 empty] | Do Nothing generation cost
Neutral 4 Deg | [6 empty] | NeutralWS 4 Deg | [6 empty] | Slow Change 4 Deg | [5 empty] | Fast Change 4 Deg | [5 empty] | NoIC 4 Deg | [5 empty] | Neutral 2 Deg | [5 empty] | NeutralWS 2 Deg | [5 empty] | Slow Change 2 Deg | [5 empty] | Fast Change 2 Deg | [5 empty] | NoIC 2 Deg
Year | NSW | QLD | SA | TAS | VIC |  | Year | NSW | QLD | SA | TAS | VIC |  | Year | NSW | QLD | SA | TAS | VIC | Year | NSW | QLD | SA | TAS | VIC | Year | NSW | QLD | SA | TAS | VIC | Year | NSW | QLD | SA | TAS | VIC | Year | NSW | QLD | SA | TAS | VIC | Year | NSW | QLD | SA | TAS | VIC | Year | NSW | QLD | SA | TAS | VIC | Year | NSW | QLD | SA | TAS | VIC
2020 | 0 | 0 | 0 | 0 | 0 |  | 2020 | 0 | 0 | 0 | 0 | 0 |  | 2020 | 0 | 0 | 0 | 0 | 0 | 2020 | 0 | 0 | 0 | 0 | 0 | 2020 | 0 | 0 | 0 | 0 | 0 | 2020 | 0 | 0 | 0 | 0 | 0 | 2020 | 0 | 0 | 0 | 0 | 0 | 2020 | 0 | 0 | 0 | 0 | 0 | 2020 | 0 | 0 | 0 | 0 | 0 | 2020 | 0 | 0 | 0 | 0 | 0
2021 | 0 | 0 | 0 | 0 | 0 |  | 2021 | 0 | 0 | 0 | 0 | 0 |  | 2021 | 0 | 0 | 0 | 0 | 0 | 2021 | 0 | 0 | 0 | 0 | 0 | 2021 | 0 | 0 | 0 | 0 | 0 | 2021 | 0 | 0 | 0 | 0 | 0 | 2021 | 0 | 0 | 0 | 0 | 0 | 2021 | 0 | 0 | 0 | 0 | 0 | 2021 | 0 | 0 | 0 | 0 | 0 | 2021 | 0 | 0 | 0 | 0 | 0
2022 | 0 | 0 | 0 | 0 | 0 |  | 2022 | 0 | 0 | 0 | 0 | 0 |  | 2022 | 0 | 0 | 0 | 0 | 0 | 2022 | 0 | 0 | 0 | 0 | 0 | 2022 | 0 | 0 | 0 | 0 | 0 | 2022 | 0 | 0 | 0 | 0 | 0 | 2022 | 0 | 0 | 0 | 0 | 0 | 2022 | 0 | 0 | 0 | 0 | 0 | 2022 | 0 | 0 | 0 | 0 | 0 | 2022 | 0 | 0 | 0 | 0 | 0
2023 | -11468.8643 | -6162.0948 | -2018.1725 | 24.6829 | -7967.2608 |  | 2023 | -11468.8643 | -6162.0948 | -2018.1725 | 24.6829 | -7967.2608 |  | 2023 | -2535.7729 | -1522.4707 | -569.4776 | -181.4049 | -7083.9713 | 2023 | -16285.6594 | -13366.8227 | -10999.1984 | -346.6979 | -10008.167 | 2023 | -11341.7858 | -5824.3838 | -900.156 | 36.0455 | -8114.9854 | 2023 | -11468.8643 | -6162.0948 | -2018.1725 | 24.6829 | -7967.2608 | 2023 | -11468.8643 | -6162.0948 | -2018.1725 | 24.6829 | -7967.2608 | 2023 | -2535.7729 | -1522.4707 | -569.4776 | -181.4049 | -7083.9713 | 2023 | -16285.6594 | -13366.8227 | -10999.1984 | -346.6979 | -10008.167 | 2023 | -11341.7858 | -5824.3838 | -900.156 | 36.0455 | -8114.9854
2024 | -9342.3088 | -4929.3214 | -1060.0093 | -6.3571 | -9557.9912 |  | 2024 | -11872.3779 | -7487.0108 | -1758.0135 | -3.2826 | -10351.7615 |  | 2024 | 2364.8396 | 335.7988 | -151.959 | -81.0264 | -9775.2611 | 2024 | -24070.7945 | -16990.4717 | -5780.5692 | -216.3827 | -12369.1384 | 2024 | -173.5573 | -2433.264 | 1709.2285 | 1.6735 | -12445.4004 | 2024 | -9342.3088 | -4929.3214 | -1060.0093 | -6.3571 | -9557.9912 | 2024 | -11872.3779 | -7487.0108 | -1758.0135 | -3.2826 | -10351.7615 | 2024 | 2364.8396 | 335.7988 | -151.959 | -81.0264 | -9775.2611 | 2024 | -24070.7945 | -16990.4717 | -5780.5692 | -216.3827 | -12369.1384 | 2024 | -173.5573 | -2433.264 | 1709.2285 | 1.6735 | -12445.4004
2025 | -5554.5047 | -5503.5341 | -1013.9797 | 3.3357 | -3569.4354 |  | 2025 | -2929.0282 | -2286.7693 | -1236.9007 | 4.6564 | -3921.0222 |  | 2025 | 3158.6414 | 1396.3964 | 463.4292 | -19.0334 | -3726.1536 | 2025 | -13330.8826 | -4545.3526 | -4511.8336 | -169.2211 | -7496.8112 | 2025 | -5382.9721 | -3708.3462 | 2593.5292 | -43.0805 | -5113.6808 | 2025 | -5554.5047 | -5503.5341 | -1013.9797 | 3.3357 | -3569.4354 | 2025 | -2929.0282 | -2286.7693 | -1236.9007 | 4.6564 | -3921.0222 | 2025 | 3158.6414 | 1396.3964 | 463.4292 | -19.0334 | -3726.1536 | 2025 | -13330.8826 | -4545.3526 | -4511.8336 | -169.2211 | -7496.8112 | 2025 | -5382.9721 | -3708.3462 | 2593.5292 | -43.0805 | -5113.6808

## Benefits - Option C2_Extend
Assumptions in use |  | Base Assumptions
Discount rate | 6% | 6%
Costs - $M | 105622.37 | 105622.3651
Payback period | 30 | 30
Keranglink timing | 2035 | 2035
Scenarios | Neutral 4 Deg | NeutralWS 4 Deg | Slow Change 4 Deg | Fast Change 4 Deg | NoIC 4 Deg | Neutral 2 Deg | NeutralWS 2 Deg | Slow Change 2 Deg | Fast Change 2 Deg | NoIC 2 Deg
NPV | -68226.297 | 0 | 0 | -46037.747 | 0 | -68226.297 | 0 | 0 | -46037.747 | 0
Scenario weightings | Neutral 4 Deg | NeutralWS 4 Deg | Slow Change 4 Deg | Fast Change 4 Deg | NoIC 4 Deg | Neutral 2 Deg | NeutralWS 2 Deg | Slow Change 2 Deg | Fast Change 2 Deg | NoIC 2 Deg | Total
Neutral | 70% | 0% | 0% | 0% | 0% | 30% | 0% | 0% | 0% | 0% | 100%
Fast | 0% | 0% | 0% | 70% | 0% | 0% | 0% | 0% | 30% | 0% | 100%
Placeholder | 0% | 0% | 0% | 0% | 0% | 0% | 0% | 0% | 0% | 0% | 0%
Placeholder | 0% | 0% | 0% | 0% | 0% | 0% | 0% | 0% | 0% | 0% | 0%
| Calculation parameters | Benefits - Option C2_Extend | Neutral 4 Deg | NeutralWS 4 Deg | Slow Change 4 Deg | Fast Change 4 Deg | NoIC 4 Deg | Neutral 2 Deg | NeutralWS 2 Deg | Slow Change 2 Deg | Fast Change 2 Deg | NoIC 2 Deg | Neutral | Fast | Placeholder | Placeholder
Discount rate | 6% | Base assumptions | -68226.3 | 0 | 0 | -46037.75 | 0 | -68226.3 | 0 | 0 | -46037.75 | 0 | -68226.3 | -46037.75 | 0 | 0
| 10% | Discount rate 10% | -60513.41 | 0 | 0 | -51024.7 | 0 | -60513.41 | 0 | 0 | -51024.7 | 0 | -60513.41 | -51024.7 | 0 | 0
| 3% | Discount rate 3% | -67821.85 | 0 | 0 | -19619.77 | 0 | -67821.85 | 0 | 0 | -19619.77 | 0 | -67821.85 | -19619.77 | 0 | 0
Costs - $M | 137309.0746 | Cost x 1.3 | -91427.15 | 0 | 0 | -69238.6 | 0 | -91427.15 | 0 | 0 | -69238.6 | 0 | -91427.15 | -69238.6 | 0 | 0
| 73935.6556 | Cost x 0.7 | -45025.44 | 0 | 0 | -22836.89 | 0 | -45025.44 | 0 | 0 | -22836.89 | 0 | -45025.44 | -22836.89 | 0 | 0
Keranglink timing | 2040 | Keranglink 2040 | -68226.3 | 0 | 0 | -46037.75 | 0 | -68226.3 | 0 | 0 | -46037.75 | 0 | -68226.3 | -46037.75 | 0 | 0
| 2030 | Keranglink 2030 | -68226.3 | 0 | 0 | -46037.75 | 0 | -68226.3 | 0 | 0 | -46037.75 | 0 | -68226.3 | -46037.75 | 0 | 0
Add more sensitivities here
PV cost |  | 84503.622
Region | Year | Investment Cost | OPEX
NEM | 2020 | 0 | 0
| 2021 | 0 | 0
| 2022 | 0 | 0
| 2023 | 0 | 0
| 2024 | 0 | 0
| 2025 | 7673.3502 | 764.3748
| 2026 | 7673.3502 | 764.3748
| 2027 | 7673.3502 | 764.3748
| 2028 | 7673.3502 | 764.3748
| 2029 | 7673.3502 | 764.3748
| 2030 | 7673.3502 | 764.3748
| 2031 | 7673.3502 | 764.3748
| 2032 | 7673.3502 | 764.3748
| 2033 | 7673.3502 | 764.3748
| 2034 | 7673.3502 | 764.3748
| Residual | 88012.7224 | 8767.3182
|  | Gross benefit | Net benefit | [5 empty] | Gross benefit | Net benefit | [5 empty] | Gross benefit | Net benefit |  |  |  |  | Gross benefit | Net benefit |  |  |  |  | Gross benefit | Net benefit |  |  |  |  | Gross benefit | Net benefit |  |  |  |  | Gross benefit | Net benefit |  |  |  |  | Gross benefit | Net benefit |  |  |  |  | Gross benefit | Net benefit |  |  |  |  | Gross benefit | Net benefit
| NPV | 16277.3249 | -68226.297 |  |  |  |  | NPV | [6 empty] | NPV | [5 empty] | NPV | 38465.8749 | -46037.747 |  |  |  | NPV | [5 empty] | NPV | 16277.3249 | -68226.297 |  |  |  | NPV | [5 empty] | NPV | [5 empty] | NPV | 38465.8749 | -46037.747 |  |  |  | NPV
Fuel cost benefits and costs | [25 empty] | Fuel cost benefits and costs | [5 empty] | Fuel cost benefits and costs
4 Deg - base capital cost | [25 empty] | Sensitivities | [5 empty] | 2 Deg - sensitivity capital cost
Neutral 4 Deg | [6 empty] | NeutralWS 4 Deg | [6 empty] | Slow Change 4 Deg | [5 empty] | Fast Change 4 Deg | [5 empty] | NoIC 4 Deg | [5 empty] | Neutral 2 Deg | [5 empty] | NeutralWS 2 Deg | [5 empty] | Slow Change 2 Deg | [5 empty] | Fast Change 2 Deg | [5 empty] | NoIC 2 Deg
Region | Year | Annual gross benefit |  |  |  |  | Region | Year | Annual gross benefit |  |  |  |  | Region | Year | Annual gross benefit |  |  |  | Region | Year | Annual gross benefit |  |  |  | Region | Year | Annual gross benefit |  |  |  | Region | Year | Annual gross benefit |  |  |  | Region | Year | Annual gross benefit |  |  |  | Region | Year | Annual gross benefit |  |  |  | Region | Year | Annual gross benefit |  |  |  | Region | Year | Annual gross benefit
NEM | 2020 | 0 |  |  |  |  | NEM | 2020 | 0 |  |  |  |  | NEM | 2020 | 0 |  |  |  | NEM | 2020 | 0 |  |  |  | NEM | 2020 | 0 |  |  |  | NEM | 2020 | 0 |  |  |  | NEM | 2020 | 0 |  |  |  | NEM | 2020 | 0 |  |  |  | NEM | 2020 | 0 |  |  |  | NEM | 2020 | 0
| 2021 | 0 | [5 empty] | 2021 | 0 | [5 empty] | 2021 | 0 |  |  |  |  | 2021 | 0 |  |  |  |  | 2021 | 0 |  |  |  |  | 2021 | 0 |  |  |  |  | 2021 | 0 |  |  |  |  | 2021 | 0 |  |  |  |  | 2021 | 0 |  |  |  |  | 2021 | 0
| 2022 | 0 | [5 empty] | 2022 | 0 | [5 empty] | 2022 | 0 |  |  |  |  | 2022 | 0 |  |  |  |  | 2022 | 0 |  |  |  |  | 2022 | 0 |  |  |  |  | 2022 | 0 |  |  |  |  | 2022 | 0 |  |  |  |  | 2022 | 0 |  |  |  |  | 2022 | 0
| 2023 | 0 | [5 empty] | 2023 | 0 | [5 empty] | 2023 | 0 |  |  |  |  | 2023 | 0 |  |  |  |  | 2023 | 0 |  |  |  |  | 2023 | 0 |  |  |  |  | 2023 | 0 |  |  |  |  | 2023 | 0 |  |  |  |  | 2023 | 0 |  |  |  |  | 2023 | 0
| 2024 | 0 | [5 empty] | 2024 | 0 | [5 empty] | 2024 | 0 |  |  |  |  | 2024 | 0 |  |  |  |  | 2024 | 0 |  |  |  |  | 2024 | 0 |  |  |  |  | 2024 | 0 |  |  |  |  | 2024 | 0 |  |  |  |  | 2024 | 0 |  |  |  |  | 2024 | 0
| 2025 | 634.1806 | [5 empty] | 2025 | 0 | [5 empty] | 2025 | 0 |  |  |  |  | 2025 | 122.6604 |  |  |  |  | 2025 | 0 |  |  |  |  | 2025 | 634.1806 |  |  |  |  | 2025 | 0 |  |  |  |  | 2025 | 0 |  |  |  |  | 2025 | 122.6604 |  |  |  |  | 2025 | 0
| 2026 | 804.9229 | [5 empty] | 2026 | 0 | [5 empty] | 2026 | 0 |  |  |  |  | 2026 | 1348.995 |  |  |  |  | 2026 | 0 |  |  |  |  | 2026 | 804.9229 |  |  |  |  | 2026 | 0 |  |  |  |  | 2026 | 0 |  |  |  |  | 2026 | 1348.995 |  |  |  |  | 2026 | 0
| 2027 | 1103.9768 | [5 empty] | 2027 | 0 | [5 empty] | 2027 | 0 |  |  |  |  | 2027 | 295.642 |  |  |  |  | 2027 | 0 |  |  |  |  | 2027 | 1103.9768 |  |  |  |  | 2027 | 0 |  |  |  |  | 2027 | 0 |  |  |  |  | 2027 | 295.642 |  |  |  |  | 2027 | 0
| 2028 | 468.7864 | [5 empty] | 2028 | 0 | [5 empty] | 2028 | 0 |  |  |  |  | 2028 | -342.9392 |  |  |  |  | 2028 | 0 |  |  |  |  | 2028 | 468.7864 |  |  |  |  | 2028 | 0 |  |  |  |  | 2028 | 0 |  |  |  |  | 2028 | -342.9392 |  |  |  |  | 2028 | 0
| 2029 | -253.1284 | [5 empty] | 2029 | 0 | [5 empty] | 2029 | 0 |  |  |  |  | 2029 | 1105.8961 |  |  |  |  | 2029 | 0 |  |  |  |  | 2029 | -253.1284 |  |  |  |  | 2029 | 0 |  |  |  |  | 2029 | 0 |  |  |  |  | 2029 | 1105.8961 |  |  |  |  | 2029 | 0
| 2030 | 1661.3273 | [5 empty] | 2030 | 0 | [5 empty] | 2030 | 0 |  |  |  |  | 2030 | 2905.8106 |  |  |  |  | 2030 | 0 |  |  |  |  | 2030 | 1661.3273 |  |  |  |  | 2030 | 0 |  |  |  |  | 2030 | 0 |  |  |  |  | 2030 | 2905.8106 |  |  |  |  | 2030 | 0
| 2031 | 1328.4239 | [5 empty] | 2031 | 0 | [5 empty] | 2031 | 0 |  |  |  |  | 2031 | 4311.5262 |  |  |  |  | 2031 | 0 |  |  |  |  | 2031 | 1328.4239 |  |  |  |  | 2031 | 0 |  |  |  |  | 2031 | 0 |  |  |  |  | 2031 | 4311.5262 |  |  |  |  | 2031 | 0
| 2032 | 585.2723 | [5 empty] | 2032 | 0 | [5 empty] | 2032 | 0 |  |  |  |  | 2032 | 3721.951 |  |  |  |  | 2032 | 0 |  |  |  |  | 2032 | 585.2723 |  |  |  |  | 2032 | 0 |  |  |  |  | 2032 | 0 |  |  |  |  | 2032 | 3721.951 |  |  |  |  | 2032 | 0
| 2033 | 1851.158 | [5 empty] | 2033 | 0 | [5 empty] | 2033 | 0 |  |  |  |  | 2033 | 5940.8659 |  |  |  |  | 2033 | 0 |  |  |  |  | 2033 | 1851.158 |  |  |  |  | 2033 | 0 |  |  |  |  | 2033 | 0 |  |  |  |  | 2033 | 5940.8659 |  |  |  |  | 2033 | 0
| 2034 | 1856.5088 | [5 empty] | 2034 | 0 | [5 empty] | 2034 | 0 |  |  |  |  | 2034 | 4522.3998 |  |  |  |  | 2034 | 0 |  |  |  |  | 2034 | 1856.5088 |  |  |  |  | 2034 | 0 |  |  |  |  | 2034 | 0 |  |  |  |  | 2034 | 4522.3998 |  |  |  |  | 2034 | 0
| Residual | 28103.8591 | [5 empty] | Residual | 0 | [5 empty] | Residual | 0 |  |  |  |  | Residual | 68460.1596 |  |  |  |  | Residual | 0 |  |  |  |  | Residual | 28103.8591 |  |  |  |  | Residual | 0 |  |  |  |  | Residual | 0 |  |  |  |  | Residual | 68460.1596 |  |  |  |  | Residual | 0
Capital cost savings $000 | [6 empty] | Capital cost savings $000 | [6 empty] | Capital cost savings $000 | [5 empty] | Capital cost savings $000 | [5 empty] | Capital cost savings $000 | [5 empty] | Capital cost savings $000 | [5 empty] | Capital cost savings $000 | [5 empty] | Capital cost savings $000 | [5 empty] | Capital cost savings $000 | [5 empty] | Capital cost savings $000
Neutral 4 Deg |  | 0 |  |  |  |  | NeutralWS 4 Deg |  | 0 |  |  |  |  | Slow Change 4 Deg |  | 0 |  |  |  | Fast Change 4 Deg |  | 0 |  |  |  | NoIC 4 Deg | [5 empty] | Neutral 2 Deg |  | 0 |  |  |  | NeutralWS 2 Deg |  | 0 |  |  |  | Slow Change 2 Deg |  | 0 |  |  |  | Fast Change 2 Deg |  | 0 |  |  |  | NoIC 2 Deg
Region | Year | Gross benefit |  |  |  |  | Region | Year | Gross benefit |  |  |  |  | Region | Year | Gross benefit |  |  |  | Region | Year | Gross benefit |  |  |  | Region | Year | Gross benefit |  |  |  | Region | Year | Gross benefit |  |  |  | Region | Year | Gross benefit |  |  |  | Region | Year | Gross benefit |  |  |  | Region | Year | Gross benefit |  |  |  | Region | Year | Gross benefit
NEM | 2020 | [5 empty] | NEM | 2020 | [5 empty] | NEM | 2020 |  |  |  |  | NEM | 2020 |  |  |  |  | NEM | 2020 |  |  |  |  | NEM | 2020 |  |  |  |  | NEM | 2020 |  |  |  |  | NEM | 2020 |  |  |  |  | NEM | 2020 |  |  |  |  | NEM | 2020
| 2021 | [6 empty] | 2021 | [6 empty] | 2021 | [5 empty] | 2021 | [5 empty] | 2021 | [5 empty] | 2021 | [5 empty] | 2021 | [5 empty] | 2021 | [5 empty] | 2021 | [5 empty] | 2021
| 2022 | [6 empty] | 2022 | [6 empty] | 2022 | [5 empty] | 2022 | [5 empty] | 2022 | [5 empty] | 2022 | [5 empty] | 2022 | [5 empty] | 2022 | [5 empty] | 2022 | [5 empty] | 2022
| 2023 | [6 empty] | 2023 | [6 empty] | 2023 | [5 empty] | 2023 | [5 empty] | 2023 | [5 empty] | 2023 | [5 empty] | 2023 | [5 empty] | 2023 | [5 empty] | 2023 | [5 empty] | 2023
| 2024 | [6 empty] | 2024 | [6 empty] | 2024 | [5 empty] | 2024 | [5 empty] | 2024 | [5 empty] | 2024 | [5 empty] | 2024 | [5 empty] | 2024 | [5 empty] | 2024 | [5 empty] | 2024
| 2025 | [6 empty] | 2025 | [6 empty] | 2025 | [5 empty] | 2025 | [5 empty] | 2025 | [5 empty] | 2025 | [5 empty] | 2025 | [5 empty] | 2025 | [5 empty] | 2025 | [5 empty] | 2025
| 2026 | [6 empty] | 2026 | [6 empty] | 2026 | [5 empty] | 2026 | [5 empty] | 2026 | [5 empty] | 2026 | [5 empty] | 2026 | [5 empty] | 2026 | [5 empty] | 2026 | [5 empty] | 2026
| 2027 | [6 empty] | 2027 | [6 empty] | 2027 | [5 empty] | 2027 | [5 empty] | 2027 | [5 empty] | 2027 | [5 empty] | 2027 | [5 empty] | 2027 | [5 empty] | 2027 | [5 empty] | 2027
| 2028 | [6 empty] | 2028 | [6 empty] | 2028 | [5 empty] | 2028 | [5 empty] | 2028 | [5 empty] | 2028 | [5 empty] | 2028 | [5 empty] | 2028 | [5 empty] | 2028 | [5 empty] | 2028
| 2029 | [6 empty] | 2029 | [6 empty] | 2029 | [5 empty] | 2029 | [5 empty] | 2029 | [5 empty] | 2029 | [5 empty] | 2029 | [5 empty] | 2029 | [5 empty] | 2029 | [5 empty] | 2029
| 2030 | [6 empty] | 2030 | [6 empty] | 2030 | [5 empty] | 2030 | [5 empty] | 2030 | [5 empty] | 2030 | [5 empty] | 2030 | [5 empty] | 2030 | [5 empty] | 2030 | [5 empty] | 2030
| 2031 | [6 empty] | 2031 | [6 empty] | 2031 | [5 empty] | 2031 | [5 empty] | 2031 | [5 empty] | 2031 | [5 empty] | 2031 | [5 empty] | 2031 | [5 empty] | 2031 | [5 empty] | 2031
| 2032 | [6 empty] | 2032 | [6 empty] | 2032 | [5 empty] | 2032 | [5 empty] | 2032 | [5 empty] | 2032 | [5 empty] | 2032 | [5 empty] | 2032 | [5 empty] | 2032 | [5 empty] | 2032
| 2033 | [6 empty] | 2033 | [6 empty] | 2033 | [5 empty] | 2033 | [5 empty] | 2033 | [5 empty] | 2033 | [5 empty] | 2033 | [5 empty] | 2033 | [5 empty] | 2033 | [5 empty] | 2033
| 2034 | [6 empty] | 2034 | [6 empty] | 2034 | [5 empty] | 2034 | [5 empty] | 2034 | [5 empty] | 2034 | [5 empty] | 2034 | [5 empty] | 2034 | [5 empty] | 2034 | [5 empty] | 2034
| Terminal | [6 empty] | Terminal | [6 empty] | Terminal | [5 empty] | Terminal | [5 empty] | Terminal | [5 empty] | Terminal | 0 |  |  |  |  | Terminal | [5 empty] | Terminal | [5 empty] | Terminal | [5 empty] | Terminal
Generation fuel cost savings $000 | [6 empty] | Generation fuel cost savings $000 | [6 empty] | Generation fuel cost savings $000 | [5 empty] | Generation fuel cost savings $000 | [5 empty] | Generation fuel cost savings $000 | [5 empty] | Generation fuel cost savings $000 | [5 empty] | Generation fuel cost savings $000 | [5 empty] | Generation fuel cost savings $000 | [5 empty] | Generation fuel cost savings $000 | [5 empty] | Generation fuel cost savings $000
Neutral 4 Deg | [6 empty] | NeutralWS 4 Deg | [6 empty] | Slow Change 4 Deg | [5 empty] | Fast Change 4 Deg | [5 empty] | NoIC 4 Deg | [5 empty] | Neutral 2 Deg | [5 empty] | NeutralWS 2 Deg | [5 empty] | Slow Change 2 Deg | [5 empty] | Fast Change 2 Deg | [5 empty] | NoIC 2 Deg
Year | NSW | QLD | SA | TAS | VIC |  | Year | NSW | QLD | SA | TAS | VIC |  | Year | NSW | QLD | SA | TAS | VIC | Year | NSW | QLD | SA | TAS | VIC | Year | NSW | QLD | SA | TAS | VIC | Year | NSW | QLD | SA | TAS | VIC | Year | NSW | QLD | SA | TAS | VIC | Year | NSW | QLD | SA | TAS | VIC | Year | NSW | QLD | SA | TAS | VIC | Year | NSW | QLD | SA | TAS | VIC
2020 | 0 | 0 | 0 | 0 | 0 |  | 2020 | [6 empty] | 2020 | [5 empty] | 2020 | 0 | 0 | 0 | 0 | 0 | 2020 | [5 empty] | 2020 | 0 | 0 | 0 | 0 | 0 | 2020 | [5 empty] | 2020 | [5 empty] | 2020 | 0 | 0 | 0 | 0 | 0 | 2020
2021 | 0 | 0 | 0 | 0 | 0 |  | 2021 | [6 empty] | 2021 | [5 empty] | 2021 | 0 | 0 | 0 | 0 | 0 | 2021 | [5 empty] | 2021 | 0 | 0 | 0 | 0 | 0 | 2021 | [5 empty] | 2021 | [5 empty] | 2021 | 0 | 0 | 0 | 0 | 0 | 2021
2022 | 0 | 0 | 0 | 0 | 0 |  | 2022 | [6 empty] | 2022 | [5 empty] | 2022 | 0 | 0 | 0 | 0 | 0 | 2022 | [5 empty] | 2022 | 0 | 0 | 0 | 0 | 0 | 2022 | [5 empty] | 2022 | [5 empty] | 2022 | 0 | 0 | 0 | 0 | 0 | 2022
2023 | 43.2127 | -24.6593 | 134.9031 | -0.68985 | -139.6201 |  | 2023 | [6 empty] | 2023 | [5 empty] | 2023 | 0 | 0 | 0 | 0 | 0 | 2023 | [5 empty] | 2023 | 43.2127 | -24.6593 | 134.9031 | -0.68985 | -139.6201 | 2023 | [5 empty] | 2023 | [5 empty] | 2023 | 0 | 0 | 0 | 0 | 0 | 2023
2024 | -152.9099 | -86.5387 | -176.3641 | -3.3123 | -198.4734 |  | 2024 | [6 empty] | 2024 | [5 empty] | 2024 | -133.8692 | 656.4798 | 344.3194 | 39.9307 | 265.9224 | 2024 | [5 empty] | 2024 | -152.9099 | -86.5387 | -176.3641 | -3.3123 | -198.4734 | 2024 | [5 empty] | 2024 | [5 empty] | 2024 | -133.8692 | 656.4798 | 344.3194 | 39.9307 | 265.9224 | 2024
2025 | -274.9397 | 507.468 | 269.899 | 29.5387 | 102.2146 |  | 2025 | [6 empty] | 2025 | [5 empty] | 2025 | 399.0008 | 336.6164 | -251.3259 | 8.8105 | -370.4414 | 2025 | [5 empty] | 2025 | -274.9397 | 507.468 | 269.899 | 29.5387 | 102.2146 | 2025 | [5 empty] | 2025 | [5 empty] | 2025 | 399.0008 | 336.6164 | -251.3259 | 8.8105 | -370.4414 | 2025
2026 | -272.9594 | 598.8276 | 394.1078 | -0.73712 | 85.6841 |  | 2026 | [6 empty] | 2026 | [5 empty] | 2026 | -789.6043 | 504.8599 | 572.4687 | 809.596 | 251.6746 | 2026 | [5 empty] | 2026 | -272.9594 | 598.8276 | 394.1078 | -0.73712 | 85.6841 | 2026 | [5 empty] | 2026 | [5 empty] | 2026 | -789.6043 | 504.8599 | 572.4687 | 809.596 | 251.6746 | 2026
2027 | 638.3624 | -11.5025 | -84.6276 | 0.96538 | 560.7791 |  | 2027 | [6 empty] | 2027 | [5 empty] | 2027 | -128.6658 | 566.1679 | -619.7803 | 0.20374 | 477.7166 | 2027 | [5 empty] | 2027 | 638.3624 | -11.5025 | -84.6276 | 0.96538 | 560.7791 | 2027 | [5 empty] | 2027 | [5 empty] | 2027 | -128.6658 | 566.1679 | -619.7803 | 0.20374 | 477.7166 | 2027
2028 | 218.444 | 356.3708 | 159.5228 | 1.9247 | -267.476 |  | 2028 | [6 empty] | 2028 | [5 empty] | 2028 | 2373.5152 | -1067.8344 | -1667.5102 | 121.3897 | -102.4995 | 2028 | [5 empty] | 2028 | 218.444 | 356.3708 | 159.5228 | 1.9247 | -267.476 | 2028 | [5 empty] | 2028 | [5 empty] | 2028 | 2373.5152 | -1067.8344 | -1667.5102 | 121.3897 | -102.4995 | 2028
2029 | -206.954 | -127.8354 | -118.1302 | -10.9584 | 210.7495 |  | 2029 | [6 empty] | 2029 | [5 empty] | 2029 | -1024.2977 | 294.2492 | 610.4031 | 799.9181 | 425.6234 | 2029 | [5 empty] | 2029 | -206.954 | -127.8354 | -118.1302 | -10.9584 | 210.7495 | 2029 | [5 empty] | 2029 | [5 empty] | 2029 | -1024.2977 | 294.2492 | 610.4031 | 799.9181 | 425.6234 | 2029
2030 | 1387.9044 | -220.313 | 338.12 | 1.3165 | 154.2995 |  | 2030 | [6 empty] | 2030 | [5 empty] | 2030 | 36.718 | 803.1895 | 1009.8034 | -105.0678 | 1161.1675 | 2030 | [5 empty] | 2030 | 1387.9044 | -220.313 | 338.12 | 1.3165 | 154.2995 | 2030 | [5 empty] | 2030 | [5 empty] | 2030 | 36.718 | 803.1895 | 1009.8034 | -105.0678 | 1161.1675 | 2030
2031 | 1737.0801 | -537.313 | -224.8699 | 4.7799 | 348.7468 |  | 2031 | [6 empty] | 2031 | [5 empty] | 2031 | 3778.0893 | -476.5837 | 273.0005 | 50.3335 | 686.6866 | 2031 | [5 empty] | 2031 | 1737.0801 | -537.313 | -224.8699 | 4.7799 | 348.7468 | 2031 | [5 empty] | 2031 | [5 empty] | 2031 | 3778.0893 | -476.5837 | 273.0005 | 50.3335 | 686.6866 | 2031
2032 | 657.0656 | -20.1277 | -38.7697 | 1.2881 | -14.184 |  | 2032 | [6 empty] | 2032 | [5 empty] | 2032 | 2353.3363 | 192.3994 | -221.8986 | 593.86 | 804.2539 | 2032 | [5 empty] | 2032 | 657.0656 | -20.1277 | -38.7697 | 1.2881 | -14.184 | 2032 | [5 empty] | 2032 | [5 empty] | 2032 | 2353.3363 | 192.3994 | -221.8986 | 593.86 | 804.2539 | 2032
2033 | -109.5417 | 1062.9201 | 112.2902 | 2.625 | 782.8644 |  | 2033 | [6 empty] | 2033 | [5 empty] | 2033 | 1153.9642 | 766.6713 | -1354.1162 | 1219.0245 | 4155.322 | 2033 | [5 empty] | 2033 | -109.5417 | 1062.9201 | 112.2902 | 2.625 | 782.8644 | 2033 | [5 empty] | 2033 | [5 empty] | 2033 | 1153.9642 | 766.6713 | -1354.1162 | 1219.0245 | 4155.322 | 2033
2034 | 3543.8258 | -1384.2356 | -583.7387 | 1.512 | 279.1452 |  | 2034 | [6 empty] | 2034 | [5 empty] | 2034 | 1564.8327 | 463.823 | -760.6655 | 2216.9619 | 1037.4476 | 2034 | [5 empty] | 2034 | 3543.8258 | -1384.2356 | -583.7387 | 1.512 | 279.1452 | 2034 | [5 empty] | 2034 | [5 empty] | 2034 | 1564.8327 | 463.823 | -760.6655 | 2216.9619 | 1037.4476 | 2034
Residual | 53646.492 | -20954.5806 | -8836.6459 | 22.8884 | 4225.7051 |  | Residual | [6 empty] | Residual | [5 empty] | Residual | 23688.4622 | 7021.3595 | -11514.9658 | 33560.405 | 15704.8987 | Residual | [5 empty] | Residual | 53646.492 | -20954.5806 | -8836.6459 | 22.8884 | 4225.7051 | Residual | [5 empty] | Residual | [5 empty] | Residual | 23688.4622 | 7021.3595 | -11514.9658 | 33560.405 | 15704.8987 | Residual
Do Nothing generation cost | [6 empty] | Do Nothing generation cost | [6 empty] | Do Nothing generation cost | [5 empty] | Do Nothing generation cost | [5 empty] | Do Nothing generation cost | [5 empty] | Do Nothing generation cost | [5 empty] | Do Nothing generation cost | [5 empty] | Do Nothing generation cost | [5 empty] | Do Nothing generation cost | [5 empty] | Do Nothing generation cost
Neutral 4 Deg | [6 empty] | NeutralWS 4 Deg | [6 empty] | Slow Change 4 Deg | [5 empty] | Fast Change 4 Deg | [5 empty] | NoIC 4 Deg | [5 empty] | Neutral 2 Deg | [5 empty] | NeutralWS 2 Deg | [5 empty] | Slow Change 2 Deg | [5 empty] | Fast Change 2 Deg | [5 empty] | NoIC 2 Deg
Year | NSW | QLD | SA | TAS | VIC |  | Year | NSW | QLD | SA | TAS | VIC |  | Year | NSW | QLD | SA | TAS | VIC | Year | NSW | QLD | SA | TAS | VIC | Year | NSW | QLD | SA | TAS | VIC | Year | NSW | QLD | SA | TAS | VIC | Year | NSW | QLD | SA | TAS | VIC | Year | NSW | QLD | SA | TAS | VIC | Year | NSW | QLD | SA | TAS | VIC | Year | NSW | QLD | SA | TAS | VIC
2020 | [6 empty] | 2020 | [6 empty] | 2020 | [5 empty] | 2020 | [5 empty] | 2020 | [5 empty] | 2020 | [5 empty] | 2020 | [5 empty] | 2020 | [5 empty] | 2020 | [5 empty] | 2020
2021 | [6 empty] | 2021 | [6 empty] | 2021 | [5 empty] | 2021 | [5 empty] | 2021 | [5 empty] | 2021 | [5 empty] | 2021 | [5 empty] | 2021 | [5 empty] | 2021 | [5 empty] | 2021
2022 | [6 empty] | 2022 | [6 empty] | 2022 | [5 empty] | 2022 | [5 empty] | 2022 | [5 empty] | 2022 | [5 empty] | 2022 | [5 empty] | 2022 | [5 empty] | 2022 | [5 empty] | 2022
2023 | [6 empty] | 2023 | [6 empty] | 2023 | [5 empty] | 2023 | [5 empty] | 2023 | [5 empty] | 2023 | [5 empty] | 2023 | [5 empty] | 2023 | [5 empty] | 2023 | [5 empty] | 2023
2024 | [6 empty] | 2024 | [6 empty] | 2024 | [5 empty] | 2024 | [5 empty] | 2024 | [5 empty] | 2024 | [5 empty] | 2024 | [5 empty] | 2024 | [5 empty] | 2024 | [5 empty] | 2024
2025 | [6 empty] | 2025 | [6 empty] | 2025 | [5 empty] | 2025 | [5 empty] | 2025 | [5 empty] | 2025 | [5 empty] | 2025 | [5 empty] | 2025 | [5 empty] | 2025 | [5 empty] | 2025

## Benefits - Option B3 MA
Assumptions in use |  | Base Assumptions
Discount rate | 6% | 6%
Costs - $M | 334810.252 | 334810.252
Payback period | 30 | 30
Keranglink timing | 2035 | 2035
Scenarios | Neutral 4 Deg | NeutralWS 4 Deg | Slow Change 4 Deg | Fast Change 4 Deg | NoIC 4 Deg | Neutral 2 Deg | NeutralWS 2 Deg | Slow Change 2 Deg | Fast Change 2 Deg | NoIC 2 Deg
NPV | 70266.6841 | 97589.7893 | 57237.6064 | 409377.1046 | 549501.0267 | 105152.2391 | 133266.5207 | 88706.9651 | 448215.5523 | 584386.5818
Scenario weightings | Neutral 4 Deg | NeutralWS 4 Deg | Slow Change 4 Deg | Fast Change 4 Deg | NoIC 4 Deg | Neutral 2 Deg | NeutralWS 2 Deg | Slow Change 2 Deg | Fast Change 2 Deg | NoIC 2 Deg | Total
Scenario weighting A - Equal | 14% | 14% | 14% | 14% | 14% | 6% | 6% | 6% | 6% | 6% | 100%
Scenario weighting B - 60 %Neutral | 21% | 21% | 9.333% | 9.333% | 9.333% | 9% | 9% | 4% | 4% | 4% | 100%
Scenario weighting C - 60% Slow Change | 7% | 7% | 42% | 7% | 7% | 3% | 3% | 18% | 3% | 3% | 100%
Scenario weighting D - 60% Fast Change | 7% | 7% | 7% | 42% | 7% | 3% | 3% | 3% | 18% | 3% | 100%
| Calculation parameters | Benefits - Option B3 MA | Neutral 4 Deg | NeutralWS 4 Deg | Slow Change 4 Deg | Fast Change 4 Deg | NoIC 4 Deg | Neutral 2 Deg | NeutralWS 2 Deg | Slow Change 2 Deg | Fast Change 2 Deg | NoIC 2 Deg | Scenario weighting A - Equal | Scenario weighting B - 60 %Neutral | Scenario weighting C - 60% Slow Change | Scenario weighting D - 60% Fast Change
Discount rate | 6% | Base assumptions | 70266.68 | 97589.79 | 57237.61 | 409377.1 | 549501.03 | 105152.24 | 133266.52 | 88706.97 | 448215.55 | 584386.58 | 247339.781 | 196397.3802 | 157009.0995 | 334184.208
| 10% | Discount rate 10% | -18620.77 | -9260.45 | -12585.95 | 109858.84 | 208673.41 | 6397.98 | 16342.03 | 10273.93 | 137570.9 | 233692.16 | 63185.7312 | 40008.0123 | 28728.8726 | 90679.0946
| 3% | Discount rate 3% | 227836.03 | 293653.72 | 171697 | 1014485.98 | 1212257.51 | 273712.81 | 340543.2 | 212670.4 | 1065759.94 | 1258134.29 | 597839.472 | 490112.9193 | 390914.246 | 813853.82
Costs - $M | 435253.3276 | Cost x 1.3 | -3196.21 | 24126.89 | -16225.29 | 335914.21 | 476038.13 | 31689.34 | 59803.62 | 15244.07 | 374752.66 | 510923.69 | 173876.885 | 122934.484 | 83546.2015 | 260721.315
| 234367.1764 | Cost x 0.7 | 143729.57 | 171052.68 | 130700.49 | 482839.99 | 622963.92 | 178615.13 | 206729.41 | 162169.85 | 521678.44 | 657849.47 | 320802.669 | 269860.2688 | 230471.9835 | 407647.097
Keranglink timing | 2040 | Keranglink 2040 | 70266.68 | 97589.79 | 57237.61 | 409377.1 | 549501.03 | 105152.24 | 133266.52 | 88706.97 | 448215.55 | 584386.58 | 247339.781 | 196397.3802 | 157009.0995 | 334184.208
| 2030 | Keranglink 2030 | 70266.68 | 97589.79 | 57237.61 | 409377.1 | 549501.03 | 105152.24 | 133266.52 | 88706.97 | 448215.55 | 584386.58 | 247339.781 | 196397.3802 | 157009.0995 | 334184.208
Add more sensitivities here
PV cost - option B3 + minor augmentations |  | 286737.4 |  |  | Minor augmentations
Region | Year | Investment Cost | OPEX |  | Region | Year | CAPEX cost | OPEX cost | Benefit
NEM | 2020 | 7482.1963 | 0 |  | Vic | 2020 | 0 | 0 | 0
| 2021 | 15740.777 | 90.4254 |  |  | 2021 | 5500 | 90.4254 | 1065.751
| 2022 | 10814.5867 | 90.4254 |  |  | 2022 | 0 | 90.4254 | 1524.3383
| 2023 | 4085.6148 | 806.0966 |  |  | 2023 | 0 | 90.4254 | 3180.7194
| 2024 | 22870.622 | 951.2587 |  |  | 2024 | 0 | 90.4254 | 1429.2507
| 2025 | 22870.622 | 860.8333 |  |  | 2025 | 0 | 0 | 0
| 2026 | 22870.622 | 860.8333 |  |  | 2026 | 0 | 0 | 0
| 2027 | 22870.622 | 860.8333 |  |  | 2027 | 0 | 0 | 0
| 2028 | 22870.622 | 860.8333 |  |  | 2028 | 0 | 0 | 0
| 2029 | 22870.622 | 860.8333 |  |  | 2029 | 0 | 0 | 0
| 2030 | 22870.622 | 860.8333 |  |  | 2030 | 0 | 0 | 0
| 2031 | 22870.622 | 860.8333 |  |  | 2031 | 0 | 0 | 0
| 2032 | 22870.622 | 860.8333 |  |  | 2032 | 0 | 0 | 0
| 2033 | 22870.622 | 860.8333 |  |  | 2033 | 0 | 0 | 0
| 2034 | 22870.622 | 860.8333 |  |  | 2034 | 0 | 0 | 0
| Residual | 255193.0644 | 9605.2784 |  |  | Residual | 0 | 0 | 0
|  | Gross benefit | Net benefit | [5 empty] | Gross benefit | Net benefit | [5 empty] | Gross benefit | Net benefit |  |  |  |  | Gross benefit | Net benefit |  |  |  |  | Gross benefit | Net benefit |  |  |  |  | Gross benefit | Net benefit |  |  |  |  | Gross benefit | Net benefit |  |  |  |  | Gross benefit | Net benefit |  |  |  |  | Gross benefit | Net benefit |  |  |  |  | Gross benefit | Net benefit
| NPV | 357004.0841 | 70266.6841 |  |  |  |  | NPV | 384327.1893 | 97589.7893 |  |  |  |  | NPV | 343975.0064 | 57237.6064 |  |  |  | NPV | 696114.5046 | 409377.1046 |  |  |  | NPV | 836238.4267 | 549501.0267 |  |  |  | NPV | 391889.6391 | 105152.2391 |  |  |  | NPV | 420003.9207 | 133266.5207 |  |  |  | NPV | 375444.3651 | 88706.9651 |  |  |  | NPV | 734952.9524 | 448215.5523 |  |  |  | NPV | 871123.9818 | 584386.5818
Fuel cost benefits and costs | [25 empty] | Fuel cost benefits and costs | [5 empty] | Fuel cost benefits and costs
4 Deg - base capital cost | [25 empty] | Sensitivities | [5 empty] | 2 Deg - sensitivity capital cost
Neutral 4 Deg | [6 empty] | NeutralWS 4 Deg | [6 empty] | Slow Change 4 Deg | [5 empty] | Fast Change 4 Deg | [5 empty] | NoIC 4 Deg | [5 empty] | Neutral 2 Deg | [5 empty] | NeutralWS 2 Deg | [5 empty] | Slow Change 2 Deg | [5 empty] | Fast Change 2 Deg | [5 empty] | NoIC 2 Deg
Region | Year | Annual gross benefit |  |  |  |  | Region | Year | Annual gross benefit |  |  |  |  | Region | Year | Annual gross benefit |  |  |  | Region | Year | Annual gross benefit |  |  |  | Region | Year | Annual gross benefit |  |  |  | Region | Year | Annual gross benefit |  |  |  | Region | Year | Annual gross benefit |  |  |  | Region | Year | Annual gross benefit |  |  |  | Region | Year | Annual gross benefit |  |  |  | Region | Year | Annual gross benefit
NEM | 2020 | 0 |  |  |  |  | NEM | 2020 | 0 |  |  |  |  | NEM | 2020 | 0 |  |  |  | NEM | 2020 | 0 |  |  |  | NEM | 2020 | 0 |  |  |  | NEM | 2020 | 0 |  |  |  | NEM | 2020 | 0 |  |  |  | NEM | 2020 | 0 |  |  |  | NEM | 2020 | 0 |  |  |  | NEM | 2020 | 0
| 2021 | 1065.751 | [5 empty] | 2021 | 1065.751 | [5 empty] | 2021 | 1065.751 |  |  |  |  | 2021 | 1065.751 |  |  |  |  | 2021 | 1065.751 |  |  |  |  | 2021 | 1065.751 |  |  |  |  | 2021 | 1065.751 |  |  |  |  | 2021 | 1065.751 |  |  |  |  | 2021 | 1065.751 |  |  |  |  | 2021 | 1065.751
| 2022 | 1524.3383 | [5 empty] | 2022 | 1524.3383 | [5 empty] | 2022 | 1524.3383 |  |  |  |  | 2022 | 1524.3383 |  |  |  |  | 2022 | 1524.3383 |  |  |  |  | 2022 | 1524.3383 |  |  |  |  | 2022 | 1524.3383 |  |  |  |  | 2022 | 1524.3383 |  |  |  |  | 2022 | 1524.3383 |  |  |  |  | 2022 | 1524.3383
| 2023 | 40248.0049 | [5 empty] | 2023 | 40248.0049 | [5 empty] | 2023 | 58655.8077 |  |  |  |  | 2023 | 25870.0078 |  |  |  |  | 2023 | 41694.449 |  |  |  |  | 2023 | 46196.5466 |  |  |  |  | 2023 | 46196.5466 |  |  |  |  | 2023 | 64794.7727 |  |  |  |  | 2023 | 32000.6935 |  |  |  |  | 2023 | 47642.9907
| 2024 | 56074.4269 | [5 empty] | 2024 | 55504.4116 | [5 empty] | 2024 | 69550.1446 |  |  |  |  | 2024 | 39908.3272 |  |  |  |  | 2024 | 76768.8034 |  |  |  |  | 2024 | 62837.2925 |  |  |  |  | 2024 | 62528.5238 |  |  |  |  | 2024 | 76284.3235 |  |  |  |  | 2024 | 47198.8564 |  |  |  |  | 2024 | 83531.6691
| 2025 | 24687.5351 | [5 empty] | 2025 | 24775.036 | [5 empty] | 2025 | 30164.1456 |  |  |  |  | 2025 | 21197.6118 |  |  |  |  | 2025 | 46224.8532 |  |  |  |  | 2025 | 28067.931 |  |  |  |  | 2025 | 28446.7825 |  |  |  |  | 2025 | 33547.4779 |  |  |  |  | 2025 | 25136.2427 |  |  |  |  | 2025 | 49605.2491
| 2026 | 24160.2121 | [5 empty] | 2026 | 19972.4796 | [5 empty] | 2026 | 29214.6443 |  |  |  |  | 2026 | 14686.9749 |  |  |  |  | 2026 | 49081.5336 |  |  |  |  | 2026 | 27908.153 |  |  |  |  | 2026 | 23652.557 |  |  |  |  | 2026 | 32598.6776 |  |  |  |  | 2026 | 18625.6058 |  |  |  |  | 2026 | 52829.4745
| 2027 | 28042.2047 | [5 empty] | 2027 | 24229.2256 | [5 empty] | 2027 | 29250.763 |  |  |  |  | 2027 | 20599.1914 |  |  |  |  | 2027 | 48159.6797 |  |  |  |  | 2027 | 31790.1456 |  |  |  |  | 2027 | 28118.4739 |  |  |  |  | 2027 | 32579.4961 |  |  |  |  | 2027 | 24537.8223 |  |  |  |  | 2027 | 51907.6207
| 2028 | 36889.5202 | [5 empty] | 2028 | 33186.0636 | [5 empty] | 2028 | 34280.9794 |  |  |  |  | 2028 | 63857.0427 |  |  |  |  | 2028 | 57243.0784 |  |  |  |  | 2028 | 40622.9336 |  |  |  |  | 2028 | 37108.1563 |  |  |  |  | 2028 | 37546.6855 |  |  |  |  | 2028 | 68265.9723 |  |  |  |  | 2028 | 60976.4919
| 2029 | 34314.3954 | [5 empty] | 2029 | 36723.3849 | [5 empty] | 2029 | 33917.3442 |  |  |  |  | 2029 | 55807.2709 |  |  |  |  | 2029 | 58819.0281 |  |  |  |  | 2029 | 38172.9848 |  |  |  |  | 2029 | 40646.0333 |  |  |  |  | 2029 | 37149.9239 |  |  |  |  | 2029 | 60213.5076 |  |  |  |  | 2029 | 62677.6175
| 2030 | 39548.5397 | [5 empty] | 2030 | 41613.8548 | [5 empty] | 2030 | 34394.9213 |  |  |  |  | 2030 | 54102.8516 |  |  |  |  | 2030 | 59448.53 |  |  |  |  | 2030 | 43431.4386 |  |  |  |  | 2030 | 45567.7351 |  |  |  |  | 2030 | 37586.0373 |  |  |  |  | 2030 | 58506.2921 |  |  |  |  | 2030 | 63331.4289
| 2031 | 42621.5889 | [5 empty] | 2031 | 43748.5387 | [5 empty] | 2031 | 32563.9224 |  |  |  |  | 2031 | 56512.6499 |  |  |  |  | 2031 | 62464.5391 |  |  |  |  | 2031 | 46504.4878 |  |  |  |  | 2031 | 47702.419 |  |  |  |  | 2031 | 35755.0384 |  |  |  |  | 2031 | 61026.8227 |  |  |  |  | 2031 | 66347.438
| 2032 | 41570.6192 | [5 empty] | 2032 | 43001.772 | [5 empty] | 2032 | 31167.4257 |  |  |  |  | 2032 | 52599.1694 |  |  |  |  | 2032 | 63153.9981 |  |  |  |  | 2032 | 45453.5181 |  |  |  |  | 2032 | 46956.1197 |  |  |  |  | 2032 | 34357.8007 |  |  |  |  | 2032 | 57167.0567 |  |  |  |  | 2032 | 67036.8971
| 2033 | 30470.4665 | [5 empty] | 2033 | 39402.7011 | [5 empty] | 2033 | 27295.2205 |  |  |  |  | 2033 | 83385.4047 |  |  |  |  | 2033 | 94619.0719 |  |  |  |  | 2033 | 34384.0294 |  |  |  |  | 2033 | 43366.7809 |  |  |  |  | 2033 | 30391.0594 |  |  |  |  | 2033 | 87975.9894 |  |  |  |  | 2033 | 98532.6348
| 2034 | 29851.0009 | [5 empty] | 2034 | 34846.4151 | [5 empty] | 2034 | 25995.4671 |  |  |  |  | 2034 | 71849.0163 |  |  |  |  | 2034 | 82480.1593 |  |  |  |  | 2034 | 33764.5638 |  |  |  |  | 2034 | 38810.4949 |  |  |  |  | 2034 | 29091.3061 |  |  |  |  | 2034 | 76439.6011 |  |  |  |  | 2034 | 86393.7222
| Residual | 257829.9496 | [5 empty] | Residual | 322246.9021 | [5 empty] | Residual | 185961.7922 |  |  |  |  | Residual | 987867.2699 |  |  |  |  | Residual | 1049703.8906 |  |  |  |  | Residual | 268928.7935 |  |  |  |  | Residual | 333472.7757 |  |  |  |  | Residual | 195332.0679 |  |  |  |  | Residual | 1000433.5448 |  |  |  |  | Residual | 1060802.7345
Capital cost savings $000 | [6 empty] | Capital cost savings $000 | [6 empty] | Capital cost savings $000 | [5 empty] | Capital cost savings $000 | [5 empty] | Capital cost savings $000 | [5 empty] | Capital cost savings $000 | [5 empty] | Capital cost savings $000 | [5 empty] | Capital cost savings $000 | [5 empty] | Capital cost savings $000 | [5 empty] | Capital cost savings $000
Neutral 4 Deg |  | 279057.8907 |  |  |  |  | NeutralWS 4 Deg |  | 263405.6798 |  |  |  |  | Slow Change 4 Deg |  | 255362.8199 |  |  |  | Fast Change 4 Deg |  | 291055.4744 |  |  |  | NoIC 4 Deg |  | 279057.8907 |  |  |  | Neutral 2 Deg |  | 313943.4457 |  |  |  | NeutralWS 2 Deg |  | 299082.4112 |  |  |  | Slow Change 2 Deg |  | 286832.1786 |  |  |  | Fast Change 2 Deg |  | 329893.9222 |  |  |  | NoIC 2 Deg |  | 313943.4457
Region | Year | Gross benefit |  |  |  |  | Region | Year | Gross benefit |  |  |  |  | Region | Year | Gross benefit |  |  |  | Region | Year | Gross benefit |  |  |  | Region | Year | Gross benefit |  |  |  | Region | Year | Gross benefit |  |  |  | Region | Year | Gross benefit |  |  |  | Region | Year | Gross benefit |  |  |  | Region | Year | Gross benefit |  |  |  | Region | Year | Gross benefit
NEM | 2020 | 0 |  |  |  |  | NEM | 2020 | 0 |  |  |  |  | NEM | 2020 | 0 |  |  |  | NEM | 2020 | 0 |  |  |  | NEM | 2020 | 0 |  |  |  | NEM | 2020 | 0 |  |  |  | NEM | 2020 | 0 |  |  |  | NEM | 2020 | 0 |  |  |  | NEM | 2020 | 0 |  |  |  | NEM | 2020 | 0
| 2021 | 0 | [5 empty] | 2021 | 0 | [5 empty] | 2021 | 0 |  |  |  |  | 2021 | 0 |  |  |  |  | 2021 | 0 |  |  |  |  | 2021 | 0 |  |  |  |  | 2021 | 0 |  |  |  |  | 2021 | 0 |  |  |  |  | 2021 | 0 |  |  |  |  | 2021 | 0
| 2022 | 0 | [5 empty] | 2022 | 0 | [5 empty] | 2022 | 0 |  |  |  |  | 2022 | 0 |  |  |  |  | 2022 | 0 |  |  |  |  | 2022 | 0 |  |  |  |  | 2022 | 0 |  |  |  |  | 2022 | 0 |  |  |  |  | 2022 | 0 |  |  |  |  | 2022 | 0
| 2023 | 64658.995 | [5 empty] | 2023 | 64658.995 | [5 empty] | 2023 | 67368.1858 |  |  |  |  | 2023 | 73695.8338 |  |  |  |  | 2023 | 64658.995 |  |  |  |  | 2023 | 70607.5367 |  |  |  |  | 2023 | 70607.5367 |  |  |  |  | 2023 | 73507.1508 |  |  |  |  | 2023 | 79826.5195 |  |  |  |  | 2023 | 70607.5367
| 2024 | 73703.5921 | [5 empty] | 2024 | 79359.91 | [5 empty] | 2024 | 71668.7743 |  |  |  |  | 2024 | 90221.3674 |  |  |  |  | 2024 | 73703.5921 |  |  |  |  | 2024 | 80466.4578 |  |  |  |  | 2024 | 86384.0221 |  |  |  |  | 2024 | 78402.9533 |  |  |  |  | 2024 | 97511.8966 |  |  |  |  | 2024 | 80466.4578
| 2025 | 34851.716 | [5 empty] | 2025 | 28642.6589 | [5 empty] | 2025 | 24607.5851 |  |  |  |  | 2025 | 41845.7513 |  |  |  |  | 2025 | 34851.716 |  |  |  |  | 2025 | 38232.112 |  |  |  |  | 2025 | 32314.4054 |  |  |  |  | 2025 | 27990.9174 |  |  |  |  | 2025 | 45784.3822 |  |  |  |  | 2025 | 38232.112
| 2026 | 31983.098 | [5 empty] | 2026 | 28478.8418 | [5 empty] | 2026 | 25045.0264 |  |  |  |  | 2026 | 39464.4919 |  |  |  |  | 2026 | 31983.098 |  |  |  |  | 2026 | 35731.0389 |  |  |  |  | 2026 | 32158.9192 |  |  |  |  | 2026 | 28429.0597 |  |  |  |  | 2026 | 43403.1228 |  |  |  |  | 2026 | 35731.0389
| 2027 | 31983.098 | [5 empty] | 2027 | 25281.1006 | [5 empty] | 2027 | 24006.0387 |  |  |  |  | 2027 | 39464.4919 |  |  |  |  | 2027 | 31983.098 |  |  |  |  | 2027 | 35731.0389 |  |  |  |  | 2027 | 29170.349 |  |  |  |  | 2027 | 27334.7718 |  |  |  |  | 2027 | 43403.1228 |  |  |  |  | 2027 | 35731.0389
| 2028 | 29595.3934 | [5 empty] | 2028 | 21666.8191 | [5 empty] | 2028 | 22895.1511 |  |  |  |  | 2028 | 22533.3953 |  |  |  |  | 2028 | 29595.3934 |  |  |  |  | 2028 | 33328.8068 |  |  |  |  | 2028 | 25588.9117 |  |  |  |  | 2028 | 26160.8573 |  |  |  |  | 2028 | 26942.3249 |  |  |  |  | 2028 | 33328.8068
| 2029 | 24191.3782 | [5 empty] | 2029 | 22016.6367 | [5 empty] | 2029 | 22199.0382 |  |  |  |  | 2029 | 25112.1837 |  |  |  |  | 2029 | 24191.3782 |  |  |  |  | 2029 | 28049.9676 |  |  |  |  | 2029 | 25939.2851 |  |  |  |  | 2029 | 25431.618 |  |  |  |  | 2029 | 29518.4205 |  |  |  |  | 2029 | 28049.9676
| 2030 | 22686.0248 | [5 empty] | 2030 | 19826.836 | [5 empty] | 2030 | 20478.8402 |  |  |  |  | 2030 | 23932.1627 |  |  |  |  | 2030 | 22686.0248 |  |  |  |  | 2030 | 26568.9237 |  |  |  |  | 2030 | 23780.7163 |  |  |  |  | 2030 | 23669.9562 |  |  |  |  | 2030 | 28335.6032 |  |  |  |  | 2030 | 26568.9237
| 2031 | 22686.0248 | [5 empty] | 2031 | 19826.836 | [5 empty] | 2031 | 20478.8402 |  |  |  |  | 2031 | 18072.1144 |  |  |  |  | 2031 | 22686.0248 |  |  |  |  | 2031 | 26568.9237 |  |  |  |  | 2031 | 23780.7163 |  |  |  |  | 2031 | 23669.9562 |  |  |  |  | 2031 | 22586.2872 |  |  |  |  | 2031 | 26568.9237
| 2032 | 22686.0248 | [5 empty] | 2032 | 20116.1266 | [5 empty] | 2032 | 20014.2693 |  |  |  |  | 2032 | 12074.5509 |  |  |  |  | 2032 | 22686.0248 |  |  |  |  | 2032 | 26568.9237 |  |  |  |  | 2032 | 24070.4743 |  |  |  |  | 2032 | 23204.6442 |  |  |  |  | 2032 | 16642.4382 |  |  |  |  | 2032 | 26568.9237
| 2033 | 17292.2487 | [5 empty] | 2033 | 18074.0925 | [5 empty] | 2033 | 18260.2711 |  |  |  |  | 2033 | 9853.7203 |  |  |  |  | 2033 | 17292.2487 |  |  |  |  | 2033 | 21205.8116 |  |  |  |  | 2033 | 22038.1722 |  |  |  |  | 2033 | 21356.11 |  |  |  |  | 2033 | 14444.305 |  |  |  |  | 2033 | 21205.8116
| 2034 | 17292.2487 | [5 empty] | 2034 | 18074.0925 | [5 empty] | 2034 | 18260.2711 |  |  |  |  | 2034 | 9853.7203 |  |  |  |  | 2034 | 17292.2487 |  |  |  |  | 2034 | 21205.8116 |  |  |  |  | 2034 | 22038.1722 |  |  |  |  | 2034 | 21356.11 |  |  |  |  | 2034 | 14444.305 |  |  |  |  | 2034 | 21205.8116
| Terminal | 68867.236 | [5 empty] | Terminal | 69885.5564 | [5 empty] | Terminal | 69575.7357 |  |  |  |  | Terminal | 55067.6411 |  |  |  |  | Terminal | 68867.236 |  |  |  |  | Terminal | 79966.0799 |  |  |  |  | Terminal | 81111.4301 |  |  |  |  | Terminal | 78946.0114 |  |  |  |  | Terminal | 67633.916 |  |  |  |  | Terminal | 79966.0799
Generation fuel cost savings $000 | [6 empty] | Generation fuel cost savings $000 | [6 empty] | Generation fuel cost savings $000 | [5 empty] | Generation fuel cost savings $000 | [5 empty] | Generation fuel cost savings $000 | [5 empty] | Generation fuel cost savings $000 | [5 empty] | Generation fuel cost savings $000 | [5 empty] | Generation fuel cost savings $000 | [5 empty] | Generation fuel cost savings $000 | [5 empty] | Generation fuel cost savings $000
Neutral 4 Deg | [6 empty] | NeutralWS 4 Deg | [6 empty] | Slow Change 4 Deg | [5 empty] | Fast Change 4 Deg | [5 empty] | NoIC 4 Deg | [5 empty] | Neutral 2 Deg | [5 empty] | NeutralWS 2 Deg | [5 empty] | Slow Change 2 Deg | [5 empty] | Fast Change 2 Deg | [5 empty] | NoIC 2 Deg
Year | NSW | QLD | SA | TAS | VIC |  | Year | NSW | QLD | SA | TAS | VIC |  | Year | NSW | QLD | SA | TAS | VIC | Year | NSW | QLD | SA | TAS | VIC | Year | NSW | QLD | SA | TAS | VIC | Year | NSW | QLD | SA | TAS | VIC | Year | NSW | QLD | SA | TAS | VIC | Year | NSW | QLD | SA | TAS | VIC | Year | NSW | QLD | SA | TAS | VIC | Year | NSW | QLD | SA | TAS | VIC
2020 | 2760.1454 | 567.0853 | -56.5983 | -0.041563 | 1737.2011 |  | 2020 | 2760.1454 | 567.0853 | -56.5983 | -0.041563 | 1737.2011 |  | 2020 | 1403.8238 | 228.0274 | 56.2751 | 2.4826e-05 | 2196.293 | 2020 | 3141.6776 | 468.2092 | 125.7775 | 0.75707 | 1527.8199 | 2020 | 1276.2569 | 359.1241 | 6511.2341 | 36.4641 | 5000.9372 | 2020 | 2760.1454 | 567.0853 | -56.5983 | -0.041563 | 1737.2011 | 2020 | 2760.1454 | 567.0853 | -56.5983 | -0.041563 | 1737.2011 | 2020 | 1403.8238 |  |  |  |  | 2020 | 3141.6776 | 468.2092 | 125.7775 | 0.75707 | 1527.8199 | 2020 | 1276.2569 | 359.1241 | 6511.2341 | 36.4641 | 5000.9372
2021 | 1423.0772 | 596.7218 | 138.5156 | 0.24138 | 1654.5662 |  | 2021 | 1423.0772 | 596.7218 | 138.5156 | 0.24138 | 1654.5662 |  | 2021 | 709.4385 | 448.1186 | -83.3514 | 12.666 | 1649.9091 | 2021 | 1972.9629 | 482.3101 | 145.4058 | -1.2577 | 1439.1111 | 2021 | 1098.7246 | 780.8943 | 5397.5027 | 20.4577 | 3606.6181 | 2021 | 1423.0772 | 596.7218 | 138.5156 | 0.24138 | 1654.5662 | 2021 | 1423.0772 | 596.7218 | 138.5156 | 0.24138 | 1654.5662 | 2021 | [5 empty] | 2021 | 1972.9629 | 482.3101 | 145.4058 | -1.2577 | 1439.1111 | 2021 | 1098.7246 | 780.8943 | 5397.5027 | 20.4577 | 3606.6181
2022 | 3056.6701 | 1391.4545 | 172.7618 | 10.9886 | 3985.7403 |  | 2022 | 3056.6701 | 1391.4545 | 172.7618 | 10.9886 | 3985.7403 |  | 2022 | 740.3667 | 431.0908 | 59.0695 | 22.8427 | 3863.5577 | 2022 | 4201.814 | 1816.6621 | 706.9698 | 4.8767 | 3555.6993 | 2022 | 2642.6972 | -127.8539 | 6055.4942 | -22.9207 | 8398.6555 | 2022 | 3056.6701 | 1391.4545 | 172.7618 | 10.9886 | 3985.7403 | 2022 | 3056.6701 | 1391.4545 | 172.7618 | 10.9886 | 3985.7403 | 2022 | 740.3667 | 431.0908 | 59.0695 | 22.8427 | 3863.5577 | 2022 | 4201.814 | 1816.6621 | 706.9698 | 4.8767 | 3555.6993 | 2022 | 2642.6972 | -127.8539 | 6055.4942 | -22.9207 | 8398.6555
2023 | -7935.237 | -4404.763 | -1777.3437 | 23.5142 | -4674.1879 |  | 2023 | -7935.237 | -4404.763 | -1777.3437 | 23.5142 | -4674.1879 |  | 2023 | -2203.5673 | -583.3812 | -520.5413 | -128.3919 | -4555.9683 | 2023 | -12716.1535 | -9689.853 | -9597.892 | -181.2633 | -6838.6132 | 2023 | -7728.9763 | -5294.6569 | 3154.8267 | 21.6844 | 1149.6345 | 2023 | -7935.237 | -4404.763 | -1777.3437 | 23.5142 | -4674.1879 | 2023 | -7935.237 | -4404.763 | -1777.3437 | 23.5142 | -4674.1879 | 2023 | -2203.5673 | -583.3812 | -520.5413 | -128.3919 | -4555.9683 | 2023 | -12716.1535 | -9689.853 | -9597.892 | -181.2633 | -6838.6132 | 2023 | -7728.9763 | -5294.6569 | 3154.8267 | 21.6844 | 1149.6345
2024 | -5860.8464 | -4151.079 | -859.8382 | -13.0027 | -8173.6496 |  | 2024 | -9477.5461 | -5527.5666 | -1502.6734 | -10.8259 | -8766.1371 |  | 2024 | 5973.3017 | 1187.3912 | -231.4166 | -61.1836 | -10415.9731 | 2024 | -20870.1434 | -14464.2733 | -5346.982 | -138.1403 | -10922.752 | 2024 | 878.7733 | -3390.0001 | 4854.3405 | -8.7884 | -698.3647 | 2024 | -5860.8464 | -4151.079 | -859.8382 | -13.0027 | -8173.6496 | 2024 | -9477.5461 | -5527.5666 | -1502.6734 | -10.8259 | -8766.1371 | 2024 | 5973.3017 | 1187.3912 | -231.4166 | -61.1836 | -10415.9731 | 2024 | -20870.1434 | -14464.2733 | -5346.982 | -138.1403 | -10922.752 | 2024 | 878.7733 | -3390.0001 | 4854.3405 | -8.7884 | -698.3647
2025 | -2850.6205 | -3463.3014 | -1347.8973 | 3.4254 | -2505.7871 |  | 2025 | 130.9793 | -743.3165 | -541.2515 | 7.0568 | -2721.0911 |  | 2025 | 7670.3168 | 2827.191 | 183.0861 | -2.4065 | -5121.6268 | 2025 | -8851.5423 | -1305.6223 | -4232.8078 | -225.1758 | -6032.9914 | 2025 | 2612.0113 | -2065.1964 | 6937.9099 | -66.2957 | 3954.708 | 2025 | -2850.6205 | -3463.3014 | -1347.8973 | 3.4254 | -2505.7871 | 2025 | 130.9793 | -743.3165 | -541.2515 | 7.0568 | -2721.0911 | 2025 | 7670.3168 | 2827.191 | 183.0861 | -2.4065 | -5121.6268 | 2025 | -8851.5423 | -1305.6223 | -4232.8078 | -225.1758 | -6032.9914 | 2025 | 2612.0113 | -2065.1964 | 6937.9099 | -66.2957 | 3954.708
2026 | -3362.9946 | -1674.2663 | -1245.7293 | 12.5554 | -1552.4512 |  | 2026 | -3447.416 | -1564.8811 | -1730.499 | -2.5004 | -1761.0657 |  | 2026 | 6020.31 | 2043.0189 | -43.4843 | 4.6063 | -3854.833 | 2026 | -5463.5155 | -1296.9214 | -10417.4752 | -6404.1156 | -1195.4893 | 2026 | -71.0235 | -554.4117 | 10462.277 | -36.938 | 7298.5318 | 2026 | -3362.9946 | -1674.2663 | -1245.7293 | 12.5554 | -1552.4512 | 2026 | -3447.416 | -1564.8811 | -1730.499 | -2.5004 | -1761.0657 | 2026 | 6020.31 | 2043.0189 | -43.4843 | 4.6063 | -3854.833 | 2026 | -5463.5155 | -1296.9214 | -10417.4752 | -6404.1156 | -1195.4893 | 2026 | -71.0235 | -554.4117 | 10462.277 | -36.938 | 7298.5318
2027 | -2390.2197 | 428.6054 | 46.1196 | -0.67547 | -2024.7232 |  | 2027 | 814.7098 | 1148.1519 | -277.2357 | 2.011 | -2739.5121 |  | 2027 | 7192.6652 | 2398.8747 | 177.659 | 21.4792 | -4545.9539 | 2027 | -4013.5101 | -4955.6921 | -5775.6107 | 0.19595 | -4120.6836 | 2027 | 1498.5873 | 688.2859 | 10053.3895 | -25.5982 | 3961.9172 | 2027 | -2390.2197 | 428.6054 | 46.1196 | -0.67547 | -2024.7232 | 2027 | 814.7098 | 1148.1519 | -277.2357 | 2.011 | -2739.5121 | 2027 | 7192.6652 | 2398.8747 | 177.659 | 21.4792 | -4545.9539 | 2027 | -4013.5101 | -4955.6921 | -5775.6107 | 0.19595 | -4120.6836 | 2027 | 1498.5873 | 688.2859 | 10053.3895 | -25.5982 | 3961.9172
2028 | 6190.4683 | 3936.1983 | -134.7938 | 5.978 | -2703.724 |  | 2028 | 10328.9421 | 4352.2196 | 12.4812 | 2.8047 | -3177.2031 |  | 2028 | 11954.2528 | 3698.2575 | 291.2605 | 56.5752 | -4614.5178 | 2028 | 14066.4059 | 4684.3363 | -2626.0187 | 14723.9029 | 10475.021 | 2028 | 11219.1869 | 2593.513 | 9362.7616 | -18.7038 | 4490.9273 | 2028 | 6190.4683 | 3936.1983 | -134.7938 | 5.978 | -2703.724 | 2028 | 10328.9421 | 4352.2196 | 12.4812 | 2.8047 | -3177.2031 | 2028 | 11954.2528 | 3698.2575 | 291.2605 | 56.5752 | -4614.5178 | 2028 | 14066.4059 | 4684.3363 | -2626.0187 | 14723.9029 | 10475.021 | 2028 | 11219.1869 | 2593.513 | 9362.7616 | -18.7038 | 4490.9273
2029 | 7061.8148 | 4464.2349 | -429.0584 | 0.70238 | -974.6766 |  | 2029 | 12509.423 | 3797.2175 | 301.0879 | 5.8635 | -1906.8437 |  | 2029 | 10256.6467 | 4776.073 | 127.1986 | 266.4729 | -3708.0853 | 2029 | 14033.3383 | 5425.7914 | -5029.5941 | 4434.138 | 11831.4135 | 2029 | 18432.0054 | 2323.6439 | 8321.3921 | -24.9109 | 5575.5193 | 2029 | 7061.8148 | 4464.2349 | -429.0584 | 0.70238 | -974.6766 | 2029 | 12509.423 | 3797.2175 | 301.0879 | 5.8635 | -1906.8437 | 2029 | 10256.6467 | 4776.073 | 127.1986 | 266.4729 | -3708.0853 | 2029 | 14033.3383 | 5425.7914 | -5029.5941 | 4434.138 | 11831.4135 | 2029 | 18432.0054 | 2323.6439 | 8321.3921 | -24.9109 | 5575.5193
2030 | 9885.0154 | 8905.8226 | 743.5392 | 16.9341 | -2688.7963 |  | 2030 | 14169.5194 | 8971.5455 | 1011.8732 | 10.5306 | -2376.45 |  | 2030 | 11689.9719 | 4580.9915 | 606.3918 | 705.1213 | -3666.3954 | 2030 | 27226.7227 | 4057.8057 | -7628.0758 | 333.5155 | 6180.7208 | 2030 | 19244.6138 | 8043.0562 | 7860.6096 | -56.1257 | 1670.3514 | 2030 | 9885.0154 | 8905.8226 | 743.5392 | 16.9341 | -2688.7963 | 2030 | 14169.5194 | 8971.5455 | 1011.8732 | 10.5306 | -2376.45 | 2030 | 11689.9719 | 4580.9915 | 606.3918 | 705.1213 | -3666.3954 | 2030 | 27226.7227 | 4057.8057 | -7628.0758 | 333.5155 | 6180.7208 | 2030 | 19244.6138 | 8043.0562 | 7860.6096 | -56.1257 | 1670.3514
2031 | 14341.4378 | 8251.6215 | -1113.186 | 6.6729 | -1550.9822 |  | 2031 | 17958.7133 | 7999.1374 | 811.0897 | 5.9783 | -2853.2161 |  | 2031 | 9773.3563 | 4283.1413 | 314.577 | 738.9408 | -3024.9332 | 2031 | 28605.0599 | 2363.4646 | -7950.1702 | 1757.7996 | 13664.3817 | 2031 | 21608.4126 | 9762.7351 | 6245.3951 | -105.6754 | 2267.647 | 2031 | 14341.4378 | 8251.6215 | -1113.186 | 6.6729 | -1550.9822 | 2031 | 17958.7133 | 7999.1374 | 811.0897 | 5.9783 | -2853.2161 | 2031 | 9773.3563 | 4283.1413 | 314.577 | 738.9408 | -3024.9332 | 2031 | 28605.0599 | 2363.4646 | -7950.1702 | 1757.7996 | 13664.3817 | 2031 | 21608.4126 | 9762.7351 | 6245.3951 | -105.6754 | 2267.647
2032 | 13064.3785 | 7631.871 | -648.4343 | -3.8198 | -1159.401 |  | 2032 | 17056.6333 | 7481.3636 | 870.1688 | 1.8654 | -2524.3857 |  | 2032 | 9253.4778 | 4233.4943 | 532.6639 | 616.3525 | -3482.832 | 2032 | 27359.1503 | 6538.4342 | -11975.9815 | 4445.3838 | 14157.6317 | 2032 | 20735.4061 | 10062.0477 | 6524.3857 | -77.0012 | 3223.135 | 2032 | 13064.3785 | 7631.871 | -648.4343 | -3.8198 | -1159.401 | 2032 | 17056.6333 | 7481.3636 | 870.1688 | 1.8654 | -2524.3857 | 2032 | 9253.4778 | 4233.4943 | 532.6639 | 616.3525 | -3482.832 | 2032 | 27359.1503 | 6538.4342 | -11975.9815 | 4445.3838 | 14157.6317 | 2032 | 20735.4061 | 10062.0477 | 6524.3857 | -77.0012 | 3223.135
2033 | 8830.7925 | 6950.3731 | -4859.0569 | -2.5847 | 2258.6938 |  | 2033 | 15675.0361 | 7395.661 | -1031.2314 | 14.5303 | -725.3873 |  | 2033 | 7696.529 | 2183.9312 | 479.9944 | 534.1053 | -1859.6105 | 2033 | 64707.5482 | 11389.3374 | -13544.6394 | 1962.1294 | 9017.3088 | 2033 | 30413.1743 | 11030.4942 | 27948.0114 | -72.1316 | 8007.2749 | 2033 | 8830.7925 | 6950.3731 | -4859.0569 | -2.5847 | 2258.6938 | 2033 | 15675.0361 | 7395.661 | -1031.2314 | 14.5303 | -725.3873 | 2033 | 7696.529 | 2183.9312 | 479.9944 | 534.1053 | -1859.6105 | 2033 | 64707.5482 | 11389.3374 | -13544.6394 | 1962.1294 | 9017.3088 | 2033 | 30413.1743 | 11030.4942 | 27948.0114 | -72.1316 | 8007.2749
2034 | 8422.817 | 8935.0788 | -4094.5347 | -15.4188 | -689.1902 |  | 2034 | 12116.0995 | 10931.006 | -2215.4083 | -6.0035 | -4053.371 |  | 2034 | 6534.0821 | 1837.611 | 539.7482 | 357.6281 | -1533.8733 | 2034 | 55163.0859 | 9850.9791 | -13589.3387 | 2470.0358 | 8100.5339 | 2034 | 22192.3641 | 8526.5759 | 26100.8782 | 25.5219 | 8342.5705 | 2034 | 8422.817 | 8935.0788 | -4094.5347 | -15.4188 | -689.1902 | 2034 | 12116.0995 | 10931.006 | -2215.4083 | -6.0035 | -4053.371 | 2034 | 6534.0821 | 1837.611 | 539.7482 | 357.6281 | -1533.8733 | 2034 | 55163.0859 | 9850.9791 | -13589.3387 | 2470.0358 | 8100.5339 | 2034 | 22192.3641 | 8526.5759 | 26100.8782 | 25.5219 | 8342.5705
Residual | 126732.2047 | 134439.8489 | -61607.5849 | -231.9954 | -10369.7597 |  | Residual | 182302.4303 | 164471.1615 | -33333.6912 | -90.3309 | -60988.2241 |  | Residual | 98313.7385 | 27649.2412 | 8121.2121 | 5380.9783 | -23079.1137 | Residual | 830000.1674 | 148220.7554 | -204469.2246 | 37164.8925 | 121883.0381 | Residual | 333912.8991 | 128293.3921 | 392721.5614 | 384.0103 | 125524.7917 | Residual | 126732.2047 | 134439.8489 | -61607.5849 | -231.9954 | -10369.7597 | Residual | 182302.4303 | 164471.1615 | -33333.6912 | -90.3309 | -60988.2241 | Residual | 98313.7385 | 27649.2412 | 8121.2121 | 5380.9783 | -23079.1137 | Residual | 830000.1674 | 148220.7554 | -204469.2246 | 37164.8925 | 121883.0381 | Residual | 333912.8991 | 128293.3921 | 392721.5614 | 384.0103 | 125524.7917
Do Nothing generation cost | [6 empty] | Do Nothing generation cost | [6 empty] | Do Nothing generation cost | [5 empty] | Do Nothing generation cost | [5 empty] | Do Nothing generation cost | [5 empty] | Do Nothing generation cost | [5 empty] | Do Nothing generation cost | [5 empty] | Do Nothing generation cost | [5 empty] | Do Nothing generation cost | [5 empty] | Do Nothing generation cost
Neutral 4 Deg | [6 empty] | NeutralWS 4 Deg | [6 empty] | Slow Change 4 Deg | [5 empty] | Fast Change 4 Deg | [5 empty] | NoIC 4 Deg | [5 empty] | Neutral 2 Deg | [5 empty] | NeutralWS 2 Deg | [5 empty] | Slow Change 2 Deg | [5 empty] | Fast Change 2 Deg | [5 empty] | NoIC 2 Deg
Year | NSW | QLD | SA | TAS | VIC |  | Year | NSW | QLD | SA | TAS | VIC |  | Year | NSW | QLD | SA | TAS | VIC | Year | NSW | QLD | SA | TAS | VIC | Year | NSW | QLD | SA | TAS | VIC | Year | NSW | QLD | SA | TAS | VIC | Year | NSW | QLD | SA | TAS | VIC | Year | NSW | QLD | SA | TAS | VIC | Year | NSW | QLD | SA | TAS | VIC | Year | NSW | QLD | SA | TAS | VIC
2020 | 0 | 0 | 0 | 0 | 0 |  | 2020 | 0 | 0 | 0 | 0 | 0 |  | 2020 | 0 | 0 | 0 | 0 | 0 | 2020 | 0 | 0 | 0 | 0 | 0 | 2020 | 0 | 0 | 0 | 0 | 0 | 2020 | 0 | 0 | 0 | 0 | 0 | 2020 | 0 | 0 | 0 | 0 | 0 | 2020 | 0 | 0 | 0 | 0 | 0 | 2020 | 0 | 0 | 0 | 0 | 0 | 2020 | 0 | 0 | 0 | 0 | 0
2021 | 0 | 0 | 0 | 0 | 0 |  | 2021 | 0 | 0 | 0 | 0 | 0 |  | 2021 | 0 | 0 | 0 | 0 | 0 | 2021 | 0 | 0 | 0 | 0 | 0 | 2021 | 0 | 0 | 0 | 0 | 0 | 2021 | 0 | 0 | 0 | 0 | 0 | 2021 | 0 | 0 | 0 | 0 | 0 | 2021 | 0 | 0 | 0 | 0 | 0 | 2021 | 0 | 0 | 0 | 0 | 0 | 2021 | 0 | 0 | 0 | 0 | 0
2022 | 0 | 0 | 0 | 0 | 0 |  | 2022 | 0 | 0 | 0 | 0 | 0 |  | 2022 | 0 | 0 | 0 | 0 | 0 | 2022 | 0 | 0 | 0 | 0 | 0 | 2022 | 0 | 0 | 0 | 0 | 0 | 2022 | 0 | 0 | 0 | 0 | 0 | 2022 | 0 | 0 | 0 | 0 | 0 | 2022 | 0 | 0 | 0 | 0 | 0 | 2022 | 0 | 0 | 0 | 0 | 0 | 2022 | 0 | 0 | 0 | 0 | 0
2023 | -11468.8643 | -6162.0948 | -2018.1725 | 24.6829 | -7967.2608 |  | 2023 | -11468.8643 | -6162.0948 | -2018.1725 | 24.6829 | -7967.2608 |  | 2023 | -2535.7729 | -1522.4707 | -569.4776 | -181.4049 | -7083.9713 | 2023 | -16285.6594 | -13366.8227 | -10999.1984 | -346.6979 | -10008.167 | 2023 | -11341.7858 | -5824.3838 | -900.156 | 36.0455 | -8114.9854 | 2023 | -11468.8643 | -6162.0948 | -2018.1725 | 24.6829 | -7967.2608 | 2023 | -11468.8643 | -6162.0948 | -2018.1725 | 24.6829 | -7967.2608 | 2023 | -2535.7729 | -1522.4707 | -569.4776 | -181.4049 | -7083.9713 | 2023 | -16285.6594 | -13366.8227 | -10999.1984 | -346.6979 | -10008.167 | 2023 | -11341.7858 | -5824.3838 | -900.156 | 36.0455 | -8114.9854
2024 | -9342.3088 | -4929.3214 | -1060.0093 | -6.3571 | -9557.9912 |  | 2024 | -11872.3779 | -7487.0108 | -1758.0135 | -3.2826 | -10351.7615 |  | 2024 | 2364.8396 | 335.7988 | -151.959 | -81.0264 | -9775.2611 | 2024 | -24070.7945 | -16990.4717 | -5780.5692 | -216.3827 | -12369.1384 | 2024 | -173.5573 | -2433.264 | 1709.2285 | 1.6735 | -12445.4004 | 2024 | -9342.3088 | -4929.3214 | -1060.0093 | -6.3571 | -9557.9912 | 2024 | -11872.3779 | -7487.0108 | -1758.0135 | -3.2826 | -10351.7615 | 2024 | 2364.8396 | 335.7988 | -151.959 | -81.0264 | -9775.2611 | 2024 | -24070.7945 | -16990.4717 | -5780.5692 | -216.3827 | -12369.1384 | 2024 | -173.5573 | -2433.264 | 1709.2285 | 1.6735 | -12445.4004
2025 | -5554.5047 | -5503.5341 | -1013.9797 | 3.3357 | -3569.4354 |  | 2025 | -2929.0282 | -2286.7693 | -1236.9007 | 4.6564 | -3921.0222 |  | 2025 | 3158.6414 | 1396.3964 | 463.4292 | -19.0334 | -3726.1536 | 2025 | -13330.8826 | -4545.3526 | -4511.8336 | -169.2211 | -7496.8112 | 2025 | -5382.9721 | -3708.3462 | 2593.5292 | -43.0805 | -5113.6808 | 2025 | -5554.5047 | -5503.5341 | -1013.9797 | 3.3357 | -3569.4354 | 2025 | -2929.0282 | -2286.7693 | -1236.9007 | 4.6564 | -3921.0222 | 2025 | 3158.6414 | 1396.3964 | 463.4292 | -19.0334 | -3726.1536 | 2025 | -13330.8826 | -4545.3526 | -4511.8336 | -169.2211 | -7496.8112 | 2025 | -5382.9721 | -3708.3462 | 2593.5292 | -43.0805 | -5113.6808

## Benefits - Option C2 MA
Assumptions in use |  | Base Assumptions
Discount rate | 6% | 6%
Costs - $M | 473123.5945 | 473123.5945
Payback period | 30 | 30
Keranglink timing | 2035 | 2035
Scenarios | Neutral 4 Deg | NeutralWS 4 Deg | Slow Change 4 Deg | Fast Change 4 Deg | NoIC 4 Deg | Neutral 2 Deg | NeutralWS 2 Deg | Slow Change 2 Deg | Fast Change 2 Deg | NoIC 2 Deg
NPV | 151198.6313 | 165676.6264 | 117259.2101 | 523105.5075 | 496947.5248 | 186084.1863 | 201353.3578 | 148728.5688 | 561943.9552 | 531833.0799
Scenario weightings | Neutral 4 Deg | NeutralWS 4 Deg | Slow Change 4 Deg | Fast Change 4 Deg | NoIC 4 Deg | Neutral 2 Deg | NeutralWS 2 Deg | Slow Change 2 Deg | Fast Change 2 Deg | NoIC 2 Deg | Total
Scenario weighting A - Equal | 14% | 14% | 14% | 14% | 14% | 6% | 6% | 6% | 6% | 6% | 100%
Scenario weighting B - 60 %Neutral | 21% | 21% | 9.333% | 9.333% | 9.333% | 9% | 9% | 4% | 4% | 4% | 100%
Scenario weighting C - 60% Slow Change | 7% | 7% | 42% | 7% | 7% | 3% | 3% | 18% | 3% | 3% | 100%
Scenario weighting D - 60% Fast Change | 7% | 7% | 7% | 42% | 7% | 3% | 3% | 3% | 18% | 3% | 100%
| Calculation parameters | Benefits - Option C2 MA | Neutral 4 Deg | NeutralWS 4 Deg | Slow Change 4 Deg | Fast Change 4 Deg | NoIC 4 Deg | Neutral 2 Deg | NeutralWS 2 Deg | Slow Change 2 Deg | Fast Change 2 Deg | NoIC 2 Deg | Scenario weighting A - Equal | Scenario weighting B - 60 %Neutral | Scenario weighting C - 60% Slow Change | Scenario weighting D - 60% Fast Change
Discount rate | 6% | Base assumptions | 151198.63 | 165676.63 | 117259.21 | 523105.51 | 496947.52 | 186084.19 | 201353.36 | 148728.57 | 561943.95 | 531833.08 | 301382.839 | 257262.5505 | 214041.4285 | 418069.9405
| 10% | Discount rate 10% | 9180.68 | 13431.48 | 7539.59 | 148257.41 | 158120.45 | 34199.43 | 39033.95 | 30399.47 | 175969.47 | 183139.2 | 74878.6366 | 56218.8454 | 44638.0953 | 115724.8323
| 3% | Discount rate 3% | 403444.31 | 440192.21 | 297811.94 | 1276258.18 | 1186530.48 | 449321.1 | 487081.69 | 338785.34 | 1327532.14 | 1232407.26 | 734700.8486 | 635044.9659 | 522402.4043 | 1013170.6083
Costs - $M | 615060.6729 | Cost x 1.3 | 85863.18 | 100341.17 | 51923.76 | 457770.05 | 397199.24 | 120748.73 | 136017.91 | 83393.12 | 496608.5 | 432084.8 | 229164.8196 | 187338.7192 | 145264.6938 | 349293.2023
| 331186.5162 | Cost x 0.7 | 216534.08 | 231012.07 | 182594.66 | 588440.95 | 596695.8 | 251419.63 | 266688.8 | 214064.01 | 627279.4 | 631581.36 | 373600.8504 | 327186.3726 | 282818.1577 | 486846.6677
Keranglink timing | 2040 | Keranglink 2040 | 114769.44 | 129247.43 | 80830.02 | 486676.31 | 496947.52 | 149654.99 | 164924.16 | 112299.37 | 525514.76 | 531833.08 | 272239.4824 | 225690.5806 | 181255.1537 | 385283.6637
| 2030 | Keranglink 2030 | 199949.11 | 214427.1 | 166009.69 | 571855.98 | 496947.52 | 234834.66 | 250103.83 | 197479.05 | 610694.43 | 531833.08 | 340383.219 | 299512.9617 | 257916.8585 | 461945.367
Add more sensitivities here
PV cost - option C2 + minor augmentations |  | 369664.2293 |  |  | Minor augmentations | [5 empty] | Change in transmission network costs |  |  |  | 114709.4352
Region | Year | Investment Cost | OPEX |  | Region | Year | CAPEX cost | OPEX cost | Benefit |  | Region | Year | Base case | Upgrade case | Benefit
NEM | 2020 | 7482.1963 | 0 |  | Vic | 2020 | 0 | 0 | 0 |  | NEM | 2020 | 0 | 0 | 0
| 2021 | 12982.1963 | 90.4254 |  |  | 2021 | 5500 | 90.4254 | 1065.751 |  |  | 2021 | 0 | 0 | 0
| 2022 | 8228.7086 | 90.4254 |  |  | 2022 | 0 | 90.4254 | 1524.3383 |  |  | 2022 | 0 | 0 | 0
| 2023 | 915.2475 | 90.4254 |  |  | 2023 | 0 | 90.4254 | 3180.7194 |  |  | 2023 | 0 | 0 | 0
| 2024 | 1875.3095 | 947.7097 |  |  | 2024 | 0 | 90.4254 | 1429.2507 |  |  | 2024 | 0 | 0 | 0
| 2025 | 32918.9356 | 1138.0521 |  |  | 2025 | 0 | 0 | 0 |  |  | 2025 | 0 | 0 | 0
| 2026 | 32918.9356 | 1138.0521 |  |  | 2026 | 0 | 0 | 0 |  |  | 2026 | 0 | 0 | 0
| 2027 | 32918.9356 | 1138.0521 |  |  | 2027 | 0 | 0 | 0 |  |  | 2027 | 0 | 0 | 0
| 2028 | 32918.9356 | 1138.0521 |  |  | 2028 | 0 | 0 | 0 |  |  | 2028 | 0 | 0 | 0
| 2029 | 32918.9356 | 1138.0521 |  |  | 2029 | 0 | 0 | 0 |  |  | 2029 | 0 | 0 | 0
| 2030 | 32918.9356 | 1138.0521 |  |  | 2030 | 0 | 0 | 0 |  |  | 2030 | 0 | 0 | 0
| 2031 | 32918.9356 | 1138.0521 |  |  | 2031 | 0 | 0 | 0 |  |  | 2031 | 0 | 0 | 0
| 2032 | 32918.9356 | 1138.0521 |  |  | 2032 | 0 | 0 | 0 |  |  | 2032 | 0 | 0 | 0
| 2033 | 32918.9356 | 1138.0521 |  |  | 2033 | 0 | 0 | 0 |  |  | 2033 | 0 | 0 | 0
| 2034 | 32918.9356 | 1138.0521 |  |  | 2034 | 0 | 0 | 0 |  |  | 2034 | 0 | 0 | 0
| Residual | 377577.5977 | 13053.3676 |  |  | Residual | 0 | 0 | 0 |  |  | 2035 | 20725.8171 | 0 | 20725.8171
[12 empty] | 2036 | 20725.8171 | 0 | 20725.8171
[12 empty] | 2037 | 20725.8171 | 0 | 20725.8171
[12 empty] | 2038 | 20725.8171 | 0 | 20725.8171
[12 empty] | 2039 | 20725.8171 | 0 | 20725.8171
[12 empty] | 2040 | 20725.8171 | 0 | 20725.8171
[12 empty] | Residual | 260116.4149 | 0 | 260116.4149
|  | Gross benefit | Net benefit | [5 empty] | Gross benefit | Net benefit | [5 empty] | Gross benefit | Net benefit |  |  |  |  | Gross benefit | Net benefit |  |  |  |  | Gross benefit | Net benefit |  |  |  |  | Gross benefit | Net benefit |  |  |  |  | Gross benefit | Net benefit |  |  |  |  | Gross benefit | Net benefit |  |  |  |  | Gross benefit | Net benefit |  |  |  |  | Gross benefit | Net benefit
| NPV | 520862.8605 | 151198.6313 |  |  |  |  | NPV | 535340.8557 | 165676.6264 |  |  |  |  | NPV | 486923.4393 | 117259.2101 |  |  |  | NPV | 892769.7367 | 523105.5075 |  |  |  | NPV | 866611.7541 | 496947.5248 |  |  |  | NPV | 555748.4156 | 186084.1863 |  |  |  | NPV | 571017.587 | 201353.3578 |  |  |  | NPV | 518392.798 | 148728.5688 |  |  |  | NPV | 931608.1845 | 561943.9552 |  |  |  | NPV | 901497.3091 | 531833.0799
Fuel cost benefits and costs | [25 empty] | Fuel cost benefits and costs | [5 empty] | Fuel cost benefits and costs
4 Deg - base capital cost | [25 empty] | Sensitivities | [5 empty] | 2 Deg - sensitivity capital cost
Neutral 4 Deg | [6 empty] | NeutralWS 4 Deg | [6 empty] | Slow Change 4 Deg | [5 empty] | Fast Change 4 Deg | [5 empty] | NoIC 4 Deg | [5 empty] | Neutral 2 Deg | [5 empty] | NeutralWS 2 Deg | [5 empty] | Slow Change 2 Deg | [5 empty] | Fast Change 2 Deg | [5 empty] | NoIC 2 Deg
Region | Year | Annual gross benefit |  |  |  |  | Region | Year | Annual gross benefit |  |  |  |  | Region | Year | Annual gross benefit |  |  |  | Region | Year | Annual gross benefit |  |  |  | Region | Year | Annual gross benefit |  |  |  | Region | Year | Annual gross benefit |  |  |  | Region | Year | Annual gross benefit |  |  |  | Region | Year | Annual gross benefit |  |  |  | Region | Year | Annual gross benefit |  |  |  | Region | Year | Annual gross benefit
NEM | 2020 | 0 |  |  |  |  | NEM | 2020 | 0 |  |  |  |  | NEM | 2020 | 0 |  |  |  | NEM | 2020 | 0 |  |  |  | NEM | 2020 | 0 |  |  |  | NEM | 2020 | 0 |  |  |  | NEM | 2020 | 0 |  |  |  | NEM | 2020 | 0 |  |  |  | NEM | 2020 | 0 |  |  |  | NEM | 2020 | 0
| 2021 | 1065.751 | [5 empty] | 2021 | 1065.751 | [5 empty] | 2021 | 1065.751 |  |  |  |  | 2021 | 1065.751 |  |  |  |  | 2021 | 1065.751 |  |  |  |  | 2021 | 1065.751 |  |  |  |  | 2021 | 1065.751 |  |  |  |  | 2021 | 1065.751 |  |  |  |  | 2021 | 1065.751 |  |  |  |  | 2021 | 1065.751
| 2022 | 1524.3383 | [5 empty] | 2022 | 1524.3383 | [5 empty] | 2022 | 1524.3383 |  |  |  |  | 2022 | 1524.3383 |  |  |  |  | 2022 | 1524.3383 |  |  |  |  | 2022 | 1524.3383 |  |  |  |  | 2022 | 1524.3383 |  |  |  |  | 2022 | 1524.3383 |  |  |  |  | 2022 | 1524.3383 |  |  |  |  | 2022 | 1524.3383
| 2023 | 40248.0049 | [5 empty] | 2023 | 40248.0049 | [5 empty] | 2023 | 58655.8077 |  |  |  |  | 2023 | 25870.0078 |  |  |  |  | 2023 | 41694.449 |  |  |  |  | 2023 | 46196.5466 |  |  |  |  | 2023 | 46196.5466 |  |  |  |  | 2023 | 64794.7727 |  |  |  |  | 2023 | 32000.6935 |  |  |  |  | 2023 | 47642.9907
| 2024 | 50236.8549 | [5 empty] | 2024 | 49316.7144 | [5 empty] | 2024 | 65790.417 |  |  |  |  | 2024 | 32223.2616 |  |  |  |  | 2024 | 61791.523 |  |  |  |  | 2024 | 56999.7206 |  |  |  |  | 2024 | 56340.8266 |  |  |  |  | 2024 | 72524.596 |  |  |  |  | 2024 | 39513.7908 |  |  |  |  | 2024 | 68554.3887
| 2025 | 28392.5606 | [5 empty] | 2025 | 28552.9299 | [5 empty] | 2025 | 33823.956 |  |  |  |  | 2025 | 23575.1176 |  |  |  |  | 2025 | 47363.794 |  |  |  |  | 2025 | 31772.9565 |  |  |  |  | 2025 | 32224.6763 |  |  |  |  | 2025 | 37207.2883 |  |  |  |  | 2025 | 27513.7485 |  |  |  |  | 2025 | 50744.1899
| 2026 | 26918.2214 | [5 empty] | 2026 | 22784.6573 | [5 empty] | 2026 | 32235.618 |  |  |  |  | 2026 | 16710.5564 |  |  |  |  | 2026 | 52368.6868 |  |  |  |  | 2026 | 30666.1623 |  |  |  |  | 2026 | 26464.7347 |  |  |  |  | 2026 | 35619.6513 |  |  |  |  | 2026 | 20649.1873 |  |  |  |  | 2026 | 56116.6277
| 2027 | 30142.6777 | [5 empty] | 2027 | 27186.1312 | [5 empty] | 2027 | 33112.4969 |  |  |  |  | 2027 | 22434.7756 |  |  |  |  | 2027 | 48884.3522 |  |  |  |  | 2027 | 33890.6186 |  |  |  |  | 2027 | 31075.3796 |  |  |  |  | 2027 | 36441.2301 |  |  |  |  | 2027 | 26373.4065 |  |  |  |  | 2027 | 52632.2931
| 2028 | 40035.4903 | [5 empty] | 2028 | 36234.2786 | [5 empty] | 2028 | 37695.8634 |  |  |  |  | 2028 | 66230.8394 |  |  |  |  | 2028 | 58026.0868 |  |  |  |  | 2028 | 43768.9038 |  |  |  |  | 2028 | 40156.3713 |  |  |  |  | 2028 | 40961.5695 |  |  |  |  | 2028 | 70639.769 |  |  |  |  | 2028 | 61759.5002
| 2029 | 37561.1125 | [5 empty] | 2029 | 39612.1565 | [5 empty] | 2029 | 37002.2024 |  |  |  |  | 2029 | 56453.8522 |  |  |  |  | 2029 | 60759.8724 |  |  |  |  | 2029 | 41419.7019 |  |  |  |  | 2029 | 43534.8049 |  |  |  |  | 2029 | 40234.7822 |  |  |  |  | 2029 | 60860.0889 |  |  |  |  | 2029 | 64618.4618
| 2030 | 44594.2181 | [5 empty] | 2030 | 46738.9768 | [5 empty] | 2030 | 38801.3971 |  |  |  |  | 2030 | 60889.0941 |  |  |  |  | 2030 | 61442.6537 |  |  |  |  | 2030 | 48477.117 |  |  |  |  | 2030 | 50692.8571 |  |  |  |  | 2030 | 41992.5131 |  |  |  |  | 2030 | 65292.5346 |  |  |  |  | 2030 | 65325.5526
| 2031 | 48537.0622 | [5 empty] | 2031 | 49886.5928 | [5 empty] | 2031 | 35712.4714 |  |  |  |  | 2031 | 65347.4566 |  |  |  |  | 2031 | 64900.2843 |  |  |  |  | 2031 | 52419.9611 |  |  |  |  | 2031 | 53840.4731 |  |  |  |  | 2031 | 38903.5873 |  |  |  |  | 2031 | 69861.6294 |  |  |  |  | 2031 | 68783.1832
| 2032 | 46616.8856 | [5 empty] | 2032 | 47613.917 | [5 empty] | 2032 | 33868.3585 |  |  |  |  | 2032 | 59167.5022 |  |  |  |  | 2032 | 66798.6035 |  |  |  |  | 2032 | 50499.7845 |  |  |  |  | 2032 | 51568.2647 |  |  |  |  | 2032 | 37058.7335 |  |  |  |  | 2032 | 63735.3895 |  |  |  |  | 2032 | 70681.5025
| 2033 | 37267.4088 | [5 empty] | 2033 | 42986.8728 | [5 empty] | 2033 | 29970.2873 |  |  |  |  | 2033 | 89386.9988 |  |  |  |  | 2033 | 101061.2047 |  |  |  |  | 2033 | 41180.9716 |  |  |  |  | 2033 | 46950.9525 |  |  |  |  | 2033 | 33066.1263 |  |  |  |  | 2033 | 93977.5836 |  |  |  |  | 2033 | 104974.7676
| 2034 | 34971.3861 | [5 empty] | 2034 | 38142.7733 | [5 empty] | 2034 | 28140.5763 |  |  |  |  | 2034 | 82170.2315 |  |  |  |  | 2034 | 86777.5834 |  |  |  |  | 2034 | 38884.949 |  |  |  |  | 2034 | 42106.8531 |  |  |  |  | 2034 | 31236.4153 |  |  |  |  | 2034 | 86760.8162 |  |  |  |  | 2034 | 90691.1463
| Residual | 336494.2986 | [5 empty] | Residual | 373685.5666 | [5 empty] | Residual | 219143.954 |  |  |  |  | Residual | 1149796.1382 |  |  |  |  | Residual | 1120737.3377 |  |  |  |  | Residual | 347593.1424 |  |  |  |  | Residual | 384911.4402 |  |  |  |  | Residual | 228514.2297 |  |  |  |  | Residual | 1162362.4131 |  |  |  |  | Residual | 1131836.1816
Capital cost savings $000 | [6 empty] | Capital cost savings $000 | [6 empty] | Capital cost savings $000 | [5 empty] | Capital cost savings $000 | [5 empty] | Capital cost savings $000 | [5 empty] | Capital cost savings $000 | [5 empty] | Capital cost savings $000 | [5 empty] | Capital cost savings $000 | [5 empty] | Capital cost savings $000 | [5 empty] | Capital cost savings $000
Neutral 4 Deg |  | 279057.8907 |  |  |  |  | NeutralWS 4 Deg |  | 263405.6798 |  |  |  |  | Slow Change 4 Deg |  | 255362.8199 |  |  |  | Fast Change 4 Deg |  | 291055.4744 |  |  |  | NoIC 4 Deg |  | 279057.8907 |  |  |  | Neutral 2 Deg |  | 313943.4457 |  |  |  | NeutralWS 2 Deg |  | 299082.4112 |  |  |  | Slow Change 2 Deg |  | 286832.1786 |  |  |  | Fast Change 2 Deg |  | 329893.9222 |  |  |  | NoIC 2 Deg |  | 313943.4457
Region | Year | Gross benefit |  |  |  |  | Region | Year | Gross benefit |  |  |  |  | Region | Year | Gross benefit |  |  |  | Region | Year | Gross benefit |  |  |  | Region | Year | Gross benefit |  |  |  | Region | Year | Gross benefit |  |  |  | Region | Year | Gross benefit |  |  |  | Region | Year | Gross benefit |  |  |  | Region | Year | Gross benefit |  |  |  | Region | Year | Gross benefit
NEM | 2020 | 0 |  |  |  |  | NEM | 2020 | 0 |  |  |  |  | NEM | 2020 | 0 |  |  |  | NEM | 2020 | 0 |  |  |  | NEM | 2020 | 0 |  |  |  | NEM | 2020 | 0 |  |  |  | NEM | 2020 | 0 |  |  |  | NEM | 2020 | 0 |  |  |  | NEM | 2020 | 0 |  |  |  | NEM | 2020 | 0
| 2021 | 0 | [5 empty] | 2021 | 0 | [5 empty] | 2021 | 0 |  |  |  |  | 2021 | 0 |  |  |  |  | 2021 | 0 |  |  |  |  | 2021 | 0 |  |  |  |  | 2021 | 0 |  |  |  |  | 2021 | 0 |  |  |  |  | 2021 | 0 |  |  |  |  | 2021 | 0
| 2022 | 0 | [5 empty] | 2022 | 0 | [5 empty] | 2022 | 0 |  |  |  |  | 2022 | 0 |  |  |  |  | 2022 | 0 |  |  |  |  | 2022 | 0 |  |  |  |  | 2022 | 0 |  |  |  |  | 2022 | 0 |  |  |  |  | 2022 | 0 |  |  |  |  | 2022 | 0
| 2023 | 64658.995 | [5 empty] | 2023 | 64658.995 | [5 empty] | 2023 | 67368.1858 |  |  |  |  | 2023 | 73695.8338 |  |  |  |  | 2023 | 64658.995 |  |  |  |  | 2023 | 70607.5367 |  |  |  |  | 2023 | 70607.5367 |  |  |  |  | 2023 | 73507.1508 |  |  |  |  | 2023 | 79826.5195 |  |  |  |  | 2023 | 70607.5367
| 2024 | 73703.5921 | [5 empty] | 2024 | 79359.91 | [5 empty] | 2024 | 71668.7743 |  |  |  |  | 2024 | 90221.3674 |  |  |  |  | 2024 | 73703.5921 |  |  |  |  | 2024 | 80466.4578 |  |  |  |  | 2024 | 86384.0221 |  |  |  |  | 2024 | 78402.9533 |  |  |  |  | 2024 | 97511.8966 |  |  |  |  | 2024 | 80466.4578
| 2025 | 34851.716 | [5 empty] | 2025 | 28642.6589 | [5 empty] | 2025 | 24607.5851 |  |  |  |  | 2025 | 41845.7513 |  |  |  |  | 2025 | 34851.716 |  |  |  |  | 2025 | 38232.112 |  |  |  |  | 2025 | 32314.4054 |  |  |  |  | 2025 | 27990.9174 |  |  |  |  | 2025 | 45784.3822 |  |  |  |  | 2025 | 38232.112
| 2026 | 31983.098 | [5 empty] | 2026 | 28478.8418 | [5 empty] | 2026 | 25045.0264 |  |  |  |  | 2026 | 39464.4919 |  |  |  |  | 2026 | 31983.098 |  |  |  |  | 2026 | 35731.0389 |  |  |  |  | 2026 | 32158.9192 |  |  |  |  | 2026 | 28429.0597 |  |  |  |  | 2026 | 43403.1228 |  |  |  |  | 2026 | 35731.0389
| 2027 | 31983.098 | [5 empty] | 2027 | 25281.1006 | [5 empty] | 2027 | 24006.0387 |  |  |  |  | 2027 | 39464.4919 |  |  |  |  | 2027 | 31983.098 |  |  |  |  | 2027 | 35731.0389 |  |  |  |  | 2027 | 29170.349 |  |  |  |  | 2027 | 27334.7718 |  |  |  |  | 2027 | 43403.1228 |  |  |  |  | 2027 | 35731.0389
| 2028 | 29595.3934 | [5 empty] | 2028 | 21666.8191 | [5 empty] | 2028 | 22895.1511 |  |  |  |  | 2028 | 22533.3953 |  |  |  |  | 2028 | 29595.3934 |  |  |  |  | 2028 | 33328.8068 |  |  |  |  | 2028 | 25588.9117 |  |  |  |  | 2028 | 26160.8573 |  |  |  |  | 2028 | 26942.3249 |  |  |  |  | 2028 | 33328.8068
| 2029 | 24191.3782 | [5 empty] | 2029 | 22016.6367 | [5 empty] | 2029 | 22199.0382 |  |  |  |  | 2029 | 25112.1837 |  |  |  |  | 2029 | 24191.3782 |  |  |  |  | 2029 | 28049.9676 |  |  |  |  | 2029 | 25939.2851 |  |  |  |  | 2029 | 25431.618 |  |  |  |  | 2029 | 29518.4205 |  |  |  |  | 2029 | 28049.9676
| 2030 | 22686.0248 | [5 empty] | 2030 | 19826.836 | [5 empty] | 2030 | 20478.8402 |  |  |  |  | 2030 | 23932.1627 |  |  |  |  | 2030 | 22686.0248 |  |  |  |  | 2030 | 26568.9237 |  |  |  |  | 2030 | 23780.7163 |  |  |  |  | 2030 | 23669.9562 |  |  |  |  | 2030 | 28335.6032 |  |  |  |  | 2030 | 26568.9237
| 2031 | 22686.0248 | [5 empty] | 2031 | 19826.836 | [5 empty] | 2031 | 20478.8402 |  |  |  |  | 2031 | 18072.1144 |  |  |  |  | 2031 | 22686.0248 |  |  |  |  | 2031 | 26568.9237 |  |  |  |  | 2031 | 23780.7163 |  |  |  |  | 2031 | 23669.9562 |  |  |  |  | 2031 | 22586.2872 |  |  |  |  | 2031 | 26568.9237
| 2032 | 22686.0248 | [5 empty] | 2032 | 20116.1266 | [5 empty] | 2032 | 20014.2693 |  |  |  |  | 2032 | 12074.5509 |  |  |  |  | 2032 | 22686.0248 |  |  |  |  | 2032 | 26568.9237 |  |  |  |  | 2032 | 24070.4743 |  |  |  |  | 2032 | 23204.6442 |  |  |  |  | 2032 | 16642.4382 |  |  |  |  | 2032 | 26568.9237
| 2033 | 17292.2487 | [5 empty] | 2033 | 18074.0925 | [5 empty] | 2033 | 18260.2711 |  |  |  |  | 2033 | 9853.7203 |  |  |  |  | 2033 | 17292.2487 |  |  |  |  | 2033 | 21205.8116 |  |  |  |  | 2033 | 22038.1722 |  |  |  |  | 2033 | 21356.11 |  |  |  |  | 2033 | 14444.305 |  |  |  |  | 2033 | 21205.8116
| 2034 | 17292.2487 | [5 empty] | 2034 | 18074.0925 | [5 empty] | 2034 | 18260.2711 |  |  |  |  | 2034 | 9853.7203 |  |  |  |  | 2034 | 17292.2487 |  |  |  |  | 2034 | 21205.8116 |  |  |  |  | 2034 | 22038.1722 |  |  |  |  | 2034 | 21356.11 |  |  |  |  | 2034 | 14444.305 |  |  |  |  | 2034 | 21205.8116
| Terminal | 68867.236 | [5 empty] | Terminal | 69885.5564 | [5 empty] | Terminal | 69575.7357 |  |  |  |  | Terminal | 55067.6411 |  |  |  |  | Terminal | 68867.236 |  |  |  |  | Terminal | 79966.0799 |  |  |  |  | Terminal | 81111.4301 |  |  |  |  | Terminal | 78946.0114 |  |  |  |  | Terminal | 67633.916 |  |  |  |  | Terminal | 79966.0799
Generation fuel cost savings $000 | [6 empty] | Generation fuel cost savings $000 | [6 empty] | Generation fuel cost savings $000 | [5 empty] | Generation fuel cost savings $000 | [5 empty] | Generation fuel cost savings $000 | [5 empty] | Generation fuel cost savings $000 | [5 empty] | Generation fuel cost savings $000 | [5 empty] | Generation fuel cost savings $000 | [5 empty] | Generation fuel cost savings $000 | [5 empty] | Generation fuel cost savings $000
Neutral 4 Deg | [6 empty] | NeutralWS 4 Deg | [6 empty] | Slow Change 4 Deg | [5 empty] | Fast Change 4 Deg | [5 empty] | NoIC 4 Deg | [5 empty] | Neutral 2 Deg | [5 empty] | NeutralWS 2 Deg | [5 empty] | Slow Change 2 Deg | [5 empty] | Fast Change 2 Deg | [5 empty] | NoIC 2 Deg
Year | NSW | QLD | SA | TAS | VIC |  | Year | NSW | QLD | SA | TAS | VIC |  | Year | NSW | QLD | SA | TAS | VIC | Year | NSW | QLD | SA | TAS | VIC | Year | NSW | QLD | SA | TAS | VIC | Year | NSW | QLD | SA | TAS | VIC | Year | NSW | QLD | SA | TAS | VIC | Year | NSW | QLD | SA | TAS | VIC | Year | NSW | QLD | SA | TAS | VIC | Year | NSW | QLD | SA | TAS | VIC
2020 | 2535.552 | 741.9305 | -239.4001 | -2.4731 | 1689.2431 |  | 2020 | 2535.552 | 741.9305 | -239.4001 | -2.4731 | 1689.2431 |  | 2020 | 1293.9495 | 360.4909 | -18.3923 | 0.018071 | 2139.7347 | 2020 | 3079.9461 | 462.4151 | 98.8674 | 0.42027 | 1490.1786 | 2020 | 1168.5287 | 400.3773 | 6396.169 | 37.2412 | 5046.3099 | 2020 | 2535.552 | 741.9305 | -239.4001 | -2.4731 | 1689.2431 | 2020 | 2535.552 | 741.9305 | -239.4001 | -2.4731 | 1689.2431 | 2020 | 1293.9495 | 360.4909 | -18.3923 | 0.018071 | 2139.7347 | 2020 | 3079.9461 | 462.4151 | 98.8674 | 0.42027 | 1490.1786 | 2020 | 1168.5287 | 400.3773 | 6396.169 | 37.2412 | 5046.3099
2021 | 1475.1926 | 698.3403 | 45.4199 | -0.47204 | 1680.5144 |  | 2021 | 1475.1926 | 698.3403 | 45.4199 | -0.47204 | 1680.5144 |  | 2021 | 698.6088 | 417.5173 | -8.6284 | 16.1637 | 1679.6881 | 2021 | 2098.1385 | 452.6479 | 159.1669 | -1.2933 | 1543.2707 | 2021 | 681.0626 | 914.624 | 5560.4081 | 20.4722 | 3706.7677 | 2021 | 1475.1926 | 698.3403 | 45.4199 | -0.47204 | 1680.5144 | 2021 | 1475.1926 | 698.3403 | 45.4199 | -0.47204 | 1680.5144 | 2021 | 698.6088 | 417.5173 | -8.6284 | 16.1637 | 1679.6881 | 2021 | 2098.1385 | 452.6479 | 159.1669 | -1.2933 | 1543.2707 | 2021 | 681.0626 | 914.624 | 5560.4081 | 20.4722 | 3706.7677
2022 | 3059.9667 | 1171.4781 | -175.1425 | 19.3402 | 4164.807 |  | 2022 | 3059.9667 | 1171.4781 | -175.1425 | 19.3402 | 4164.807 |  | 2022 | 393.0116 | 508.4809 | 93.8911 | 56.8255 | 4041.3835 | 2022 | 3751.4326 | 2058.0044 | 494.121 | 4.1414 | 3899.3885 | 2022 | 3132.2892 | -298.7066 | 6070.1881 | -25.8106 | 8621.4253 | 2022 | 3059.9667 | 1171.4781 | -175.1425 | 19.3402 | 4164.807 | 2022 | 3059.9667 | 1171.4781 | -175.1425 | 19.3402 | 4164.807 | 2022 | 393.0116 | 508.4809 | 93.8911 | 56.8255 | 4041.3835 | 2022 | 3751.4326 | 2058.0044 | 494.121 | 4.1414 | 3899.3885 | 2022 | 3132.2892 | -298.7066 | 6070.1881 | -25.8106 | 8621.4253
2023 | -6270.0407 | -4717.2298 | -1742.1657 | 26.5493 | -4540.1912 |  | 2023 | -6270.0407 | -4717.2298 | -1742.1657 | 26.5493 | -4540.1912 |  | 2023 | -1622.5692 | -175.1357 | -564.9692 | -137.9398 | -4889.8527 | 2023 | -13411.9362 | -9221.2627 | -9469.0202 | -165.6274 | -5965.3563 | 2023 | -7076.1306 | -5688.7953 | 3023.8011 | 27.6337 | 1096.5209 | 2023 | -6270.0407 | -4717.2298 | -1742.1657 | 26.5493 | -4540.1912 | 2023 | -6270.0407 | -4717.2298 | -1742.1657 | 26.5493 | -4540.1912 | 2023 | -1622.5692 | -175.1357 | -564.9692 | -137.9398 | -4889.8527 | 2023 | -13411.9362 | -9221.2627 | -9469.0202 | -165.6274 | -5965.3563 | 2023 | -7076.1306 | -5688.7953 | 3023.8011 | 27.6337 | 1096.5209
2024 | -3451.3787 | -2840.2009 | -1051.2517 | -13.2072 | -9426.0813 |  | 2024 | -6986.1291 | -4832.7861 | -1754.5795 | -11.9695 | -9955.6095 |  | 2024 | 9284.1449 | 2948.1206 | -274.837 | -49.7465 | -12648.3545 | 2024 | -18423.667 | -14013.512 | -5406.6997 | -195.3381 | -12133.8721 | 2024 | 194.3476 | -3726.6708 | 3376.7982 | -2.7468 | 96.5333 | 2024 | -3451.3787 | -2840.2009 | -1051.2517 | -13.2072 | -9426.0813 | 2024 | -6986.1291 | -4832.7861 | -1754.5795 | -11.9695 | -9955.6095 | 2024 | 9284.1449 | 2948.1206 | -274.837 | -49.7465 | -12648.3545 | 2024 | -18423.667 | -14013.512 | -5406.6997 | -195.3381 | -12133.8721 | 2024 | 194.3476 | -3726.6708 | 3376.7982 | -2.7468 | 96.5333
2025 | 135.7112 | -1679.1118 | -1103.3164 | 1.8514 | -3814.2899 |  | 2025 | 3451.7727 | 1044.6517 | -554.2179 | 7.247 | -4039.1826 |  | 2025 | 11172.749 | 5064.4914 | 162.0817 | 0.36929 | -7183.3206 | 2025 | -7022.7618 | -180.3545 | -4186.1668 | -230.2225 | -6651.1282 | 2025 | 7210.8543 | 337.4335 | 2030.8943 | -63.9953 | 2996.8911 | 2025 | 135.7112 | -1679.1118 | -1103.3164 | 1.8514 | -3814.2899 | 2025 | 3451.7727 | 1044.6517 | -554.2179 | 7.247 | -4039.1826 | 2025 | 11172.749 | 5064.4914 | 162.0817 | 0.36929 | -7183.3206 | 2025 | -7022.7618 | -180.3545 | -4186.1668 | -230.2225 | -6651.1282 | 2025 | 7210.8543 | 337.4335 | 2030.8943 | -63.9953 | 2996.8911
2026 | -563.3463 | -457.4 | -1550.4185 | 13.2925 | -2507.0043 |  | 2026 | -370.1275 | -768.1607 | -1571.4393 | -2.2949 | -2982.162 |  | 2026 | 10099.986 | 2792.2393 | -79.7303 | 19.3414 | -5641.2448 | 2026 | -2214.4076 | -876.174 | -10252.799 | -7132.6416 | -2277.9132 | 2026 | 4215.4528 | 1660.6455 | 8083.3758 | -33.9345 | 6460.0492 | 2026 | -563.3463 | -457.4 | -1550.4185 | 13.2925 | -2507.0043 | 2026 | -370.1275 | -768.1607 | -1571.4393 | -2.2949 | -2982.162 | 2026 | 10099.986 | 2792.2393 | -79.7303 | 19.3414 | -5641.2448 | 2026 | -2214.4076 | -876.174 | -10252.799 | -7132.6416 | -2277.9132 | 2026 | 4215.4528 | 1660.6455 | 8083.3758 | -33.9345 | 6460.0492
2027 | 848.6739 | 1084.6371 | -169.5213 | -0.44845 | -3603.7616 |  | 2027 | 3983.1665 | 1945.3553 | -153.8522 | 3.9739 | -3873.6128 |  | 2027 | 11717.992 | 4060.5858 | 107.8926 | 53.6686 | -6833.6807 | 2027 | -665.8191 | -4829.5945 | -6307.8459 | -3.4408 | -5223.0159 | 2027 | 5411.14 | 2830.5581 | 5277.944 | -24.6138 | 3406.2259 | 2027 | 848.6739 | 1084.6371 | -169.5213 | -0.44845 | -3603.7616 | 2027 | 3983.1665 | 1945.3553 | -153.8522 | 3.9739 | -3873.6128 | 2027 | 11717.992 | 4060.5858 | 107.8926 | 53.6686 | -6833.6807 | 2027 | -665.8191 | -4829.5945 | -6307.8459 | -3.4408 | -5223.0159 | 2027 | 5411.14 | 2830.5581 | 5277.944 | -24.6138 | 3406.2259
2028 | 9399.6676 | 4458.5139 | -16.406 | 3.4891 | -3405.1676 |  | 2028 | 12623.3625 | 5870.3256 | 88.0327 | 0.17568 | -4014.437 |  | 2028 | 15515.4212 | 5218.6477 | 409.5547 | 65.1557 | -6408.067 | 2028 | 16622.3529 | 5462.3299 | -2858.4501 | 14491.7734 | 9979.438 | 2028 | 14681.131 | 3578.6469 | 5448.8916 | -25.9166 | 4747.9406 | 2028 | 9399.6676 | 4458.5139 | -16.406 | 3.4891 | -3405.1676 | 2028 | 12623.3625 | 5870.3256 | 88.0327 | 0.17568 | -4014.437 | 2028 | 15515.4212 | 5218.6477 | 409.5547 | 65.1557 | -6408.067 | 2028 | 16622.3529 | 5462.3299 | -2858.4501 | 14491.7734 | 9979.438 | 2028 | 14681.131 | 3578.6469 | 5448.8916 | -25.9166 | 4747.9406
2029 | 10083.5318 | 4849.2663 | -152.833 | 4.2897 | -1414.5206 |  | 2029 | 15028.1293 | 4772.4051 | 303.7401 | 4.3261 | -2513.0808 |  | 2029 | 13136.1109 | 6265.2893 | 188.3707 | 387.1477 | -5173.7544 | 2029 | 18610.5169 | 4453.5779 | -6457.7216 | 3339.9607 | 11395.3347 | 2029 | 22729.2778 | 4060.3997 | 4129.9369 | -16.7088 | 5665.5886 | 2029 | 10083.5318 | 4849.2663 | -152.833 | 4.2897 | -1414.5206 | 2029 | 15028.1293 | 4772.4051 | 303.7401 | 4.3261 | -2513.0808 | 2029 | 13136.1109 | 6265.2893 | 188.3707 | 387.1477 | -5173.7544 | 2029 | 18610.5169 | 4453.5779 | -6457.7216 | 3339.9607 | 11395.3347 | 2029 | 22729.2778 | 4060.3997 | 4129.9369 | -16.7088 | 5665.5886
2030 | 12929.5767 | 11123.2229 | 750.6044 | 12.4498 | -2907.6605 |  | 2030 | 18976.9709 | 9983.0023 | 1471.612 | 11.296 | -3530.7404 |  | 2030 | 16067.5642 | 6046.6434 | 586.9171 | 911.8883 | -5290.4561 | 2030 | 31252.5914 | 5039.0546 | -7930.9705 | 758.5482 | 7837.7077 | 2030 | 25975.4488 | 11838.7007 | -628.0189 | -48.1148 | 1618.6131 | 2030 | 12929.5767 | 11123.2229 | 750.6044 | 12.4498 | -2907.6605 | 2030 | 18976.9709 | 9983.0023 | 1471.612 | 11.296 | -3530.7404 | 2030 | 16067.5642 | 6046.6434 | 586.9171 | 911.8883 | -5290.4561 | 2030 | 31252.5914 | 5039.0546 | -7930.9705 | 758.5482 | 7837.7077 | 2030 | 25975.4488 | 11838.7007 | -628.0189 | -48.1148 | 1618.6131
2031 | 17807.5823 | 11146.0639 | -211.6802 | 3.0279 | -2893.9567 |  | 2031 | 20865.3702 | 11332.461 | 1327.0762 | 14.9896 | -3480.1401 |  | 2031 | 13293.0435 | 5248.4134 | 506.3178 | 893.2831 | -4707.4267 | 2031 | 36831.1854 | 4025.9115 | -8505.4691 | 1621.5498 | 13302.1646 | 2031 | 29985.5197 | 15893.7402 | -4930.2323 | -79.8766 | 1345.1086 | 2031 | 17807.5823 | 11146.0639 | -211.6802 | 3.0279 | -2893.9567 | 2031 | 20865.3702 | 11332.461 | 1327.0762 | 14.9896 | -3480.1401 | 2031 | 13293.0435 | 5248.4134 | 506.3178 | 893.2831 | -4707.4267 | 2031 | 36831.1854 | 4025.9115 | -8505.4691 | 1621.5498 | 13302.1646 | 2031 | 29985.5197 | 15893.7402 | -4930.2323 | -79.8766 | 1345.1086
2032 | 17463.4051 | 9360.9385 | -748.7653 | 1.1361 | -2145.8537 |  | 2032 | 21020.2277 | 9090.527 | 569.6307 | -6.9243 | -3175.6707 |  | 2032 | 12550.7076 | 5049.6339 | 576.4899 | 745.7386 | -5068.4807 | 2032 | 34517.7804 | 6577.3754 | -11549.5207 | 3078.9338 | 14468.3824 | 2032 | 29210.0094 | 14699.3538 | -1809.5349 | -70.8136 | 2083.564 | 2032 | 17463.4051 | 9360.9385 | -748.7653 | 1.1361 | -2145.8537 | 2032 | 21020.2277 | 9090.527 | 569.6307 | -6.9243 | -3175.6707 | 2032 | 12550.7076 | 5049.6339 | 576.4899 | 745.7386 | -5068.4807 | 2032 | 34517.7804 | 6577.3754 | -11549.5207 | 3078.9338 | 14468.3824 | 2032 | 29210.0094 | 14699.3538 | -1809.5349 | -70.8136 | 2083.564
2033 | 11865.623 | 9420.5998 | -3717.9786 | -3.3 | 2410.2158 |  | 2033 | 16835.9258 | 8841.7017 | 34.2855 | 12.8282 | -811.9608 |  | 2033 | 10051.1872 | 3161.1915 | 603.3292 | 522.1307 | -2627.8224 | 2033 | 69625.476 | 12023.3985 | -14170.5496 | 543.3449 | 11511.6087 | 2033 | 37034.4134 | 13239.3536 | 26471.1951 | -56.6709 | 7080.6648 | 2033 | 11865.623 | 9420.5998 | -3717.9786 | -3.3 | 2410.2158 | 2033 | 16835.9258 | 8841.7017 | 34.2855 | 12.8282 | -811.9608 | 2033 | 10051.1872 | 3161.1915 | 603.3292 | 522.1307 | -2627.8224 | 2033 | 69625.476 | 12023.3985 | -14170.5496 | 543.3449 | 11511.6087 | 2033 | 37034.4134 | 13239.3536 | 26471.1951 | -56.6709 | 7080.6648
2034 | 11109.0052 | 9988.581 | -2830.1924 | -19.6314 | -568.625 |  | 2034 | 17656.2078 | 10962.3232 | -2712.5701 | -63.9289 | -5773.3511 |  | 2034 | 8635.3961 | 2462.8344 | 554.7836 | 411.1161 | -2183.825 | 2034 | 60343.7328 | 10930.7716 | -14298.8384 | 1374.8088 | 13966.0363 | 2034 | 27827.8938 | 10440.1953 | 24105.2071 | 20.887 | 7091.1515 | 2034 | 11109.0052 | 9988.581 | -2830.1924 | -19.6314 | -568.625 | 2034 | 17656.2078 | 10962.3232 | -2712.5701 | -63.9289 | -5773.3511 | 2034 | 8635.3961 | 2462.8344 | 554.7836 | 411.1161 | -2183.825 | 2034 | 60343.7328 | 10930.7716 | -14298.8384 | 1374.8088 | 13966.0363 | 2034 | 27827.8938 | 10440.1953 | 24105.2071 | 20.887 | 7091.1515
Residual | 168168.2982 | 151207.2976 | -42843.497 | -297.1812 | -8607.855 |  | Residual | 267279.9544 | 165947.823 | -41062.9291 | -967.7573 | -87397.0808 |  | Residual | 130722.7642 | 37282.4264 | 8398.3225 | 6223.4823 | -33058.7771 | Residual | 913484.3882 | 165470.1945 | -216456.0436 | 20811.8779 | 211418.0801 | Residual | 421259.0997 | 158043.8422 | 364905.0089 | 316.1873 | 107345.9636 | Residual | 168168.2982 | 151207.2976 | -42843.497 | -297.1812 | -8607.855 | Residual | 267279.9544 | 165947.823 | -41062.9291 | -967.7573 | -87397.0808 | Residual | 130722.7642 | 37282.4264 | 8398.3225 | 6223.4823 | -33058.7771 | Residual | 913484.3882 | 165470.1945 | -216456.0436 | 20811.8779 | 211418.0801 | Residual | 421259.0997 | 158043.8422 | 364905.0089 | 316.1873 | 107345.9636
Do Nothing generation cost | [6 empty] | Do Nothing generation cost | [6 empty] | Do Nothing generation cost | [5 empty] | Do Nothing generation cost | [5 empty] | Do Nothing generation cost | [5 empty] | Do Nothing generation cost | [5 empty] | Do Nothing generation cost | [5 empty] | Do Nothing generation cost | [5 empty] | Do Nothing generation cost | [5 empty] | Do Nothing generation cost
Neutral 4 Deg | [6 empty] | NeutralWS 4 Deg | [6 empty] | Slow Change 4 Deg | [5 empty] | Fast Change 4 Deg | [5 empty] | NoIC 4 Deg | [5 empty] | Neutral 2 Deg | [5 empty] | NeutralWS 2 Deg | [5 empty] | Slow Change 2 Deg | [5 empty] | Fast Change 2 Deg | [5 empty] | NoIC 2 Deg
Year | NSW | QLD | SA | TAS | VIC |  | Year | NSW | QLD | SA | TAS | VIC |  | Year | NSW | QLD | SA | TAS | VIC | Year | NSW | QLD | SA | TAS | VIC | Year | NSW | QLD | SA | TAS | VIC | Year | NSW | QLD | SA | TAS | VIC | Year | NSW | QLD | SA | TAS | VIC | Year | NSW | QLD | SA | TAS | VIC | Year | NSW | QLD | SA | TAS | VIC | Year | NSW | QLD | SA | TAS | VIC
2020 | 0 | 0 | 0 | 0 | 0 |  | 2020 | 0 | 0 | 0 | 0 | 0 |  | 2020 | 0 | 0 | 0 | 0 | 0 | 2020 | 0 | 0 | 0 | 0 | 0 | 2020 | 0 | 0 | 0 | 0 | 0 | 2020 | 0 | 0 | 0 | 0 | 0 | 2020 | 0 | 0 | 0 | 0 | 0 | 2020 | 0 | 0 | 0 | 0 | 0 | 2020 | 0 | 0 | 0 | 0 | 0 | 2020 | 0 | 0 | 0 | 0 | 0
2021 | 0 | 0 | 0 | 0 | 0 |  | 2021 | 0 | 0 | 0 | 0 | 0 |  | 2021 | 0 | 0 | 0 | 0 | 0 | 2021 | 0 | 0 | 0 | 0 | 0 | 2021 | 0 | 0 | 0 | 0 | 0 | 2021 | 0 | 0 | 0 | 0 | 0 | 2021 | 0 | 0 | 0 | 0 | 0 | 2021 | 0 | 0 | 0 | 0 | 0 | 2021 | 0 | 0 | 0 | 0 | 0 | 2021 | 0 | 0 | 0 | 0 | 0
2022 | 0 | 0 | 0 | 0 | 0 |  | 2022 | 0 | 0 | 0 | 0 | 0 |  | 2022 | 0 | 0 | 0 | 0 | 0 | 2022 | 0 | 0 | 0 | 0 | 0 | 2022 | 0 | 0 | 0 | 0 | 0 | 2022 | 0 | 0 | 0 | 0 | 0 | 2022 | 0 | 0 | 0 | 0 | 0 | 2022 | 0 | 0 | 0 | 0 | 0 | 2022 | 0 | 0 | 0 | 0 | 0 | 2022 | 0 | 0 | 0 | 0 | 0
2023 | -11468.8643 | -6162.0948 | -2018.1725 | 24.6829 | -7967.2608 |  | 2023 | -11468.8643 | -6162.0948 | -2018.1725 | 24.6829 | -7967.2608 |  | 2023 | -2535.7729 | -1522.4707 | -569.4776 | -181.4049 | -7083.9713 | 2023 | -16285.6594 | -13366.8227 | -10999.1984 | -346.6979 | -10008.167 | 2023 | -11341.7858 | -5824.3838 | -900.156 | 36.0455 | -8114.9854 | 2023 | -11468.8643 | -6162.0948 | -2018.1725 | 24.6829 | -7967.2608 | 2023 | -11468.8643 | -6162.0948 | -2018.1725 | 24.6829 | -7967.2608 | 2023 | -2535.7729 | -1522.4707 | -569.4776 | -181.4049 | -7083.9713 | 2023 | -16285.6594 | -13366.8227 | -10999.1984 | -346.6979 | -10008.167 | 2023 | -11341.7858 | -5824.3838 | -900.156 | 36.0455 | -8114.9854
2024 | -9342.3088 | -4929.3214 | -1060.0093 | -6.3571 | -9557.9912 |  | 2024 | -11872.3779 | -7487.0108 | -1758.0135 | -3.2826 | -10351.7615 |  | 2024 | 2364.8396 | 335.7988 | -151.959 | -81.0264 | -9775.2611 | 2024 | -24070.7945 | -16990.4717 | -5780.5692 | -216.3827 | -12369.1384 | 2024 | -173.5573 | -2433.264 | 1709.2285 | 1.6735 | -12445.4004 | 2024 | -9342.3088 | -4929.3214 | -1060.0093 | -6.3571 | -9557.9912 | 2024 | -11872.3779 | -7487.0108 | -1758.0135 | -3.2826 | -10351.7615 | 2024 | 2364.8396 | 335.7988 | -151.959 | -81.0264 | -9775.2611 | 2024 | -24070.7945 | -16990.4717 | -5780.5692 | -216.3827 | -12369.1384 | 2024 | -173.5573 | -2433.264 | 1709.2285 | 1.6735 | -12445.4004
2025 | -5554.5047 | -5503.5341 | -1013.9797 | 3.3357 | -3569.4354 |  | 2025 | -2929.0282 | -2286.7693 | -1236.9007 | 4.6564 | -3921.0222 |  | 2025 | 3158.6414 | 1396.3964 | 463.4292 | -19.0334 | -3726.1536 | 2025 | -13330.8826 | -4545.3526 | -4511.8336 | -169.2211 | -7496.8112 | 2025 | -5382.9721 | -3708.3462 | 2593.5292 | -43.0805 | -5113.6808 | 2025 | -5554.5047 | -5503.5341 | -1013.9797 | 3.3357 | -3569.4354 | 2025 | -2929.0282 | -2286.7693 | -1236.9007 | 4.6564 | -3921.0222 | 2025 | 3158.6414 | 1396.3964 | 463.4292 | -19.0334 | -3726.1536 | 2025 | -13330.8826 | -4545.3526 | -4511.8336 | -169.2211 | -7496.8112 | 2025 | -5382.9721 | -3708.3462 | 2593.5292 | -43.0805 | -5113.6808