## Cover
Victoria to NSW Interconnector West (VNI West) market modelling outcomes for additional options
Progressive Change scenario
Transgrid | 5 April 2023

## Release notice
Notice
Ernst & Young (“EY”) was engaged on the instructions of NSW Electricity Networks Operations Pty Limited, as trustee for NSW Electricity Networks Operations Trust (“Transgrid”), to undertake market modelling of system costs and benefits to assess seven options for the Victoria to NSW Interconnector West (VNI West) Regulatory Investment Test for Transmission (“VNI West RIT-T”). The results of EY’s work, including the assumptions and qualifications made in preparing the workbook (“Workbook”), are set out in EY's report (“Report”) dated 22 February 2023 . The Workbook and the Report should be read in conjunction with each other and in their entirety including any disclaimers and attachments, this notice and the notice included in the Report. A reference to the Workbook includes any part of the Workbook. No further work has been undertaken by EY since the date of the Workbook to update it. EY has prepared the Workbook for the benefit of Transgrid and has considered only the interest of Transgrid. EY has not been engaged to act, and has not acted, as advisor to any other party. Accordingly, EY makes no representations as to the appropriateness, accuracy or completeness of the Workbook for any other party's purposes. Our work commenced on 22 September 2022 1 and was completed on 15 February 2023 . Therefore, our Workbook does not take account of events or circumstances arising after 15 February 2023 and we have no responsibility to update the Workbook for such events or circumstances. No reliance may be placed upon the Workbook or any of its contents by any party other than Transgrid (“Third Parties”). Any Third Parties receiving a copy of the Workbook must make and rely on their own enquiries in relation to the issues to which the Workbook relates, the contents of the Workbook and all matters arising from or relating to or in any way connected with the Workbook or its contents. EY disclaims all responsibility to any Third Parties for any loss or liability that the Third Parties may suffer or incur arising from or relating to or in any way connected with the contents of the Workbook, the provision of the Workbook to the Third Parties or the reliance upon the Workbook by the Third Parties. No claim or demand or any actions or proceedings may be brought against EY arising from or connected with the contents of the Workbook or the provision of the Workbook to the Third Parties. EY will be released and forever discharged from any such claims, demands, actions or proceedings. Our Workbook is based, in part, on the information provided to us by Transgrid and other stakeholders engaged in this process. We have relied on the accuracy of the information gathered through these sources. We do not imply, and it should not be construed that we have performed an audit, verification or due diligence procedures on any of the information provided to us. We have not independently verified, nor accept any responsibility or liability for independently verifying, any such information nor do we make any representation as to the accuracy or completeness of the information. We accept no liability for any loss or damage, which may result from your reliance on any research, analyses or information so supplied. Modelling work performed as part of our scope inherently requires assumptions about future behaviours and market interactions, which may result in forecasts that deviate from future conditions. There will usually be differences between estimated and actual outcomes, because events and circumstances frequently do not occur as expected, and those differences may be material. We take no responsibility that the projected outcomes will be achieved. We highlight that our analysis and Workbook do not constitute investment advice or a recommendation to you on a future course of action. We provide no assurance that the scenarios we have modelled will be accepted by any relevant authority or third party. EY has consented to the Workbook being published electronically on Transgrid’s website for informational purposes only. EY has not consented to distribution or disclosure beyond this. The material contained in the Workbook, including the EY logo, is copyright. The copyright in the material contained in the Workbook itself, excluding EY logo, vests in Transgrid. The Workbook, including the EY logo, cannot be altered without prior written permission from EY. Readers are advised that the outcomes provided are based on many detailed assumptions underpinning the scenario, and the key assumptions are described in the Workbook. These assumptions were selected by Transgrid after public consultation. The modelled scenario represents one possible future option for the development and operation of the National Electricity Market, and it must be acknowledged that many alternative futures exist. Alternative futures beyond those presented have not been evaluated as part of this Workbook. EY’s liability is limited by a scheme approved under Professional Standards Legislation.

## Version notes
Change log
2023-02-22 | 1 | Victoria to NSW Interconnector West (VNI West) market modelling outcomes for additional options - Progressive Change scenario
2023-04-05 | 2 | Updated REZ generation and capacity results to show results for 2048-49 and 2049-50
Fixed error in REZ generation and capacity results presentation where offshore wind was being double counted in the onshore wind results

## Abbreviations and notes
Acronyms
AEMO | Australian Energy Market Operator
CCGT | Closed cycle gas turbine
Diesel | Diesel generator
Distributed PV | PV non-scheduled generators (PVNSG) and Rooftop PV
DSP | Demand-side participation
ESOO | Electricity Statement Of Opportunities
FOM | Fixed operations and maintenance
Gas - Steam | Gas-powered steam turbine
GWh | Gigawatt-hours
Grid Battery | Explicitly modelled existing and new entrant (8 hour or less) battery storage
MW | Megawatts
NEM | National Electricity Market
OCGT | Open cycle gas turbine
PACR | Project Assessment Conclusions Report
PV | Photovoltaic
PVNSG | PV non-scheduled generators
Rehab | Rehabilitation (after closing an existing generator)
REZ | Renewable energy zone
USE | Unserved energy
VOM | Variable operations and maintenance
VPP | Virtual power plants
Notes
1. Tumut 3 generation is included in Hydro, whereas Tumut 3 pump is included in Pumped Hydro Pump.
2. REZ expansion costs only capture intra-regional network augmentations. These costs do not include the cost of interconnectors.
3. Entry of new capacity and retirement of generator capacity where allowed occurs at the beginning of each financial year, on 1 July.
4. Other non-scheduled generation is handled on the demand side as per AEMO's 2021 ESOO.

## ---Compare options---
Compare |  | Option 3A | to | BaseCase |  | 0 | 1 | 2 | 3 | 4 | 5 | 6 | 7 | 8 | 9 | 10 | 11 | 12 | 13 | 14 | 15 | 16 | 17 | 18 | 19 | 20 | 21 | 22 | 23 | 24 | 25 | 26
NEM discounted market benefits by year
Select region | NEM
[5 empty] | Real June 2021 dollars ($m) discounted to 1 July 2021 | 2023-24 | 2024-25 | 2025-26 | 2026-27 | 2027-28 | 2028-29 | 2029-30 | 2030-31 | 2031-32 | 2032-33 | 2033-34 | 2034-35 | 2035-36 | 2036-37 | 2037-38 | 2038-39 | 2039-40 | 2040-41 | 2041-42 | 2042-43 | 2043-44 | 2044-45 | 2045-46 | 2046-47 | 2047-48 | 2048-49 | 2049-50
|  |  |  | Build | CAPEX | 0 | -0.00063033 | -0.0012458 | 0.02889 | -0.014373 | 0.18917 | 0.75895 | 1.3084 | 1.8306 | 2.049 | 10.3907 | 19.1936 | 38.3298 | 58.0614 | 62.2543 | 52.5925 | 67.0672 | 144.7541 | 195.7786 | 244.4206 | 306.8024 | 372.5503 | 445.9427 | 517.0598 | 595.9621 | 644.4452 | 773.5922
|  |  |  | FOM | FOM | 0 | -9.0867e-05 | -0.0001842 | 0.0051768 | 0.0024323 | 0.0011224 | 0.046637 | 0.091343 | 0.13383 | 0.12456 | 2.0966 | 4.1516 | 8.4039 | 12.9106 | 14.8742 | 14.3523 | 19.08 | 34.8631 | 41.2341 | 47.5899 | 55.5344 | 66.2207 | 78.0263 | 89.2478 | 101.3978 | 103.1603 | 138.5119
|  |  |  | Fuel | Fuel | 0.24215 | 0.47983 | 0.69758 | 0.76366 | 2.5133 | 4.1501 | 6.1231 | 7.9995 | 11.4195 | 14.0868 | 6.3396 | -3.0924 | -6.5399 | -12.339 | -11.232 | 60.4075 | 122.2109 | 130.0512 | 175.9825 | 229.7728 | 254.9075 | 280.7581 | 307.2305 | 349.0353 | 433.093 | 555.8191 | 586.9863
|  |  |  | VOM | VOM | -0.099865 | -0.18661 | -0.2622 | -0.3295 | 0.58793 | 1.1211 | 1.4779 | 1.8862 | 2.5883 | 3.008 | 2.2883 | 1.5733 | -0.29191 | -1.8245 | -2.0169 | 0.93599 | 2.9895 | 2.6833 | 3.2898 | 5.2117 | 4.0297 | 3.6769 | 2.0756 | 2.6714 | 1.554 | 2.8128 | 2.244
|  |  |  | Rehab | Rehab | 0 | 0 | 0 | 0 | 0 | 0 | 0 | 0 | 0 | 0 | 0 | 0 | 0 | 0 | 0 | 0 | 0 | 0 | 0 | 0 | 0 | 0 | 0 | 0 | 0 | 0 | 0
|  |  |  | REZ Tx | REZ | -3.8025e-07 | -1.382e-05 | -2.7566e-05 | -4.1739e-05 | -5.6029e-05 | -7.1321e-05 | -8.6454e-05 | -0.00010226 | -0.00011803 | -0.00013687 | 1.6082 | 3.2711 | 4.8684 | 14.152 | 31.032 | 47.5702 | 64.0698 | 86.8495 | 110.237 | 123.8228 | 147.9013 | 170.9813 | 196.0478 | 222.98 | 244.778 | 268.372 | 299.0856
|  |  |  | USE+DSP | USE+DSP | -0.0002756 | -0.00053925 | -0.000824 | -0.001098 | 0.013913 | 0.52853 | 0.52826 | 0.49304 | 0.43868 | 0.66591 | 1.5707 | 2.9476 | -1.6279 | -3.8909 | -2.4037 | -1.9709 | -0.56109 | -0.73768 | -5.9002 | -5.0665 | -5.873 | -5.3387 | -5.253 | -4.2404 | -4.0357 | -4.3045 | -3.7856
[5 empty] | Total cumulative market benefits | 0.14201 | 0.29195 | 0.4331 | 0.46709 | 3.1032 | 5.99 | 8.9348 | 11.7784 | 16.4108 | 19.9341 | 24.2941 | 28.0449 | 43.1423 | 67.0696 | 92.5079 | 173.8877 | 274.8563 | 398.4634 | 520.6217 | 645.7512 | 763.3024 | 888.8485 | 1024.0698 | 1176.7539 | 1372.7491 | 1570.3048 | 1796.6345
NEM capacity difference by year
Select region | NEM
[5 empty] | Capacity difference (MW) | 2023-24 | 2024-25 | 2025-26 | 2026-27 | 2027-28 | 2028-29 | 2029-30 | 2030-31 | 2031-32 | 2032-33 | 2033-34 | 2034-35 | 2035-36 | 2036-37 | 2037-38 | 2038-39 | 2039-40 | 2040-41 | 2041-42 | 2042-43 | 2043-44 | 2044-45 | 2045-46 | 2046-47 | 2047-48 | 2048-49 | 2049-50
[5 empty] | Black Coal | 0 | 0 | 0 | 0 | 0 | 0 | 0 | 0 | 0 | 0 | 0 | 0 | 0 | 0 | 0 | 0 | 0 | 0 | 0 | 0 | 0 | 0 | 0 | 0 | 0 | 0 | 0
[5 empty] | Brown Coal | 0 | 0 | 0 | 0 | 0 | 0 | 0 | 0 | 0 | 0 | 0 | 0 | 0 | 0 | 0 | 0 | 0 | 0 | 0 | 0 | 0 | 0 | 0 | 0 | 0 | 0 | 0
[5 empty] | CCGT | 0 | 0 | 0 | 0 | 0 | 0 | 0 | 0 | 0 | 0 | 0 | 0 | 0 | 0 | 0 | 0 | 0 | 0 | 0 | 0 | 0 | 0 | 0 | 0 | 0 | 0 | 0
[5 empty] | Gas - Steam | 0 | 0 | 0 | 0 | 0 | 0 | 0 | 0 | 0 | 0 | 0 | 0 | 0 | 0 | 0 | 0 | 0 | 0 | 0 | 0 | 0 | 0 | 0 | 0 | 0 | 0 | 0
[5 empty] | OCGT / Diesel | 0 | -0.00071427 | -0.0005431 | -0.000543 | 1.192 | 1.1923 | 1.1924 | 1.0279 | 1.0279 | 1.6345 | 148.1324 | 126.2831 | 267.916 | 267.916 | 267.9162 | 267.9162 | 267.9162 | 267.9162 | -340.1655 | -340.1655 | -139.8673 | 87.6959 | 87.6959 | 79.8238 | -51.1633 | -523.952 | 714.2444
[5 empty] | Hydro | 0 | 0 | 0 | 0 | 0 | 0 | 0 | 0 | 0 | 0 | 0 | 0 | 0 | 0 | 0 | 0 | 0 | 0 | 0 | 0 | 0 | 0 | 0 | 0 | 0 | 0 | 0
[5 empty] | Hydrogen Turbine | 0 | 0 | 0 | 0 | 0 | 0 | 0 | 0 | 0 | 0 | 0 | 0 | 0 | 0 | 0 | 0 | 0 | 0 | 0 | 0 | 0 | 0 | 0 | 0 | 0 | 0 | 0
[5 empty] | Wind | 0 | 0.0020247 | 0.0010302 | -0.17692 | 0.51208 | -11.5985 | -19.0621 | -19.0984 | -19.0983 | -19.0982 | -78.2355 | -29.9871 | -89.8825 | -48.8759 | 524.1229 | 765.0169 | 764.2545 | -230.7016 | -686.3468 | -389.991 | -415.6443 | 5.2412 | -281.1642 | 612.0403 | 1040.2618 | 1253.7089 | -733.9834
[5 empty] | Solar PV | 0 | 0.00033637 | 0.0015594 | 0.002882 | -1.004 | 17.0078 | 25.1101 | 25.1102 | 25.1103 | 25.1115 | -37.9944 | -108.9915 | -230.0682 | -343.6381 | -589.3366 | -589.2621 | -796.8446 | -996.4586 | -264.2944 | -591.3082 | -803.4439 | -1693.9189 | -1627.4748 | -2430.7428 | -2202.9588 | -1652.6511 | -1643.1867
[5 empty] | Grid Battery | 0 | 0.0025104 | 0.002728 | 0.0027965 | 0.006829 | 0.0068802 | 0.0071513 | 0.0073944 | 0.0074736 | 5.0712 | -134.1433 | -122.2222 | -336.9183 | -336.9182 | -437.6237 | -437.6237 | -804.8386 | -910.3685 | -7.116 | -7.1159 | -91.9002 | -468.1287 | -468.1292 | -654.0266 | -1288.5214 | 123.5126 | 306.6733
[5 empty] | Pumped Hydro | 0 | 0 | 0.00076786 | 0.00089072 | -0.0031595 | -0.0032088 | -0.0032449 | -0.0029021 | -0.0028016 | -0.0007894 | 55.5835 | 26.5617 | 123.7787 | 123.7787 | 17.0861 | 17.0861 | 17.0862 | 17.0861 | 122.9094 | 20.3888 | -62.1798 | -11.5861 | -11.5861 | -262.4575 | -439.7347 | -715.6916 | -715.69
[5 empty] | VPP | 0 | 0 | 0 | 0 | 0 | 0 | 0 | 0 | 0 | 0 | 0 | 0 | 0 | 0 | 0 | 0 | 0 | 0 | 0 | 0 | 0 | 0 | 0 | 0 | 0 | 0 | 0
[5 empty] | Grid Battery pump | 0 | 0.0025104 | 0.002728 | 0.0027965 | 0.006829 | 0.0068802 | 0.0071513 | 0.0073944 | 0.0074736 | 5.0712 | -134.1433 | -122.2222 | -336.9183 | -336.9182 | -437.6237 | -437.6237 | -804.8386 | -910.3685 | -7.116 | -7.1159 | -91.9002 | -468.1287 | -468.1292 | -654.0266 | -1288.5214 | 123.5126 | 306.6733
[5 empty] | Pumped Hydro Pump | 0 | 0 | 0.00076786 | 0.00089072 | -0.0031595 | -0.0032088 | -0.0032449 | -0.0029021 | -0.0028016 | -0.0007894 | 55.5835 | 26.5617 | 123.7787 | 123.7787 | 17.0861 | 17.0861 | 17.0862 | 17.0861 | 122.9094 | 20.3888 | -62.1798 | -11.5861 | -11.5861 | -262.4575 | -439.7347 | -715.6916 | -715.69
[5 empty] | VPP pump | 0 | 0 | 0 | 0 | 0 | 0 | 0 | 0 | 0 | 0 | 0 | 0 | 0 | 0 | 0 | 0 | 0 | 0 | 0 | 0 | 0 | 0 | 0 | 0 | 0 | 0 | 0
NEM generation difference by year
Select region | NEM
[5 empty] | Sent-out generation difference (GWh)* | 2023-24 | 2024-25 | 2025-26 | 2026-27 | 2027-28 | 2028-29 | 2029-30 | 2030-31 | 2031-32 | 2032-33 | 2033-34 | 2034-35 | 2035-36 | 2036-37 | 2037-38 | 2038-39 | 2039-40 | 2040-41 | 2041-42 | 2042-43 | 2043-44 | 2044-45 | 2045-46 | 2046-47 | 2047-48 | 2048-49 | 2049-50
[5 empty] | Black Coal | -1.0162 | -0.38575 | -0.14441 | 1.7821 | -19.6655 | -70.2463 | -91.8766 | -90.0437 | -169.8841 | -130.2252 | 9.5649 | 29.7488 | -21.1506 | 4.2248 | -135.0075 | -59.5956 | 401.4937 | 742.4072 | 815.4334 | 427.5588 | 406.9403 | 597.2923 | 342.3018 | 414.7763 | 216.008 | 292.7907 | 266.7662
[5 empty] | Brown Coal | -29.7872 | -32.6647 | -30.9792 | -17.4647 | -230.0328 | -86.7365 | -88.465 | -64.2279 | -151.6176 | -54.6963 | -54.0633 | -12.6482 | 8.6789 | 9.3447 | -136.2452 | -3.3402 | 14.666 | 153.0505 | 251.2301 | 44.059 | 47.2185 | 187.7095 | 209.0939 | -55.7597 | 0 | 0 | 0
[5 empty] | CCGT | 0.00026022 | 3.4125e-05 | 0.00016319 | -0.040592 | 0.076116 | 0.89687 | 0.66988 | -2.5137 | -0.087588 | -11.0204 | 73.6336 | 47.5569 | 53.6524 | 17.4949 | -113.7042 | 46.2296 | 212.2536 | 51.0448 | 220.5564 | 21.6521 | 126.8967 | 196.7021 | 76.7221 | 15.5525 | 10.4689 | 5.983 | 9.2177
[5 empty] | Gas - Steam | 0.00011 | 4e-05 | 0.000325 | 0.009794 | 0.14841 | 0.014734 | 0.028064 | 0.26811 | 0.021952 | -0.1691 | -1.9969 | 9.0456 | -17.2991 | 20.0648 | -42.2984 | -485.5299 | 0 | 0 | 0 | 0 | 0 | 0 | 0 | 0 | 0 | 0 | 0
[5 empty] | OCGT / Diesel | 0.0011192 | 0.0011956 | 0.0012464 | 0.32785 | -0.00091149 | 1.4539 | 0.053228 | 0.65783 | 0.53399 | 2.0494 | 70.8336 | 95.2953 | 57.5146 | 81.8288 | 121.8794 | -788.5618 | -1208.9262 | -165.3718 | -1083.9143 | -1106.1969 | -501.8454 | -644.4333 | -547.7369 | -807.5447 | -1864.9361 | -3067.9242 | -646.0673
[5 empty] | Hydro | 30.9459 | 32.0124 | 30.092 | 18.9626 | -67.2976 | -46.9109 | 0.59616 | -11.6723 | 9.8156 | -23.4885 | 32.4347 | 72.6712 | 360.85 | 358.9374 | 57.0661 | -440.8504 | -376.4591 | 92.0874 | -0.63307 | -300.4169 | 285.412 | 65.2244 | 81.5783 | 193.8191 | 176.5856 | -280.4389 | 1071.3206
[5 empty] | Hydrogen Turbine | 0 | 0 | 0 | 0 | 0 | 0 | 0 | 0 | 0 | 0 | 0 | 0 | 0 | 0 | 0 | 0 | 0 | 0 | 0 | 0 | 0 | 0 | 0 | 0 | 0 | 0 | 0
[5 empty] | Wind | -13.9225 | 4.8965 | -5.2822 | -1.5716 | 403.0418 | 205.8348 | 191.6565 | 166.5732 | 334.774 | 242.1683 | 22.4373 | 32.4944 | 154.5216 | 376.597 | 1673.7276 | 2837.205 | 2528.1278 | 570.3449 | -696.4455 | 941.7 | 352.5369 | 1868.0394 | 1770.9416 | 2902.8064 | 4618.5842 | 4769.0009 | -165.9168
[5 empty] | Solar PV | 14.4397 | -4.2448 | 5.8079 | 0.15393 | -12.7505 | 23.3945 | 38.4944 | 32.6853 | 30.218 | 39.1654 | -91.7427 | -255.8042 | -546.636 | -813.0732 | -1181.3953 | -982.9112 | -1422.1591 | -1454.8071 | 768.7132 | 106.871 | -178.8863 | -1784.0132 | -1156.3941 | -2786.0723 | -3204.8663 | -1786.4037 | -248.0636
[5 empty] | Grid Battery | 0.068741 | 0.021187 | 0.11009 | 0.37255 | 4.3517 | 0.26413 | 3.5535 | -0.057163 | 0.34388 | 6.8365 | -274.9487 | -240.3074 | -613.161 | -596.1758 | -674.5498 | -606.0809 | -1207.432 | -1210.0439 | 797.8892 | 646.224 | 427.7415 | -19.5232 | 129.2778 | -536.3656 | -1030.4443 | 1136.4185 | 1537.529
[5 empty] | Pumped Hydro | 0.04 | 0.01054 | 0.032028 | 2.42 | 8.4034 | 9.6263 | 26.9238 | 0.53942 | 12.1084 | 9.4323 | 204.8482 | 105.9705 | 284.4502 | 285.063 | 280.6025 | 107.2358 | 491.7645 | 173.8207 | 293.0002 | 54.8766 | 149.9781 | 47.7066 | 563.3031 | -516.68 | -317.1168 | -934.6498 | -1208.569
[5 empty] | VPP | 0.037933 | 0.062671 | -0.018577 | 0.023698 | 2.786 | 0.90484 | 2.1915 | 1.7898 | 1.0493 | 5.6457 | 1.0473 | -2.4017 | 7.9216 | 5.321 | 2.8367 | 11.8082 | -32.1764 | 28.5242 | 39.5805 | 32.9199 | 37.2178 | 33.5291 | 63.7313 | -8.1482 | 82.2122 | 101.8274 | 96.9186
[5 empty] | Grid Battery pump | 0.082024 | 0.025061 | 0.13153 | 0.44233 | 5.172 | 0.31559 | 4.0713 | 0.15474 | 0.35379 | 8.0442 | -330.8704 | -289.8103 | -733.2946 | -713.39 | -813.4453 | -718.1476 | -1451.9403 | -1458.8416 | 972.6688 | 778.7735 | 516.7102 | -16.101 | 161.0239 | -643.0546 | -1244.9604 | 1379.1906 | 1857.4352
[5 empty] | Pumped Hydro Pump | 1.3035 | 0.29603 | 0.081333 | -0.31176 | 20.2578 | 19.0084 | 43.9547 | -0.28736 | 14.605 | 35.9596 | 280.3134 | 145.5523 | 396.5973 | 359.2448 | 427.2361 | 203.0898 | 620.3548 | 342.0596 | 288.0935 | 5.9091 | 268.3824 | 74.0196 | 875.2538 | -722.0621 | -209.5659 | -1291.5413 | -1547.9088
[5 empty] | VPP pump | 0.044632 | 0.073916 | -0.022074 | 0.027885 | 3.2776 | 1.0645 | 2.5782 | 2.1056 | 1.2337 | 6.6485 | 1.3524 | -3.8801 | 10.2301 | 6.2704 | 2.518 | 15.9188 | -39.0546 | 34.1502 | 45.6778 | 38.9448 | 43.3159 | 39.0257 | 76.9939 | -11.3539 | 98.7273 | 118.1677 | 114.4539
*Generation shown is sent-out, as is demand.

## BaseCase_CF
Annual capacity factor by technology - BaseCase, Progressive Change Scenario
Explicitly modelled generation
Region | Technology | 2023-24 | 2024-25 | 2025-26 | 2026-27 | 2027-28 | 2028-29 | 2029-30 | 2030-31 | 2031-32 | 2032-33 | 2033-34 | 2034-35 | 2035-36 | 2036-37 | 2037-38 | 2038-39 | 2039-40 | 2040-41 | 2041-42 | 2042-43 | 2043-44 | 2044-45 | 2045-46 | 2046-47 | 2047-48 | 2048-49 | 2049-50
NEM | Black Coal | 51.15% | 49.42% | 47.97% | 52.77% | 51.78% | 55.51% | 49.54% | 58.51% | 57.54% | 66.16% | 69.75% | 70.38% | 71.74% | 72.1% | 73.02% | 71.78% | 69.3% | 61.43% | 62.67% | 64.17% | 64.77% | 59.14% | 57.85% | 60.18% | 58.53% | 60.4% | 61.05%
NEM | Brown Coal | 69.49% | 67.12% | 68.83% | 67.5% | 68.77% | 70.39% | 72.66% | 70.13% | 68.19% | 71.07% | 73.24% | 74.01% | 69% | 70.43% | 77.41% | 75.16% | 75.92% | 63.88% | 66.01% | 68.11% | 67.58% | 40.43% | 45.87% | 67.99% | - | - | -
NEM | CCGT | 5.631% | 5.877% | 6.473% | 4.258% | 4.033% | 4.736% | 3.878% | 6.768% | 5.307% | 11.41% | 28.18% | 33.05% | 36.13% | 37.79% | 44.84% | 38.79% | 35.46% | 33.1% | 29% | 36.4% | 34.91% | 31.38% | 30.45% | 30.63% | 30.88% | 30.81% | 31.27%
NEM | Gas - Steam | 0.4457% | 0.5467% | 0.7012% | 0.5141% | 0.3039% | 2.275% | 0.3644% | 1.095% | 0.5412% | 1.514% | 1.736% | 4.396% | 20.09% | 21.73% | 27.23% | 23.21% | - | - | - | - | - | - | - | - | - | - | -
NEM | OCGT / Diesel | 0.1313% | 0.1549% | 0.1898% | 0.09317% | 0.1128% | 0.2342% | 0.03627% | 0.2653% | 0.1404% | 0.5198% | 2.169% | 4.004% | 4.071% | 6.051% | 8.493% | 6.548% | 10.9% | 11.44% | 7.814% | 10.58% | 14.34% | 10.46% | 12.09% | 14.31% | 19.52% | 18.9% | 20.04%
NEM | Hydro | 23.75% | 23.53% | 21.9% | 20.92% | 18.12% | 24.83% | 24.37% | 23.63% | 23.46% | 23.35% | 28.23% | 28.75% | 27.56% | 24.29% | 28.65% | 25.73% | 24.29% | 23.66% | 22.52% | 24.81% | 24.7% | 23.35% | 20.4% | 26.05% | 26.66% | 27.91% | 27.64%
NEM | Hydrogen Turbine | bar: 2023-24 to 2049-50
NEM | Wind | 31.8% | 31.14% | 32.41% | 33.91% | 36.44% | 35.38% | 34.78% | 35.15% | 36.83% | 35.38% | 35.24% | 35.45% | 37.32% | 37.84% | 36.26% | 36.24% | 36.08% | 36.15% | 35.02% | 33.89% | 33.25% | 34.32% | 34.97% | 34.22% | 33.89% | 33.19% | 33.33%
NEM | Solar PV | 23.91% | 21.06% | 21.9% | 21.87% | 22.77% | 21.1% | 21.17% | 22.59% | 23.62% | 23.7% | 24.43% | 24.2% | 25.99% | 25.94% | 22.24% | 23.73% | 25.21% | 24.63% | 24.4% | 23.81% | 22.68% | 23.49% | 23.18% | 19.84% | 21.18% | 22.23% | 22.38%
NEM | Grid Battery | 5.324% | 5.418% | 5.448% | 5.486% | 5.327% | 7.697% | 7.88% | 8.258% | 7.969% | 10.12% | 12.51% | 12.48% | 16.29% | 16.32% | 16.63% | 16.55% | 17.29% | 16.52% | 18.29% | 17.8% | 18.18% | 18.75% | 18.93% | 17.44% | 17.49% | 18.18% | 18.28%
NEM | Pumped Hydro | 11.37% | 13.81% | 16.78% | 20.88% | 12.47% | 12.62% | 12.18% | 16.21% | 14.25% | 16.35% | 16.89% | 16.74% | 21.23% | 20.68% | 17.86% | 19.18% | 20.06% | 20.49% | 20.19% | 20.39% | 19.84% | 21.37% | 20.84% | 19.57% | 19.59% | 20.13% | 20.05%
NEM | VPP | 8.748% | 8.799% | 8.765% | 8.86% | 8.608% | 8.374% | 8.248% | 8.494% | 8.127% | 8.26% | 7.989% | 7.538% | 7.377% | 7.289% | 6.901% | 6.795% | 6.87% | 6.517% | 6.673% | 6.551% | 6.372% | 6.539% | 6.522% | 6.2% | 6.226% | 6.323% | 6.217%
Region | Technology | 2023-24 | 2024-25 | 2025-26 | 2026-27 | 2027-28 | 2028-29 | 2029-30 | 2030-31 | 2031-32 | 2032-33 | 2033-34 | 2034-35 | 2035-36 | 2036-37 | 2037-38 | 2038-39 | 2039-40 | 2040-41 | 2041-42 | 2042-43 | 2043-44 | 2044-45 | 2045-46 | 2046-47 | 2047-48 | 2048-49 | 2049-50
NSW1 | Black Coal | 45.2% | 41.99% | 37.94% | 51.28% | 48.05% | 54.54% | 45.12% | 55.25% | 55.36% | 66.78% | 69.98% | 69.98% | 70.17% | 66.3% | 69.98% | 69.98% | 64.47% | - | - | - | - | - | - | - | - | - | -
NSW1 | Brown Coal | bar: 2023-24 to 2049-50
NSW1 | CCGT | 0.1021% | 0.1067% | 0.9305% | 0.8033% | 0.8943% | 0.7143% | 0.2263% | 4.591% | 2.722% | 9.137% | 41.33% | 43.73% | 40.26% | 42.4% | 51.47% | 43.35% | 38.16% | 39.35% | 33.56% | 43.79% | - | - | - | - | - | - | -
NSW1 | Gas - Steam | bar: 2023-24 to 2049-50
NSW1 | OCGT / Diesel | 0.01329% | 0.02006% | 0.1306% | 0.05435% | 0.1457% | 0.07396% | 0.01097% | 0.2387% | 0.1365% | 0.3329% | 2.257% | 4.328% | 1.691% | 3.217% | 4.949% | 3.799% | 6.546% | 10.96% | 6.605% | 9.735% | 14.68% | 11.81% | 13.69% | 16.1% | 19.56% | 15.98% | 18.73%
NSW1 | Hydro | 10.63% | 13.02% | 12.96% | 12.67% | 10.17% | 16.35% | 12.82% | 12.93% | 11.95% | 12.2% | 14.1% | 14.75% | 14.17% | 11.88% | 16.78% | 14.33% | 12.54% | 13.55% | 12.04% | 13.96% | 14.6% | 14.07% | 11.97% | 16.54% | 16.64% | 16.71% | 17.29%
NSW1 | Hydrogen Turbine | bar: 2023-24 to 2049-50
NSW1 | Wind | 35.96% | 33.54% | 34.03% | 34.32% | 36.81% | 36.69% | 34.28% | 34.81% | 35.02% | 35.18% | 34.27% | 33.98% | 35.75% | 35.56% | 35.61% | 34.63% | 34.94% | 33.13% | 33.68% | 32.33% | 31.58% | 32.95% | 32.53% | 33.82% | 32.2% | 31.56% | 29.75%
NSW1 | Solar PV | 26.07% | 20.95% | 21.06% | 22.54% | 23.68% | 21.56% | 22.05% | 23.65% | 23.93% | 24.2% | 24.21% | 23.94% | 25.9% | 25.9% | 22.27% | 23.36% | 25.52% | 24.59% | 24.46% | 23.79% | 22.72% | 24.13% | 23.6% | 20.61% | 21.27% | 22.58% | 22.27%
NSW1 | Grid Battery | 7.356% | 7.045% | 7.057% | 7.35% | 6.96% | 20.88% | 21.22% | 21.82% | 21.25% | 16.07% | 15.56% | 14.93% | 15.5% | 15.7% | 14.83% | 14.6% | 15.44% | 14.52% | 16.46% | 16.02% | 15.35% | 17.06% | 16.62% | 16.27% | 16.39% | 17.67% | 17.96%
NSW1 | Pumped Hydro | 10.01% | 11.51% | 21.02% | 26.4% | 12.03% | 12.69% | 11.76% | 16.22% | 14% | 16.08% | 14.88% | 14.75% | 22.32% | 21.94% | 19.3% | 20.68% | 21.67% | 22.33% | 22.21% | 21.46% | 20.71% | 22.61% | 22.11% | 20.14% | 18.39% | 19.14% | 19%
NSW1 | VPP | 9.049% | 8.862% | 8.977% | 9.192% | 8.749% | 8.37% | 8.285% | 8.637% | 8.183% | 7.969% | 7.591% | 7.216% | 7.39% | 7.275% | 6.916% | 6.733% | 6.94% | 6.526% | 6.697% | 6.563% | 6.297% | 6.7% | 6.565% | 6.332% | 6.418% | 6.709% | 6.568%
Region | Technology | 2023-24 | 2024-25 | 2025-26 | 2026-27 | 2027-28 | 2028-29 | 2029-30 | 2030-31 | 2031-32 | 2032-33 | 2033-34 | 2034-35 | 2035-36 | 2036-37 | 2037-38 | 2038-39 | 2039-40 | 2040-41 | 2041-42 | 2042-43 | 2043-44 | 2044-45 | 2045-46 | 2046-47 | 2047-48 | 2048-49 | 2049-50
QLD1 | Black Coal | 57.26% | 57.04% | 59.22% | 53.86% | 53.86% | 56.05% | 51.99% | 60.37% | 58.79% | 65.8% | 69.7% | 70.47% | 72.25% | 73.96% | 74.1% | 72.42% | 71.03% | 61.43% | 62.67% | 64.17% | 64.77% | 59.14% | 57.85% | 60.18% | 58.53% | 60.4% | 61.05%
QLD1 | Brown Coal | bar: 2023-24 to 2049-50
QLD1 | CCGT | 5.684% | 6.048% | 6.609% | 6.604% | 6.397% | 6.37% | 6.064% | 9.369% | 7.863% | 13.84% | 29.26% | 33.87% | 40.91% | 44.53% | 50.13% | 43.79% | 41.25% | 36.96% | 32.77% | 40.45% | 41.71% | 37.49% | 45.39% | 66.02% | 66.55% | 66.41% | 67.41%
QLD1 | Gas - Steam | bar: 2023-24 to 2049-50
QLD1 | OCGT / Diesel | 0.000653% | 1.029e-06% | 0.008059% | 0.01243% | 0.007679% | 0.01266% | 1.333e-06% | 0.2115% | 0.04382% | 0.4977% | 2.092% | 2.841% | 7.012% | 12.07% | 14.92% | 11.23% | 13.77% | 13.05% | 7.533% | 14.3% | 15.28% | 15.91% | 18.56% | 16.99% | 21.61% | 18.15% | 20.5%
QLD1 | Hydro | 53.02% | 53.72% | 55.13% | 52.32% | 53.8% | 54.3% | 52.96% | 53.76% | 54.14% | 54.05% | 55.29% | 55.19% | 56.08% | 55.87% | 46.86% | 47.83% | 47.61% | 42.43% | 40.65% | - | - | - | - | - | - | - | -
QLD1 | Hydrogen Turbine | bar: 2023-24 to 2049-50
QLD1 | Wind | 39.19% | 31.51% | 35.29% | 38.3% | 39.85% | 37.79% | 36.52% | 38.01% | 38.12% | 37.56% | 37.45% | 37.15% | 37.08% | 38.8% | 36.59% | 36.21% | 37.08% | 35.24% | 34.91% | 32.65% | 32.46% | 32.18% | 33.55% | 32.9% | 32.63% | 32.91% | 31.71%
QLD1 | Solar PV | 22.9% | 21.93% | 24.21% | 22.49% | 23.36% | 21.2% | 20.9% | 22.62% | 24.92% | 24.59% | 26.84% | 26.54% | 28.18% | 27.7% | 22.69% | 25.41% | 26.29% | 26.42% | 26.09% | 25.29% | 24.44% | 24.75% | 24.15% | 20.13% | 22.73% | 23.75% | 24.51%
QLD1 | Grid Battery | 6.581% | 6.684% | 6.483% | 6.627% | 6.56% | 6.701% | 6.653% | 6.827% | 6.621% | 6.665% | 12.15% | 14.81% | 21.19% | 21.13% | 20.36% | 20.66% | 21.58% | 21.57% | 21.82% | 21.94% | 21.71% | 22.15% | 22.13% | 19.81% | 21.67% | 21.28% | 22.33%
QLD1 | Pumped Hydro | 11.95% | 14.78% | 12.44% | 15.22% | 14.52% | 12.29% | 14.26% | 16.15% | 15.5% | 17.73% | 22.82% | 21.97% | 19.14% | 17.37% | 13.21% | 14.7% | 15.26% | 16.43% | 15.48% | 19.48% | 18.82% | 19.57% | 18.99% | 19.09% | 21.48% | 21.6% | 21.78%
QLD1 | VPP | 7.945% | 7.992% | 7.852% | 8.172% | 8.078% | 8.298% | 8.264% | 8.518% | 8.36% | 8.532% | 8.08% | 7.706% | 7.515% | 7.408% | 7.065% | 7.095% | 7.083% | 6.927% | 7.048% | 7.058% | 6.929% | 6.844% | 6.844% | 6.511% | 6.651% | 6.498% | 6.638%
Region | Technology | 2023-24 | 2024-25 | 2025-26 | 2026-27 | 2027-28 | 2028-29 | 2029-30 | 2030-31 | 2031-32 | 2032-33 | 2033-34 | 2034-35 | 2035-36 | 2036-37 | 2037-38 | 2038-39 | 2039-40 | 2040-41 | 2041-42 | 2042-43 | 2043-44 | 2044-45 | 2045-46 | 2046-47 | 2047-48 | 2048-49 | 2049-50
VIC1 | Black Coal | bar: 2023-24 to 2049-50
VIC1 | Brown Coal | 69.49% | 67.12% | 68.83% | 67.5% | 68.77% | 70.39% | 72.66% | 70.13% | 68.19% | 71.07% | 73.24% | 74.01% | 69% | 70.43% | 77.41% | 75.16% | 75.92% | 63.88% | 66.01% | 68.11% | 67.58% | 40.43% | 45.87% | 67.99% | - | - | -
VIC1 | CCGT | bar: 2023-24 to 2049-50
VIC1 | Gas - Steam | 0.1969% | 0.258% | 0.2748% | 0.5141% | 0.3039% | 2.275% | 0.3644% | 1.095% | 0.5412% | 1.514% | 1.736% | 4.396% | 20.09% | 21.73% | 27.23% | 23.21% | - | - | - | - | - | - | - | - | - | - | -
VIC1 | OCGT / Diesel | 0.06004% | 0.08588% | 0.04158% | 0.119% | 0.09012% | 0.3698% | 0.03992% | 0.1923% | 0.1506% | 0.3007% | 0.2626% | 1.051% | 2.697% | 2.564% | 4.758% | 3.564% | 13.59% | 8.787% | 8.099% | 6.725% | 11.35% | 6.865% | 7.993% | 11.76% | 20.13% | 24.62% | 23.12%
VIC1 | Hydro | 13.79% | 16.72% | 17.22% | 16.36% | 13.68% | 20.5% | 17.11% | 14.8% | 14.78% | 13.5% | 16.49% | 17% | 16.23% | 13.58% | 20.4% | 17.04% | 14.75% | 14.74% | 13.44% | 16.4% | 17% | 16.16% | 13.51% | 20.33% | 20.36% | 20.36% | 20.39%
VIC1 | Hydrogen Turbine | bar: 2023-24 to 2049-50
VIC1 | Wind | 27.27% | 26.89% | 28.38% | 28.55% | 32.05% | 30.74% | 31.63% | 30.73% | 34.96% | 30.66% | 31.72% | 33.45% | 35.38% | 35.69% | 32.58% | 35.07% | 33.68% | 36.97% | 33.17% | 33.59% | 33.03% | 34.14% | 35.54% | 32.55% | 34.72% | 33.05% | 37.83%
VIC1 | Solar PV | 20.44% | 18.61% | 17.78% | 18.07% | 18.14% | 19.03% | 18.41% | 18.69% | 19.04% | 19.64% | 19.58% | 19.47% | 21.85% | 21.85% | 20.12% | 20.71% | 21.72% | 20.2% | 21.38% | 20.95% | 19.96% | 20.85% | 20.74% | 17.77% | 18.48% | 19.6% | 18.4%
VIC1 | Grid Battery | 5.582% | 5.705% | 5.937% | 5.963% | 5.773% | 5.757% | 5.426% | 5.601% | 5.217% | 5.633% | 5.251% | 4.866% | 15.22% | 14.96% | 14.5% | 14.32% | 15.38% | 14.22% | 16.33% | 15.65% | 15.65% | 16.32% | 16.75% | 15.66% | 14.8% | 15.25% | 13.74%
VIC1 | Pumped Hydro | - | - | - | - | - | - | - | - | - | - | - | - | - | - | - | - | - | - | - | - | - | 24.85% | 25.46% | 24.12% | 22.7% | 23.52% | 22.83%
VIC1 | VPP | 8.955% | 9.128% | 9.401% | 9.536% | 9.417% | 9.139% | 8.693% | 8.944% | 8.203% | 8.928% | 8.796% | 8.077% | 7.493% | 7.351% | 6.725% | 6.722% | 6.776% | 6.347% | 6.444% | 6.187% | 5.985% | 6.256% | 6.289% | 5.796% | 5.726% | 5.797% | 5.497%
Region | Technology | 2023-24 | 2024-25 | 2025-26 | 2026-27 | 2027-28 | 2028-29 | 2029-30 | 2030-31 | 2031-32 | 2032-33 | 2033-34 | 2034-35 | 2035-36 | 2036-37 | 2037-38 | 2038-39 | 2039-40 | 2040-41 | 2041-42 | 2042-43 | 2043-44 | 2044-45 | 2045-46 | 2046-47 | 2047-48 | 2048-49 | 2049-50
SA1 | Black Coal | bar: 2023-24 to 2049-50
SA1 | Brown Coal | bar: 2023-24 to 2049-50
SA1 | CCGT | 10.59% | 12.47% | 13.22% | 1.72% | 1.087% | 5.01% | 1.839% | 3.382% | 1.824% | 10.47% | 25.08% | 34.67% | 32.46% | 33.34% | - | - | - | - | - | - | - | - | - | - | - | - | -
SA1 | Gas - Steam | 0.6012% | 0.7271% | 0.9678% | - | - | - | - | - | - | - | - | - | - | - | - | - | - | - | - | - | - | - | - | - | - | - | -
SA1 | OCGT / Diesel | 0.5673% | 0.7393% | 0.7836% | 0.2674% | 0.22% | 0.7556% | 0.1433% | 0.6274% | 0.3341% | 2.121% | 6.429% | 13.12% | 12.9% | 13.62% | 20.16% | 17.07% | 21.58% | 16.33% | 15.79% | 16.37% | 18.29% | 8.426% | 9.098% | 10.4% | 10.49% | 12.89% | 11.67%
SA1 | Hydro | bar: 2023-24 to 2049-50
SA1 | Hydrogen Turbine | bar: 2023-24 to 2049-50
SA1 | Wind | 31.39% | 31.53% | 30.29% | 33.63% | 34.17% | 32.37% | 32.28% | 32.79% | 35.32% | 31.63% | 33.47% | 31.71% | 36.53% | 36.6% | 34.91% | 35.15% | 34.25% | 35.69% | 33.29% | 33.75% | 30.59% | 34.21% | 34.21% | 32.24% | 32.32% | 30.82% | 32.43%
SA1 | Solar PV | 22.71% | 20.73% | 20.81% | 19.74% | 20.44% | 20.55% | 19.85% | 19.82% | 20.75% | 20.8% | 20.6% | 21.52% | 22.94% | 24.75% | 23.13% | 22.93% | 23.74% | 22.28% | 22.55% | 21% | 19.89% | 20.46% | 21.82% | 18.38% | 18.72% | 19.18% | 19.34%
SA1 | Grid Battery | 4.648% | 4.759% | 4.681% | 4.681% | 4.55% | 4.474% | 4.371% | 4.627% | 4.529% | 4.543% | 4.546% | 4.075% | 11.82% | 12.14% | 14.48% | 13.96% | 14.25% | 13.49% | 16.68% | 15.08% | 18.55% | 17.73% | 18.86% | 16.97% | 15.51% | 17.36% | 15.86%
SA1 | Pumped Hydro | bar: 2023-24 to 2049-50
SA1 | VPP | 8.997% | 9.151% | 8.975% | 8.793% | 8.485% | 8.169% | 7.895% | 7.941% | 7.763% | 7.719% | 7.706% | 7.327% | 7.215% | 7.294% | 7.046% | 6.783% | 6.717% | 6.276% | 6.607% | 6.47% | 6.366% | 6.391% | 6.497% | 6.244% | 6.076% | 6.384% | 6.204%
Region | Technology | 2023-24 | 2024-25 | 2025-26 | 2026-27 | 2027-28 | 2028-29 | 2029-30 | 2030-31 | 2031-32 | 2032-33 | 2033-34 | 2034-35 | 2035-36 | 2036-37 | 2037-38 | 2038-39 | 2039-40 | 2040-41 | 2041-42 | 2042-43 | 2043-44 | 2044-45 | 2045-46 | 2046-47 | 2047-48 | 2048-49 | 2049-50
TAS1 | Black Coal | bar: 2023-24 to 2049-50
TAS1 | Brown Coal | bar: 2023-24 to 2049-50
TAS1 | CCGT | bar: 2023-24 to 2049-50
TAS1 | Gas - Steam | bar: 2023-24 to 2049-50
TAS1 | OCGT / Diesel | 2.234e-06% | 4.712e-06% | 4.924e-06% | 5.17e-06% | 5.429e-06% | 5.746e-06% | 6.233e-06% | 0.03115% | 0.003712% | 0.1513% | 1.012e-05% | 0.3008% | 0.7204% | 0.2237% | 0.8035% | 0.4775% | 1.973% | 0.3892% | 0.8798% | 0.2948% | 0.6371% | 0.8729% | 0.3855% | 5.876e-05% | 0.9778% | 2.712% | 1.303%
TAS1 | Hydro | 43.82% | 38.17% | 32.92% | 31.24% | 27.8% | 35.3% | 40.55% | 40.26% | 40.74% | 41.29% | 51.01% | 51.44% | 49.16% | 44.19% | 47.25% | 44.15% | 43.77% | 41.09% | 40.5% | 43.02% | 41.53% | 38.92% | 34.85% | 40.56% | 42.17% | 45.71% | 44.32%
TAS1 | Hydrogen Turbine | bar: 2023-24 to 2049-50
TAS1 | Wind | 37.85% | 41.94% | 46.6% | 48.1% | 48.32% | 42.68% | 46.85% | 45.64% | 50.25% | 47.39% | 46.11% | 48.65% | 49.71% | 51.15% | 49.21% | 47.76% | 46.91% | 50.87% | 49.18% | 47.15% | 48.29% | 49.3% | 51.18% | 49.79% | 48.15% | 47.61% | 51.33%
TAS1 | Solar PV | - | - | - | - | - | - | - | - | - | - | - | - | - | - | - | - | - | - | - | - | - | 20.93% | 20.42% | 17.82% | 18.8% | 19.62% | 17.85%
TAS1 | Grid Battery | bar: 2023-24 to 2049-50
TAS1 | Pumped Hydro | - | - | - | - | - | - | - | - | - | - | 27.4% | 25.07% | 18.51% | 19.49% | 18.32% | 18.97% | 19.83% | 17.63% | 17.49% | 16.5% | 17.57% | 18.34% | 17.69% | 18.52% | 17.02% | 16.32% | 15.54%
TAS1 | VPP | 0.8083% | 2.128% | 3.267% | 4.165% | 4.911% | 4.404% | 7.226% | 7.378% | 7.655% | 8.454% | 7.832% | 7.122% | 5.624% | 5.383% | 5.489% | 4.971% | 5.189% | 4.694% | 4.507% | 4.402% | 4.609% | 4.231% | 4.431% | 4.524% | 4.404% | 4.096% | 3.931%
Explicitly modelled pumping
Region | Technology | 2023-24 | 2024-25 | 2025-26 | 2026-27 | 2027-28 | 2028-29 | 2029-30 | 2030-31 | 2031-32 | 2032-33 | 2033-34 | 2034-35 | 2035-36 | 2036-37 | 2037-38 | 2038-39 | 2039-40 | 2040-41 | 2041-42 | 2042-43 | 2043-44 | 2044-45 | 2045-46 | 2046-47 | 2047-48 | 2048-49 | 2049-50
NEM | Grid Battery pump | 6.638% | 6.767% | 6.809% | 6.851% | 6.669% | 9.603% | 9.863% | 10.3% | 9.99% | 12.37% | 15.06% | 15.04% | 19.63% | 19.68% | 20.09% | 19.96% | 20.82% | 19.99% | 22.03% | 21.5% | 21.9% | 22.62% | 22.88% | 21.01% | 21.13% | 21.89% | 22.03%
NEM | Pumped Hydro Pump | 18.07% | 20.66% | 21.41% | 27.58% | 17.6% | 16.31% | 17.78% | 21.61% | 20.5% | 22.49% | 23.22% | 22.57% | 28.07% | 28.17% | 23.48% | 25.89% | 27.06% | 27.49% | 26.86% | 27.79% | 25.96% | 28.58% | 28.05% | 25.86% | 25.58% | 26.65% | 26.36%
NEM | VPP pump | 10.27% | 10.35% | 10.32% | 10.42% | 10.14% | 9.842% | 9.715% | 9.983% | 9.582% | 9.706% | 9.397% | 8.874% | 8.672% | 8.576% | 8.13% | 8.002% | 8.067% | 7.687% | 7.837% | 7.716% | 7.486% | 7.693% | 7.687% | 7.285% | 7.332% | 7.431% | 7.31%
Region | Technology | 2023-24 | 2024-25 | 2025-26 | 2026-27 | 2027-28 | 2028-29 | 2029-30 | 2030-31 | 2031-32 | 2032-33 | 2033-34 | 2034-35 | 2035-36 | 2036-37 | 2037-38 | 2038-39 | 2039-40 | 2040-41 | 2041-42 | 2042-43 | 2043-44 | 2044-45 | 2045-46 | 2046-47 | 2047-48 | 2048-49 | 2049-50
NSW1 | Grid Battery pump | 8.736% | 8.387% | 8.401% | 8.75% | 8.286% | 25.13% | 25.6% | 26.21% | 25.65% | 19.05% | 18.45% | 17.71% | 18.36% | 18.61% | 17.62% | 17.32% | 18.26% | 17.26% | 19.58% | 19.05% | 18.27% | 20.33% | 19.86% | 19.4% | 19.64% | 21.05% | 21.48%
NSW1 | Pumped Hydro Pump | 16.55% | 17.98% | 22.28% | 29.34% | 16.71% | 15.83% | 17.05% | 21% | 19.88% | 21.66% | 20.49% | 19.74% | 28.68% | 29.24% | 24.56% | 27.3% | 28.55% | 29.06% | 28.65% | 28.79% | 26.32% | 29.55% | 29.04% | 26.06% | 23.43% | 24.89% | 24.73%
NSW1 | VPP pump | 10.62% | 10.43% | 10.56% | 10.81% | 10.3% | 9.843% | 9.749% | 10.16% | 9.652% | 9.356% | 8.932% | 8.499% | 8.684% | 8.559% | 8.152% | 7.929% | 8.145% | 7.701% | 7.858% | 7.723% | 7.407% | 7.881% | 7.742% | 7.433% | 7.561% | 7.883% | 7.727%
Region | Technology | 2023-24 | 2024-25 | 2025-26 | 2026-27 | 2027-28 | 2028-29 | 2029-30 | 2030-31 | 2031-32 | 2032-33 | 2033-34 | 2034-35 | 2035-36 | 2036-37 | 2037-38 | 2038-39 | 2039-40 | 2040-41 | 2041-42 | 2042-43 | 2043-44 | 2044-45 | 2045-46 | 2046-47 | 2047-48 | 2048-49 | 2049-50
QLD1 | Grid Battery pump | 7.815% | 7.957% | 7.733% | 7.874% | 7.81% | 7.978% | 7.921% | 8.127% | 7.902% | 7.914% | 14.32% | 17.6% | 25.44% | 25.36% | 24.56% | 24.77% | 25.93% | 26% | 26.25% | 26.4% | 26.1% | 26.65% | 26.61% | 23.9% | 26.01% | 25.67% | 26.83%
QLD1 | Pumped Hydro Pump | 20.79% | 25.45% | 19.69% | 24.06% | 22.98% | 19.44% | 22.55% | 25.58% | 24.56% | 27.94% | 33.27% | 32.09% | 27.67% | 25.23% | 19.16% | 21.08% | 22.01% | 23.94% | 22.37% | 27.68% | 26.49% | 27.78% | 27.14% | 25.95% | 29.09% | 29.52% | 29.21%
QLD1 | VPP pump | 9.323% | 9.402% | 9.261% | 9.6% | 9.503% | 9.762% | 9.722% | 10.02% | 9.859% | 10.02% | 9.507% | 9.071% | 8.837% | 8.715% | 8.335% | 8.332% | 8.329% | 8.161% | 8.296% | 8.305% | 8.142% | 8.053% | 8.048% | 7.677% | 7.808% | 7.658% | 7.796%
Region | Technology | 2023-24 | 2024-25 | 2025-26 | 2026-27 | 2027-28 | 2028-29 | 2029-30 | 2030-31 | 2031-32 | 2032-33 | 2033-34 | 2034-35 | 2035-36 | 2036-37 | 2037-38 | 2038-39 | 2039-40 | 2040-41 | 2041-42 | 2042-43 | 2043-44 | 2044-45 | 2045-46 | 2046-47 | 2047-48 | 2048-49 | 2049-50
VIC1 | Grid Battery pump | 6.631% | 6.791% | 7.073% | 7.094% | 6.89% | 6.836% | 6.477% | 6.65% | 6.228% | 6.702% | 6.236% | 5.8% | 18.22% | 17.92% | 17.39% | 17.22% | 18.4% | 17.13% | 19.55% | 18.89% | 18.72% | 19.6% | 20.21% | 18.73% | 17.87% | 18.25% | 16.52%
VIC1 | Pumped Hydro Pump | - | - | - | - | - | - | - | - | - | - | - | - | - | - | - | - | - | - | - | - | - | 32.7% | 33.86% | 31.37% | 30.15% | 30.82% | 30.04%
VIC1 | VPP pump | 10.51% | 10.74% | 11.08% | 11.21% | 11.1% | 10.73% | 10.25% | 10.5% | 9.674% | 10.51% | 10.34% | 9.503% | 8.806% | 8.649% | 7.912% | 7.932% | 7.951% | 7.49% | 7.561% | 7.302% | 7.02% | 7.36% | 7.422% | 6.797% | 6.759% | 6.798% | 6.467%
Region | Technology | 2023-24 | 2024-25 | 2025-26 | 2026-27 | 2027-28 | 2028-29 | 2029-30 | 2030-31 | 2031-32 | 2032-33 | 2033-34 | 2034-35 | 2035-36 | 2036-37 | 2037-38 | 2038-39 | 2039-40 | 2040-41 | 2041-42 | 2042-43 | 2043-44 | 2044-45 | 2045-46 | 2046-47 | 2047-48 | 2048-49 | 2049-50
SA1 | Grid Battery pump | 6.126% | 6.28% | 6.179% | 6.18% | 6.022% | 5.893% | 5.787% | 6.141% | 6.035% | 6.038% | 6.049% | 5.456% | 15.27% | 15.68% | 18.37% | 17.77% | 18.03% | 17.05% | 20.76% | 18.85% | 23.25% | 21.98% | 23.5% | 20.98% | 19.32% | 21.32% | 19.54%
SA1 | Pumped Hydro Pump | bar: 2023-24 to 2049-50
SA1 | VPP pump | 10.57% | 10.77% | 10.56% | 10.35% | 10.01% | 9.59% | 9.311% | 9.321% | 9.143% | 9.074% | 9.066% | 8.62% | 8.488% | 8.581% | 8.289% | 8.002% | 7.882% | 7.405% | 7.751% | 7.63% | 7.473% | 7.519% | 7.666% | 7.325% | 7.17% | 7.49% | 7.299%
Region | Technology | 2023-24 | 2024-25 | 2025-26 | 2026-27 | 2027-28 | 2028-29 | 2029-30 | 2030-31 | 2031-32 | 2032-33 | 2033-34 | 2034-35 | 2035-36 | 2036-37 | 2037-38 | 2038-39 | 2039-40 | 2040-41 | 2041-42 | 2042-43 | 2043-44 | 2044-45 | 2045-46 | 2046-47 | 2047-48 | 2048-49 | 2049-50
TAS1 | Grid Battery pump | bar: 2023-24 to 2049-50
TAS1 | Pumped Hydro Pump | - | - | - | - | - | - | - | - | - | - | 36.18% | 33.26% | 24.29% | 25.94% | 23.86% | 24.99% | 26.06% | 23.5% | 23.01% | 21.7% | 22.9% | 24.1% | 23.59% | 24.06% | 22.69% | 21.17% | 20.45%
TAS1 | VPP pump | 0.9423% | 2.499% | 3.841% | 4.9% | 5.802% | 5.187% | 8.508% | 8.66% | 9.031% | 9.951% | 9.195% | 8.402% | 6.596% | 6.357% | 6.438% | 5.85% | 6.103% | 5.545% | 5.305% | 5.176% | 5.406% | 4.977% | 5.236% | 5.301% | 5.203% | 4.798% | 4.624%
Non-controllable capacity
Region | Technology | 2023-24 | 2024-25 | 2025-26 | 2026-27 | 2027-28 | 2028-29 | 2029-30 | 2030-31 | 2031-32 | 2032-33 | 2033-34 | 2034-35 | 2035-36 | 2036-37 | 2037-38 | 2038-39 | 2039-40 | 2040-41 | 2041-42 | 2042-43 | 2043-44 | 2044-45 | 2045-46 | 2046-47 | 2047-48 | 2048-49 | 2049-50
NEM | Distributed PV | 14.3% | 14.01% | 13.6% | 14.58% | 14.64% | 13.2% | 13.92% | 14.5% | 14.75% | 14.82% | 14.47% | 14.1% | 15.17% | 15.23% | 13.66% | 14.38% | 15.01% | 15.3% | 15.33% | 14.93% | 14.5% | 15.48% | 15.45% | 13.84% | 14.55% | 15.14% | 15.39%
NEM | Behind the meter battery | 4.438% | 4.449% | 4.457% | 4.469% | 4.49% | 4.441% | 4.435% | 4.405% | 4.427% | 4.406% | 4.384% | 4.367% | 4.355% | 4.321% | 4.296% | 4.254% | 4.225% | 4.163% | 4.155% | 4.146% | 4.142% | 4.124% | 4.114% | 4.101% | 4.109% | 4.084% | 4.066%
NEM | Behind the meter battery pump | 5.225% | 5.237% | 5.245% | 5.26% | 5.285% | 5.228% | 5.22% | 5.184% | 5.211% | 5.187% | 5.16% | 5.141% | 5.126% | 5.086% | 5.055% | 5.008% | 4.974% | 4.9% | 4.892% | 4.881% | 4.876% | 4.854% | 4.842% | 4.827% | 4.837% | 4.808% | 4.786%
Region | Technology | 2023-24 | 2024-25 | 2025-26 | 2026-27 | 2027-28 | 2028-29 | 2029-30 | 2030-31 | 2031-32 | 2032-33 | 2033-34 | 2034-35 | 2035-36 | 2036-37 | 2037-38 | 2038-39 | 2039-40 | 2040-41 | 2041-42 | 2042-43 | 2043-44 | 2044-45 | 2045-46 | 2046-47 | 2047-48 | 2048-49 | 2049-50
NSW1 | Distributed PV | 14.08% | 14.02% | 13.55% | 14.96% | 14.75% | 13.13% | 13.56% | 14.4% | 15.03% | 14.63% | 14.5% | 14.06% | 15.53% | 15.31% | 13.63% | 14.04% | 14.92% | 15.57% | 15.13% | 14.94% | 14.43% | 15.8% | 15.52% | 13.8% | 14.19% | 15.04% | 15.65%
NSW1 | Behind the meter battery | 4.454% | 4.516% | 4.536% | 4.524% | 4.516% | 4.454% | 4.445% | 4.407% | 4.407% | 4.371% | 4.345% | 4.352% | 4.356% | 4.321% | 4.289% | 4.244% | 4.218% | 4.157% | 4.137% | 4.112% | 4.094% | 4.094% | 4.104% | 4.101% | 4.115% | 4.099% | 4.087%
NSW1 | Behind the meter battery pump | 5.245% | 5.317% | 5.337% | 5.326% | 5.316% | 5.244% | 5.23% | 5.185% | 5.189% | 5.145% | 5.114% | 5.122% | 5.129% | 5.088% | 5.046% | 4.998% | 4.967% | 4.895% | 4.872% | 4.841% | 4.821% | 4.82% | 4.831% | 4.829% | 4.844% | 4.825% | 4.81%
Region | Technology | 2023-24 | 2024-25 | 2025-26 | 2026-27 | 2027-28 | 2028-29 | 2029-30 | 2030-31 | 2031-32 | 2032-33 | 2033-34 | 2034-35 | 2035-36 | 2036-37 | 2037-38 | 2038-39 | 2039-40 | 2040-41 | 2041-42 | 2042-43 | 2043-44 | 2044-45 | 2045-46 | 2046-47 | 2047-48 | 2048-49 | 2049-50
QLD1 | Distributed PV | 15.12% | 14.61% | 14.75% | 15.69% | 15.78% | 13.32% | 14.51% | 15.01% | 15.7% | 15.54% | 14.96% | 15.14% | 16.15% | 16.18% | 13.65% | 14.85% | 15.41% | 16.18% | 16% | 15.39% | 15.55% | 16.43% | 16.42% | 13.83% | 15.05% | 15.55% | 16.32%
QLD1 | Behind the meter battery | 4.41% | 4.384% | 4.417% | 4.441% | 4.475% | 4.454% | 4.471% | 4.453% | 4.517% | 4.51% | 4.487% | 4.442% | 4.412% | 4.354% | 4.308% | 4.258% | 4.231% | 4.179% | 4.193% | 4.211% | 4.224% | 4.196% | 4.171% | 4.142% | 4.12% | 4.078% | 4.058%
QLD1 | Behind the meter battery pump | 5.192% | 5.158% | 5.198% | 5.228% | 5.267% | 5.243% | 5.261% | 5.24% | 5.316% | 5.308% | 5.28% | 5.23% | 5.194% | 5.124% | 5.07% | 5.013% | 4.98% | 4.917% | 4.935% | 4.955% | 4.97% | 4.938% | 4.91% | 4.874% | 4.85% | 4.803% | 4.775%
Region | Technology | 2023-24 | 2024-25 | 2025-26 | 2026-27 | 2027-28 | 2028-29 | 2029-30 | 2030-31 | 2031-32 | 2032-33 | 2033-34 | 2034-35 | 2035-36 | 2036-37 | 2037-38 | 2038-39 | 2039-40 | 2040-41 | 2041-42 | 2042-43 | 2043-44 | 2044-45 | 2045-46 | 2046-47 | 2047-48 | 2048-49 | 2049-50
VIC1 | Distributed PV | 13.26% | 13.01% | 12.29% | 13.07% | 13.28% | 12.71% | 13.35% | 13.86% | 13.34% | 14.06% | 13.73% | 13% | 13.87% | 14.09% | 13.3% | 13.89% | 14.49% | 13.96% | 14.63% | 14.25% | 13.44% | 14.23% | 14.34% | 13.5% | 14.1% | 14.64% | 14.05%
VIC1 | Behind the meter battery | 4.413% | 4.385% | 4.374% | 4.458% | 4.547% | 4.486% | 4.459% | 4.424% | 4.429% | 4.407% | 4.384% | 4.353% | 4.331% | 4.329% | 4.34% | 4.303% | 4.269% | 4.192% | 4.174% | 4.157% | 4.147% | 4.115% | 4.093% | 4.089% | 4.122% | 4.102% | 4.08%
VIC1 | Behind the meter battery pump | 5.194% | 5.163% | 5.149% | 5.248% | 5.35% | 5.281% | 5.251% | 5.206% | 5.214% | 5.188% | 5.159% | 5.124% | 5.097% | 5.094% | 5.109% | 5.064% | 5.028% | 4.935% | 4.913% | 4.893% | 4.883% | 4.844% | 4.818% | 4.814% | 4.854% | 4.83% | 4.804%
Region | Technology | 2023-24 | 2024-25 | 2025-26 | 2026-27 | 2027-28 | 2028-29 | 2029-30 | 2030-31 | 2031-32 | 2032-33 | 2033-34 | 2034-35 | 2035-36 | 2036-37 | 2037-38 | 2038-39 | 2039-40 | 2040-41 | 2041-42 | 2042-43 | 2043-44 | 2044-45 | 2045-46 | 2046-47 | 2047-48 | 2048-49 | 2049-50
SA1 | Distributed PV | 15.24% | 14.83% | 14.07% | 14.62% | 15.11% | 14.42% | 15.11% | 15.33% | 15.3% | 15.72% | 15.23% | 14.51% | 15.13% | 15.65% | 14.9% | 15.61% | 15.86% | 15.87% | 16.24% | 15.71% | 14.92% | 15.47% | 15.9% | 15.13% | 15.83% | 16.05% | 16%
SA1 | Behind the meter battery | 4.465% | 4.442% | 4.408% | 4.38% | 4.365% | 4.318% | 4.312% | 4.284% | 4.308% | 4.291% | 4.271% | 4.266% | 4.26% | 4.221% | 4.182% | 4.158% | 4.116% | 4.056% | 4.048% | 4.029% | 4.027% | 4.015% | 4.012% | 3.994% | 4.01% | 3.993% | 3.972%
SA1 | Behind the meter battery pump | 5.255% | 5.226% | 5.19% | 5.155% | 5.137% | 5.085% | 5.076% | 5.042% | 5.069% | 5.05% | 5.026% | 5.022% | 5.012% | 4.968% | 4.92% | 4.894% | 4.845% | 4.775% | 4.767% | 4.744% | 4.74% | 4.724% | 4.722% | 4.703% | 4.722% | 4.699% | 4.676%
Region | Technology | 2023-24 | 2024-25 | 2025-26 | 2026-27 | 2027-28 | 2028-29 | 2029-30 | 2030-31 | 2031-32 | 2032-33 | 2033-34 | 2034-35 | 2035-36 | 2036-37 | 2037-38 | 2038-39 | 2039-40 | 2040-41 | 2041-42 | 2042-43 | 2043-44 | 2044-45 | 2045-46 | 2046-47 | 2047-48 | 2048-49 | 2049-50
TAS1 | Distributed PV | 11.99% | 12.06% | 11.49% | 12.27% | 12.19% | 11.94% | 12.08% | 12.36% | 12.15% | 12.53% | 12.49% | 11.94% | 12.73% | 12.7% | 12.35% | 12.43% | 12.71% | 12.58% | 12.86% | 12.83% | 12.19% | 12.91% | 12.77% | 12.44% | 12.5% | 12.79% | 12.58%
TAS1 | Behind the meter battery | 4.421% | 4.4% | 4.411% | 4.416% | 4.431% | 4.405% | 4.413% | 4.394% | 4.429% | 4.407% | 4.378% | 4.349% | 4.329% | 4.285% | 4.249% | 4.212% | 4.192% | 4.15% | 4.156% | 4.147% | 4.147% | 4.104% | 4.098% | 4.074% | 4.082% | 4.053% | 4.041%
TAS1 | Behind the meter battery pump | 5.204% | 5.177% | 5.194% | 5.196% | 5.213% | 5.183% | 5.194% | 5.172% | 5.215% | 5.188% | 5.155% | 5.118% | 5.095% | 5.045% | 5% | 4.96% | 4.935% | 4.886% | 4.89% | 4.883% | 4.878% | 4.831% | 4.825% | 4.796% | 4.803% | 4.772% | 4.759%

## BaseCase_Generation
Annual sent-out generation by technology (GWh) - BaseCase, Progressive Change Scenario
Explicitly modelled generation
Region | Technology | 2023-24 | 2024-25 | 2025-26 | 2026-27 | 2027-28 | 2028-29 | 2029-30 | 2030-31 | 2031-32 | 2032-33 | 2033-34 | 2034-35 | 2035-36 | 2036-37 | 2037-38 | 2038-39 | 2039-40 | 2040-41 | 2041-42 | 2042-43 | 2043-44 | 2044-45 | 2045-46 | 2046-47 | 2047-48 | 2048-49 | 2049-50
NEM | Black Coal | 73738.2482 | 71238.3998 | 66211.837 | 59519.7571 | 52418.7147 | 56195.2794 | 50147.7568 | 48540.6066 | 47739.3547 | 54888.3581 | 45313.7219 | 45721.3644 | 36048.5343 | 36229.8984 | 33810.0149 | 33236.6345 | 32091.5419 | 20966.4918 | 21389.6732 | 13615.3962 | 13742.4357 | 12546.8571 | 10424.467 | 8919.7951 | 8674.9236 | 8952.2712 | 9049.5227
NEM | Brown Coal | 29339.6798 | 28339.8443 | 29060.3027 | 28501.1712 | 29037.7281 | 20781.4203 | 21449.0681 | 20704.3805 | 20130.1825 | 20981.751 | 21622.163 | 21848.6732 | 7011.0921 | 7156.8826 | 7866.1638 | 7637.3164 | 7714.6455 | 6491.3533 | 6707.2223 | 6921.0825 | 6866.8862 | 4108.1688 | 4660.7412 | 6908.9702 | 0 | 0 | 0
NEM | CCGT | 1457.5158 | 1428.5895 | 1573.376 | 1035.0628 | 980.2387 | 1151.3331 | 942.7618 | 1645.0821 | 1290.0351 | 2774.4334 | 6850.9509 | 8032.9488 | 8781.8629 | 7910.7392 | 7309.9088 | 6323.5716 | 5332.1118 | 4976.5545 | 4360.9527 | 5473.7874 | 3904.1364 | 3508.7444 | 1685.7561 | 1041.0414 | 1049.4178 | 1047.1305 | 1062.8616
NEM | Gas - Steam | 50.7562 | 62.2539 | 79.8575 | 22.517 | 13.3123 | 99.6428 | 15.9622 | 47.978 | 23.7062 | 66.3161 | 76.0324 | 192.5323 | 879.8869 | 951.6807 | 1192.6685 | 1016.8136 | 0 | 0 | 0 | 0 | 0 | 0 | 0 | 0 | 0 | 0 | 0
NEM | OCGT / Diesel | 84.8874 | 114.0052 | 146.6064 | 71.9715 | 87.8681 | 182.4284 | 28.2531 | 209.9826 | 111.0808 | 404.7601 | 1646.9552 | 3399.9985 | 3741.0265 | 5560.2333 | 7803.649 | 6016.6096 | 9599.1018 | 9947.2016 | 7297.9608 | 9793.4677 | 13792.7927 | 11243.3405 | 13002.5568 | 16770.6012 | 22101.4914 | 29451.4831 | 31452.7435
NEM | Hydro | 15587.3199 | 15440.3787 | 14373.7455 | 13727.4678 | 11893.3649 | 16296.1683 | 15998.0513 | 15508.746 | 15399.5 | 15323.661 | 18527.6486 | 18866.7293 | 18086.468 | 15941.5764 | 18588.4204 | 16691.2762 | 15756.3608 | 15348.6006 | 14612.7198 | 15955.1002 | 15881.6477 | 15013.3785 | 13115.0536 | 16752.8331 | 17140.9618 | 17947.4862 | 17770.7229
NEM | Hydrogen Turbine | 0 | 0 | 0 | 0 | 0 | 0 | 0 | 0 | 0 | 0 | 0 | 0 | 0 | 0 | 0 | 0 | 0 | 0 | 0 | 0 | 0 | 0 | 0 | 0 | 0 | 0 | 0
NEM | Wind | 28012.5391 | 31667.8519 | 37665.7687 | 45385.3931 | 55608.8205 | 61153.8625 | 66124.9489 | 66908.3121 | 70584.2449 | 68244.7302 | 74321.2502 | 78922.8723 | 103019.1826 | 111311.0549 | 118476.979 | 124504.8515 | 124020.7828 | 131749.7595 | 136212.6958 | 139028.4094 | 136804.2328 | 140694.9348 | 148234.0077 | 165947.0372 | 172865.4288 | 184696.019 | 194099.1489
NEM | Solar PV | 18959.2136 | 18283.5851 | 19013.2474 | 18993.775 | 19855.5691 | 18919.6213 | 20098.8714 | 21447.4483 | 22413.6198 | 22490.7118 | 28307.9624 | 28977.2878 | 35758.5965 | 36832.5695 | 38329.3263 | 40588.5403 | 43950.307 | 52200.4528 | 57053.5842 | 64506.8198 | 70766.4414 | 74370.3746 | 76216.6207 | 82133.3419 | 93835.572 | 111750.7842 | 125890.2974
NEM | Grid Battery | 468.6598 | 476.9152 | 479.583 | 482.9815 | 468.9312 | 765.1879 | 800.2248 | 816.927 | 788.3443 | 1496.7113 | 3441.9921 | 3517.3536 | 7793.2054 | 7737.9976 | 10075.795 | 10028.9939 | 11037.1291 | 10953.3208 | 14845.1733 | 14447.9918 | 14910.0459 | 16347.0346 | 16485.8012 | 16966.9127 | 18313.9757 | 20156.0173 | 22230.6908
NEM | Pumped Hydro | 807.0378 | 980.0656 | 2440.4938 | 3035.7514 | 5053.4043 | 5411.8059 | 5276.0833 | 7022.124 | 6172.0517 | 7083.3246 | 8133.9612 | 8233.7968 | 11334.6979 | 11038.7657 | 9736.3413 | 10453.3532 | 10933.2701 | 11167.4477 | 11002.2483 | 11681.4311 | 11512.0303 | 12981.4036 | 12658.5075 | 15174.4944 | 15490.8354 | 17263.0414 | 17188.7644
NEM | VPP | 113.0431 | 180.1396 | 261.9541 | 387.4918 | 523.4795 | 670.9497 | 872.4524 | 1088.8011 | 1317.6107 | 1658.8009 | 1954.8765 | 2216.2627 | 2562.7789 | 2944.3476 | 3208.6199 | 3596.6898 | 4058.1527 | 4240.3942 | 4751.8467 | 5069.2714 | 5314.8212 | 5833.609 | 6192.7509 | 6237.0879 | 6623.0345 | 7087.2981 | 7336.1866
Total excluding storage |  | 168618.9008 | 168212.0287 | 171306.7722 | 171163.3401 | 175941.4314 | 181627.6996 | 181754.434 | 183940.3884 | 185969.7307 | 195413.5583 | 210197.5144 | 219929.8197 | 235017.3318 | 243615.7459 | 256397.8868 | 260094.6506 | 264493.4033 | 268041.5768 | 278234.0773 | 286492.7575 | 293495.4703 | 296647.8458 | 302676.2626 | 336852.115 | 356095.6408 | 398351.531 | 426080.9389
Region | Technology | 2023-24 | 2024-25 | 2025-26 | 2026-27 | 2027-28 | 2028-29 | 2029-30 | 2030-31 | 2031-32 | 2032-33 | 2033-34 | 2034-35 | 2035-36 | 2036-37 | 2037-38 | 2038-39 | 2039-40 | 2040-41 | 2041-42 | 2042-43 | 2043-44 | 2044-45 | 2045-46 | 2046-47 | 2047-48 | 2048-49 | 2049-50
NSW1 | Black Coal | 32980.364 | 30637.0621 | 27684.9478 | 24483.0525 | 17384.0971 | 19730.5455 | 16325.6347 | 16672.1194 | 16707.542 | 20153.06 | 8520.436 | 8520.4366 | 8543.7793 | 8072.8133 | 8520.436 | 8520.436 | 7850.4967 | 0 | 0 | 0 | 0 | 0 | 0 | 0 | 0 | 0 | 0
NSW1 | Brown Coal | 0 | 0 | 0 | 0 | 0 | 0 | 0 | 0 | 0 | 0 | 0 | 0 | 0 | 0 | 0 | 0 | 0 | 0 | 0 | 0 | 0 | 0 | 0 | 0 | 0 | 0 | 0
NSW1 | CCGT | 3.9357 | 4.1121 | 35.8655 | 30.9622 | 34.4684 | 27.5337 | 8.7216 | 176.9413 | 104.9209 | 352.1946 | 1592.9585 | 1685.3728 | 1551.6477 | 1634.1271 | 1983.8706 | 1670.9539 | 1470.6794 | 1516.6761 | 1293.3795 | 1687.8748 | 0 | 0 | 0 | 0 | 0 | 0 | 0
NSW1 | Gas - Steam | 0 | 0 | 0 | 0 | 0 | 0 | 0 | 0 | 0 | 0 | 0 | 0 | 0 | 0 | 0 | 0 | 0 | 0 | 0 | 0 | 0 | 0 | 0 | 0 | 0 | 0 | 0
NSW1 | OCGT / Diesel | 2.1984 | 5.1103 | 38.0372 | 15.8303 | 43.4045 | 22.0276 | 3.268 | 82.0201 | 46.8946 | 118.2799 | 875.3903 | 1678.4257 | 655.7886 | 1247.3896 | 1919.2155 | 1473.2361 | 2538.3084 | 4250.3162 | 2561.5317 | 3775.2335 | 5693.3155 | 3701.7601 | 4291.1351 | 5504.3791 | 6686.4938 | 7164.9981 | 8395.1373
NSW1 | Hydro | 2350.4179 | 2879.1282 | 2866.7856 | 2802.9716 | 2249.6782 | 3616.3974 | 2835.3803 | 2859.9451 | 2642.4837 | 2698.8952 | 3119.0688 | 3263.4599 | 3133.6469 | 2627.0171 | 3712.3593 | 3169.1907 | 2774.6442 | 2997.765 | 2662.0895 | 3088.1616 | 3230.3908 | 3112.6714 | 2647.3065 | 3657.8971 | 3680.3595 | 3695.1427 | 3823.3312
NSW1 | Hydrogen Turbine | 0 | 0 | 0 | 0 | 0 | 0 | 0 | 0 | 0 | 0 | 0 | 0 | 0 | 0 | 0 | 0 | 0 | 0 | 0 | 0 | 0 | 0 | 0 | 0 | 0 | 0 | 0
NSW1 | Wind | 5943.4012 | 8860.6263 | 11995.2345 | 16054.9889 | 21356.3422 | 25793.1883 | 27583.1363 | 28011.1637 | 28176.7793 | 28305.3255 | 30993.8734 | 31864.2776 | 34999.2697 | 35510.297 | 36983.9542 | 41736.3656 | 42118.2349 | 41766.8641 | 45563.6043 | 44593.6924 | 44741.8623 | 47206.2938 | 49217.9464 | 54035.7814 | 55630.1582 | 56594.4863 | 57198.3199
NSW1 | Solar PV | 8553.8093 | 8184.0907 | 8228.5959 | 8806.9356 | 9337.1544 | 9032.4631 | 10403.2873 | 11155.1044 | 11290.1199 | 11415.149 | 16501.6553 | 17235.4725 | 21626.3665 | 21909.0449 | 19981.04 | 20659.0929 | 22561.4954 | 26451.0768 | 27239.4073 | 28885.9643 | 29136.6317 | 30936.6855 | 31661.6469 | 32177.9633 | 33097.5193 | 37791.2398 | 42871.5253
NSW1 | Grid Battery | 32.2179 | 30.8559 | 30.9097 | 32.1943 | 30.4865 | 329.2288 | 379.8862 | 390.7197 | 380.4329 | 1074.1705 | 2694.0161 | 2584.138 | 2682.2036 | 2647.8589 | 2502.1362 | 2462.3682 | 2604.6762 | 2448.9433 | 3418.4294 | 3325.4917 | 3186.7511 | 3729.1295 | 3633.9083 | 4789.7801 | 4826.6716 | 5000.4274 | 5382.1888
NSW1 | Pumped Hydro | 210.4008 | 242.0283 | 1546.8861 | 1942.4589 | 4010.2273 | 4528.7698 | 4251.8456 | 5861.9073 | 5058.8725 | 5809.7048 | 5377.4111 | 5330.6879 | 8068.2518 | 7928.0987 | 6974.9978 | 7473.9139 | 7830.6436 | 8071.7461 | 8027.0863 | 7754.1204 | 7483.5235 | 8716.2639 | 8524.74 | 7764.9262 | 7092.4452 | 7379.6625 | 7326.9181
NSW1 | VPP | 27.7668 | 51.5951 | 85.2328 | 132.8116 | 177.7332 | 227.1695 | 304.2934 | 388.7887 | 462.978 | 553.7924 | 638.6369 | 727.7367 | 879.5922 | 1002.6206 | 1090.6252 | 1204.2536 | 1374.6565 | 1413.4844 | 1571.0583 | 1651.7048 | 1688.8748 | 1909.4563 | 1985.0431 | 2028.0458 | 2178.198 | 2404.0661 | 2482.1579
Total excluding storage |  | 50104.5123 | 50894.609 | 52512.495 | 54302.2059 | 54623.5919 | 63307.3237 | 62095.4534 | 65598.7097 | 64871.0239 | 70480.5719 | 70313.4464 | 72890.0077 | 82140.5463 | 82579.2671 | 83668.6348 | 88369.8109 | 91123.8354 | 88916.872 | 92336.5861 | 94762.2435 | 95161.3497 | 99312.2604 | 101961.7262 | 109958.773 | 113191.8455 | 120030.0229 | 127479.5785
Region | Technology | 2023-24 | 2024-25 | 2025-26 | 2026-27 | 2027-28 | 2028-29 | 2029-30 | 2030-31 | 2031-32 | 2032-33 | 2033-34 | 2034-35 | 2035-36 | 2036-37 | 2037-38 | 2038-39 | 2039-40 | 2040-41 | 2041-42 | 2042-43 | 2043-44 | 2044-45 | 2045-46 | 2046-47 | 2047-48 | 2048-49 | 2049-50
QLD1 | Black Coal | 40757.8842 | 40601.3377 | 38526.8892 | 35036.7046 | 35034.6176 | 36464.7339 | 33822.1221 | 31868.4872 | 31031.8127 | 34735.2981 | 36793.2859 | 37200.9278 | 27504.755 | 28157.0851 | 25289.5789 | 24716.1985 | 24241.0452 | 20966.4918 | 21389.6732 | 13615.3962 | 13742.4357 | 12546.8571 | 10424.467 | 8919.7951 | 8674.9236 | 8952.2712 | 9049.5227
QLD1 | Brown Coal | 0 | 0 | 0 | 0 | 0 | 0 | 0 | 0 | 0 | 0 | 0 | 0 | 0 | 0 | 0 | 0 | 0 | 0 | 0 | 0 | 0 | 0 | 0 | 0 | 0 | 0 | 0
QLD1 | CCGT | 795.5713 | 846.6012 | 925.0487 | 924.4004 | 895.4021 | 891.6449 | 848.8229 | 1311.4265 | 1100.5846 | 1936.9012 | 4095.5732 | 4740.9553 | 5726.0923 | 4731.821 | 5326.0382 | 4652.6177 | 3861.4324 | 3459.8784 | 3067.5732 | 3785.9126 | 3904.1364 | 3508.7444 | 1685.7561 | 1041.0414 | 1049.4178 | 1047.1305 | 1062.8616
QLD1 | Gas - Steam | 0 | 0 | 0 | 0 | 0 | 0 | 0 | 0 | 0 | 0 | 0 | 0 | 0 | 0 | 0 | 0 | 0 | 0 | 0 | 0 | 0 | 0 | 0 | 0 | 0 | 0 | 0
QLD1 | OCGT / Diesel | 0.11181 | 0.00017614 | 1.3797 | 2.1274 | 1.3147 | 2.1679 | 0.0002282 | 36.2162 | 7.5032 | 85.2176 | 280.5152 | 636.6252 | 1688.4133 | 2906.4088 | 3592.1093 | 2703.4137 | 3316.3534 | 3143.1238 | 1813.9445 | 3443.0697 | 3679.2453 | 3831.2287 | 4469.0861 | 5481.4268 | 6973.3728 | 10859.8112 | 11330.2755
QLD1 | Hydro | 707.84 | 717.1322 | 736.0045 | 698.5264 | 718.2011 | 724.897 | 706.9983 | 717.7433 | 722.7616 | 721.5613 | 738.1802 | 736.8184 | 748.734 | 745.8141 | 270.913 | 276.5073 | 275.2487 | 245.2923 | 235.0162 | 0 | 0 | 0 | 0 | 0 | 0 | 0 | 0
QLD1 | Hydrogen Turbine | 0 | 0 | 0 | 0 | 0 | 0 | 0 | 0 | 0 | 0 | 0 | 0 | 0 | 0 | 0 | 0 | 0 | 0 | 0 | 0 | 0 | 0 | 0 | 0 | 0 | 0 | 0
QLD1 | Wind | 3890.9264 | 3606.029 | 4038.9289 | 6286.9798 | 9217.0134 | 11338.4952 | 13434.0189 | 13980.6349 | 14022.5473 | 13816.7126 | 13773.7609 | 15153.31 | 21606.5513 | 25495.4374 | 29987.5122 | 29675.3008 | 30388.1759 | 31094.8146 | 35570.8652 | 36879.0663 | 36779.8562 | 35212.0018 | 39774.1501 | 50401.1967 | 50279.548 | 61523.2708 | 60630.9438
QLD1 | Solar PV | 7317.4314 | 7285.7969 | 8044.9539 | 7474.1467 | 7763.1402 | 7042.5491 | 6944.7358 | 7516.9154 | 8279.1046 | 8171.2004 | 8917.5623 | 8817.4154 | 10064.4193 | 10414.4816 | 12493.2174 | 13993.9079 | 14480.0045 | 18656.216 | 18835.6305 | 25016.8168 | 27130.6151 | 27038.687 | 27423.4974 | 33297.704 | 40108.8236 | 48455.4186 | 57854.5301
QLD1 | Grid Battery | 57.6525 | 58.5493 | 56.7925 | 58.0482 | 57.4692 | 58.7021 | 58.2829 | 59.8035 | 57.9987 | 58.3877 | 421.7256 | 645.2499 | 2384.155 | 2377.2615 | 4288.0815 | 4351.053 | 4544.9665 | 4544.3073 | 6031.7343 | 6064.0552 | 6513.571 | 6645.1254 | 6637.7398 | 6465.7158 | 7069.6854 | 7586.1104 | 9984.4484
QLD1 | Pumped Hydro | 596.637 | 738.0373 | 893.6056 | 1093.2903 | 1043.1746 | 883.0336 | 1024.235 | 1160.2135 | 1113.1757 | 1273.6124 | 2691.432 | 2590.7206 | 2257.7096 | 2048.7151 | 1557.5008 | 1733.4031 | 1799.6927 | 1937.5068 | 1826.2952 | 2843.2077 | 2747.0269 | 2856.4097 | 2770.973 | 5990.055 | 6740.0636 | 7747.4587 | 7810.5733
QLD1 | VPP | 13.1124 | 21.6817 | 35.0405 | 57.2366 | 84.1895 | 121.3418 | 168.6373 | 218.7614 | 293.6567 | 395.2264 | 476.0396 | 560.6733 | 659.0884 | 765.5992 | 848.3276 | 979.2244 | 1105.3534 | 1211.1813 | 1373.3818 | 1523.5321 | 1638.1267 | 1747.4615 | 1869.5753 | 1887.5367 | 2037.0626 | 2095.0747 | 2249.935
Total excluding storage |  | 54137.167 | 53875.1653 | 53258.6435 | 51631.4604 | 54814.5223 | 57527.5655 | 57007.8533 | 56870.2019 | 56629.145 | 61194.1178 | 68188.0749 | 71082.696 | 72639.9182 | 77642.6238 | 83653.2788 | 83081.6265 | 84012.2728 | 85258.8123 | 90144.1141 | 93171.0565 | 96135.0133 | 93386.5156 | 95055.2447 | 113484.4716 | 122932.8975 | 148266.546 | 159973.0904
Region | Technology | 2023-24 | 2024-25 | 2025-26 | 2026-27 | 2027-28 | 2028-29 | 2029-30 | 2030-31 | 2031-32 | 2032-33 | 2033-34 | 2034-35 | 2035-36 | 2036-37 | 2037-38 | 2038-39 | 2039-40 | 2040-41 | 2041-42 | 2042-43 | 2043-44 | 2044-45 | 2045-46 | 2046-47 | 2047-48 | 2048-49 | 2049-50
VIC1 | Black Coal | 0 | 0 | 0 | 0 | 0 | 0 | 0 | 0 | 0 | 0 | 0 | 0 | 0 | 0 | 0 | 0 | 0 | 0 | 0 | 0 | 0 | 0 | 0 | 0 | 0 | 0 | 0
VIC1 | Brown Coal | 29339.6798 | 28339.8443 | 29060.3027 | 28501.1712 | 29037.7281 | 20781.4203 | 21449.0681 | 20704.3805 | 20130.1825 | 20981.751 | 21622.163 | 21848.6732 | 7011.0921 | 7156.8826 | 7866.1638 | 7637.3164 | 7714.6455 | 6491.3533 | 6707.2223 | 6921.0825 | 6866.8862 | 4108.1688 | 4660.7412 | 6908.9702 | 0 | 0 | 0
VIC1 | CCGT | 0 | 0 | 0 | 0 | 0 | 0 | 0 | 0 | 0 | 0 | 0 | 0 | 0 | 0 | 0 | 0 | 0 | 0 | 0 | 0 | 0 | 0 | 0 | 0 | 0 | 0 | 0
VIC1 | Gas - Steam | 8.6254 | 11.302 | 12.0373 | 22.517 | 13.3123 | 99.6428 | 15.9622 | 47.978 | 23.7062 | 66.3161 | 76.0324 | 192.5323 | 879.8869 | 951.6807 | 1192.6685 | 1016.8136 | 0 | 0 | 0 | 0 | 0 | 0 | 0 | 0 | 0 | 0 | 0
VIC1 | OCGT / Diesel | 9.9926 | 14.2936 | 6.9204 | 19.8013 | 15 | 61.5567 | 6.6439 | 32.0006 | 25.0677 | 50.047 | 39.7938 | 159.2763 | 570.399 | 542.2812 | 1006.1801 | 753.8521 | 2349.8345 | 1519.6726 | 1920.5037 | 1539.2855 | 2598.8308 | 2822.7796 | 3286.7918 | 4834.6179 | 7478.428 | 10235.5266 | 10382.8545
VIC1 | Hydro | 2735.7132 | 3315.1218 | 3414.5211 | 3244.5275 | 2713.4446 | 4066.0226 | 3393.2163 | 2934.9435 | 2930.9614 | 2677.1407 | 3271.0411 | 3371.2718 | 3218.796 | 2692.7968 | 4045.5904 | 3379.2819 | 2924.8482 | 2922.6321 | 2665.5705 | 3252.7 | 3371.6241 | 3204.0238 | 2680.2665 | 4032.194 | 4037.8057 | 4037.758 | 4043.656
VIC1 | Hydrogen Turbine | 0 | 0 | 0 | 0 | 0 | 0 | 0 | 0 | 0 | 0 | 0 | 0 | 0 | 0 | 0 | 0 | 0 | 0 | 0 | 0 | 0 | 0 | 0 | 0 | 0 | 0 | 0
VIC1 | Wind | 9848.426 | 9709.6674 | 11545.7322 | 11612.7152 | 13037.7911 | 12505.8175 | 12865.7891 | 12500.8957 | 14222.3549 | 12472.4671 | 12757.8428 | 14445.4531 | 21749.0342 | 24594.7287 | 23902.7747 | 25840.95 | 25034.3103 | 29751.2139 | 26820.4192 | 28951.3559 | 27830.1956 | 28456.543 | 27911.8129 | 27515.6825 | 29288.6839 | 27953.681 | 34777.1189
VIC1 | Solar PV | 1936.4998 | 1762.896 | 1684.6317 | 1711.7664 | 1718.8824 | 1802.8144 | 1744.5255 | 1770.4915 | 1803.6216 | 1860.9243 | 1855.417 | 1845.0588 | 2917.0584 | 2918.2835 | 3438.0489 | 3539.2412 | 4419.3847 | 4110.6521 | 6324.4767 | 6269.8417 | 8550.6501 | 10474.7234 | 10836.9814 | 10011.1904 | 13248.8008 | 14968.2266 | 13963.0478
VIC1 | Grid Battery | 183.5154 | 187.5615 | 195.2107 | 196.0722 | 189.8081 | 189.2812 | 178.3996 | 184.1659 | 171.5218 | 185.21 | 147.199 | 136.4056 | 1999.8098 | 1965.9952 | 2088.9001 | 2062.0015 | 2709.6888 | 2646.6508 | 3324.5323 | 3187.2354 | 3186.0955 | 3322.8446 | 3410.8798 | 3188.7581 | 4046.6273 | 4169.389 | 3757.5347
VIC1 | Pumped Hydro | 0 | 0 | 0.00057293 | 0.00060985 | 0.00064503 | 0.0006638 | 0.0006882 | 0.00079921 | 0.00081703 | 0.0010676 | 0.0014001 | 0.001437 | 0.0015557 | 0.001613 | 0.0022592 | 0.0023355 | 0.0023836 | 0.0025329 | 0.0072038 | 0.0073751 | 0.007216 | 65.2285 | 66.8221 | 63.305 | 412.1405 | 940.5864 | 913.0107
VIC1 | VPP | 14.2297 | 24.7548 | 39.8158 | 68.4091 | 107.2964 | 143.234 | 185.1693 | 234.1412 | 273.3862 | 372.0892 | 452.6297 | 506.1989 | 563.5973 | 657.7924 | 709.9251 | 820.4333 | 939.6531 | 978.2401 | 1098.4625 | 1159.6614 | 1223.0478 | 1378.9808 | 1484.5636 | 1455.8992 | 1525.583 | 1632.7708 | 1635.1597
Total excluding storage |  | 44076.682 | 43365.4414 | 45959.1723 | 45376.9804 | 46833.2637 | 39649.7902 | 39838.7749 | 38408.9978 | 39580.8032 | 38665.9464 | 40222.1202 | 42504.8714 | 38909.6752 | 41480.4427 | 44250.2538 | 45049.8923 | 46092.3675 | 48420.4175 | 48861.1944 | 51281.1697 | 53627.3374 | 53833.2925 | 54338.8594 | 58010.6173 | 60038.0692 | 63937.9385 | 69472.3822
Region | Technology | 2023-24 | 2024-25 | 2025-26 | 2026-27 | 2027-28 | 2028-29 | 2029-30 | 2030-31 | 2031-32 | 2032-33 | 2033-34 | 2034-35 | 2035-36 | 2036-37 | 2037-38 | 2038-39 | 2039-40 | 2040-41 | 2041-42 | 2042-43 | 2043-44 | 2044-45 | 2045-46 | 2046-47 | 2047-48 | 2048-49 | 2049-50
SA1 | Black Coal | 0 | 0 | 0 | 0 | 0 | 0 | 0 | 0 | 0 | 0 | 0 | 0 | 0 | 0 | 0 | 0 | 0 | 0 | 0 | 0 | 0 | 0 | 0 | 0 | 0 | 0 | 0
SA1 | Brown Coal | 0 | 0 | 0 | 0 | 0 | 0 | 0 | 0 | 0 | 0 | 0 | 0 | 0 | 0 | 0 | 0 | 0 | 0 | 0 | 0 | 0 | 0 | 0 | 0 | 0 | 0 | 0
SA1 | CCGT | 658.0088 | 577.8762 | 612.4618 | 79.7001 | 50.3682 | 232.1545 | 85.2173 | 156.7143 | 84.5296 | 485.3376 | 1162.4192 | 1606.6207 | 1504.1229 | 1544.7911 | 0 | 0 | 0 | 0 | 0 | 0 | 0 | 0 | 0 | 0 | 0 | 0 | 0
SA1 | Gas - Steam | 42.1308 | 50.9519 | 67.8202 | 0 | 0 | 0 | 0 | 0 | 0 | 0 | 0 | 0 | 0 | 0 | 0 | 0 | 0 | 0 | 0 | 0 | 0 | 0 | 0 | 0 | 0 | 0 | 0
SA1 | OCGT / Diesel | 72.5846 | 94.601 | 100.269 | 34.2125 | 28.1488 | 96.6762 | 18.3409 | 59.26 | 31.5574 | 148.856 | 451.2558 | 920.9813 | 815.1917 | 860.6664 | 1273.6157 | 1078.6624 | 1363.8471 | 1032.1117 | 997.5108 | 1034.3814 | 1818.1641 | 883.1371 | 953.5854 | 950.1771 | 958.2288 | 1177.3692 | 1337.858
SA1 | Hydro | 0 | 0 | 0 | 0 | 0 | 0 | 0 | 0 | 0 | 0 | 0 | 0 | 0 | 0 | 0 | 0 | 0 | 0 | 0 | 0 | 0 | 0 | 0 | 0 | 0 | 0 | 0
SA1 | Hydrogen Turbine | 0 | 0 | 0 | 0 | 0 | 0 | 0 | 0 | 0 | 0 | 0 | 0 | 0 | 0 | 0 | 0 | 0 | 0 | 0 | 0 | 0 | 0 | 0 | 0 | 0 | 0 | 0
SA1 | Wind | 6460.8379 | 6490.6819 | 6234.8862 | 6922.9174 | 6933.7429 | 6570.3942 | 6293.5867 | 6072.7556 | 6539.9005 | 5856.918 | 8603.646 | 8196.0768 | 12141.1687 | 12086.9605 | 13734.2825 | 13791.1307 | 13259.6631 | 14800.3729 | 13812.1892 | 14748.1686 | 12829.6716 | 15054.0455 | 14749.5648 | 17506.953 | 20284.2353 | 21438.1825 | 22962.6051
SA1 | Solar PV | 1151.4731 | 1050.8014 | 1055.0659 | 1000.9262 | 1036.3919 | 1041.7946 | 1006.3226 | 1004.9369 | 1040.7735 | 1043.4379 | 1033.3276 | 1079.3408 | 1150.7517 | 1590.7589 | 2417.0194 | 2396.2977 | 2489.4216 | 2982.5072 | 4654.0688 | 4334.1954 | 5948.5357 | 5862.4441 | 6238.0663 | 6597.2532 | 7090.1374 | 10232.8604 | 10925.5334
SA1 | Grid Battery | 195.2739 | 199.9481 | 196.6696 | 196.6661 | 191.1668 | 187.9751 | 183.6554 | 182.2372 | 178.3901 | 178.9417 | 179.0499 | 151.5586 | 727.0351 | 746.8801 | 1196.6748 | 1153.5688 | 1177.7951 | 1313.4165 | 2070.4743 | 1871.2066 | 2023.6252 | 2649.9316 | 2803.2697 | 2522.655 | 2370.9873 | 3400.0867 | 3106.5128
SA1 | Pumped Hydro | 0 | 0 | 0.00048301 | 0.00049681 | 0.00050877 | 0.00055383 | 0.00056225 | 0.00062821 | 0.00064078 | 0.00083427 | 0.00093777 | 0.0011201 | 0.0016186 | 0.0016842 | 0.0016871 | 0.0017164 | 0.0017381 | 0.0018735 | 0.0020333 | 0.0019785 | 0.0022852 | 0.0025422 | 0.0025887 | 0.002516 | 0.0028213 | 0.002929 | 0.0030214
SA1 | VPP | 57.7792 | 81.4054 | 100.0934 | 125.5829 | 148.3706 | 172.0672 | 198.3302 | 227.061 | 260.993 | 301.248 | 346.5208 | 377.0155 | 418.9177 | 472.2109 | 505.809 | 537.2408 | 573.5632 | 572.2248 | 639.9657 | 660.9102 | 681.5027 | 715.7585 | 762.1249 | 766.3716 | 779.5253 | 854.2972 | 866.4152
Total excluding storage |  | 8638.0883 | 8546.2659 | 8367.2665 | 8360.0057 | 8388.1897 | 8301.0623 | 7785.4536 | 7702.9656 | 8136.1448 | 8014.7401 | 11776.2203 | 12331.5948 | 16757.1894 | 17302.2696 | 19127.4031 | 18956.9021 | 18864.2918 | 20700.635 | 22174.211 | 22648.864 | 23301.5016 | 25165.3194 | 25506.6136 | 28343.4124 | 31483.1168 | 37102.7989 | 39198.9274
Region | Technology | 2023-24 | 2024-25 | 2025-26 | 2026-27 | 2027-28 | 2028-29 | 2029-30 | 2030-31 | 2031-32 | 2032-33 | 2033-34 | 2034-35 | 2035-36 | 2036-37 | 2037-38 | 2038-39 | 2039-40 | 2040-41 | 2041-42 | 2042-43 | 2043-44 | 2044-45 | 2045-46 | 2046-47 | 2047-48 | 2048-49 | 2049-50
TAS1 | Black Coal | 0 | 0 | 0 | 0 | 0 | 0 | 0 | 0 | 0 | 0 | 0 | 0 | 0 | 0 | 0 | 0 | 0 | 0 | 0 | 0 | 0 | 0 | 0 | 0 | 0 | 0 | 0
TAS1 | Brown Coal | 0 | 0 | 0 | 0 | 0 | 0 | 0 | 0 | 0 | 0 | 0 | 0 | 0 | 0 | 0 | 0 | 0 | 0 | 0 | 0 | 0 | 0 | 0 | 0 | 0 | 0 | 0
TAS1 | CCGT | 0 | 0 | 0 | 0 | 0 | 0 | 0 | 0 | 0 | 0 | 0 | 0 | 0 | 0 | 0 | 0 | 0 | 0 | 0 | 0 | 0 | 0 | 0 | 0 | 0 | 0 | 0
TAS1 | Gas - Steam | 0 | 0 | 0 | 0 | 0 | 0 | 0 | 0 | 0 | 0 | 0 | 0 | 0 | 0 | 0 | 0 | 0 | 0 | 0 | 0 | 0 | 0 | 0 | 0 | 0 | 0 | 0
TAS1 | OCGT / Diesel | 3.4834e-05 | 7.347e-05 | 7.6772e-05 | 8.0615e-05 | 8.4646e-05 | 8.9589e-05 | 9.719e-05 | 0.48568 | 0.057876 | 2.3595 | 0.00015786 | 4.69 | 11.2338 | 3.4874 | 12.5284 | 7.4453 | 30.7583 | 1.9772 | 4.4702 | 1.4977 | 3.237 | 4.435 | 1.9584 | 0.00029854 | 4.968 | 13.7781 | 6.6183
TAS1 | Hydro | 9793.3487 | 8528.9965 | 7356.4343 | 6981.4423 | 6212.041 | 7888.8512 | 9062.4564 | 8996.114 | 9103.2933 | 9226.0638 | 11399.3585 | 11495.1792 | 10985.2911 | 9875.9483 | 10559.5577 | 9866.2963 | 9781.6196 | 9182.9111 | 9050.0436 | 9614.2387 | 9279.6328 | 8696.6833 | 7787.4806 | 9062.742 | 9422.7967 | 10214.5855 | 9903.7358
TAS1 | Hydrogen Turbine | 0 | 0 | 0 | 0 | 0 | 0 | 0 | 0 | 0 | 0 | 0 | 0 | 0 | 0 | 0 | 0 | 0 | 0 | 0 | 0 | 0 | 0 | 0 | 0 | 0 | 0 | 0
TAS1 | Wind | 1868.9474 | 3000.8473 | 3850.987 | 4507.7918 | 5063.9308 | 4945.9673 | 5948.4179 | 6342.8622 | 7622.663 | 7793.307 | 8192.127 | 9263.7548 | 12523.1587 | 13623.6313 | 13868.4554 | 13461.1043 | 13220.3986 | 14336.494 | 14445.6179 | 13856.1263 | 14622.6471 | 14766.0507 | 16580.5335 | 16487.4236 | 17382.8034 | 17186.3984 | 18530.1612
TAS1 | Solar PV | 0 | 7.9439e-05 | 7.623e-05 | 8.4191e-05 | 9.9996e-05 | 8.8321e-05 | 0.00010053 | 0.0001299 | 0.00012846 | 0.00016569 | 0.00023395 | 0.00026685 | 0.0006372 | 0.0006239 | 0.00059583 | 0.00060963 | 0.00071061 | 0.00064456 | 0.00096634 | 0.0017085 | 0.0087544 | 57.8346 | 56.4288 | 49.2309 | 290.2909 | 303.0387 | 275.6608
TAS1 | Grid Battery | 0 | 0.00051689 | 0.00060531 | 0.00063256 | 0.00063779 | 0.00063982 | 0.00071249 | 0.00075407 | 0.00081807 | 0.001318 | 0.0014184 | 0.0014731 | 0.0018058 | 0.0018478 | 0.0023567 | 0.0024288 | 0.0025308 | 0.0029263 | 0.0029708 | 0.0029001 | 0.0030607 | 0.0035856 | 0.0036024 | 0.0037277 | 0.0041132 | 0.0038879 | 0.006217
TAS1 | Pumped Hydro | 0 | 0 | 0.0011031 | 0.0011829 | 0.0012706 | 0.0013358 | 0.0015566 | 0.001798 | 0.0020304 | 0.0055009 | 65.1157 | 312.3857 | 1008.7333 | 1061.9486 | 1203.8388 | 1246.0322 | 1302.9296 | 1158.1904 | 1148.8577 | 1084.0937 | 1281.4704 | 1343.4988 | 1295.9698 | 1356.2056 | 1246.1832 | 1195.3309 | 1138.2593
TAS1 | VPP | 0.15507 | 0.70262 | 1.7717 | 3.4517 | 5.8898 | 7.1372 | 16.0221 | 20.0488 | 26.5967 | 36.4449 | 41.0495 | 44.6383 | 41.5832 | 46.1246 | 53.9329 | 55.5377 | 64.9265 | 65.2635 | 68.9785 | 73.4629 | 83.2692 | 81.9519 | 91.4439 | 99.2345 | 102.6655 | 101.0893 | 102.5188
Total excluding storage |  | 11662.4513 | 11530.547 | 11209.1949 | 11492.6878 | 11281.8638 | 12841.9579 | 15026.8988 | 15359.5134 | 16752.6138 | 17058.1822 | 19697.6526 | 21120.6497 | 24570.0026 | 24611.1427 | 25698.3162 | 24636.4188 | 24400.6359 | 24744.8399 | 24717.9718 | 24629.4238 | 25270.2684 | 24950.4579 | 25813.8186 | 27054.8407 | 28449.7118 | 29014.2247 | 29956.9604
Explicitly modelled pumping
Region | Technology | 2023-24 | 2024-25 | 2025-26 | 2026-27 | 2027-28 | 2028-29 | 2029-30 | 2030-31 | 2031-32 | 2032-33 | 2033-34 | 2034-35 | 2035-36 | 2036-37 | 2037-38 | 2038-39 | 2039-40 | 2040-41 | 2041-42 | 2042-43 | 2043-44 | 2044-45 | 2045-46 | 2046-47 | 2047-48 | 2048-49 | 2049-50
NEM | Grid Battery pump | 555.2546 | 566.0782 | 569.6222 | 573.1121 | 557.8925 | 912.6279 | 958.4194 | 974.1094 | 944.4853 | 1774.2956 | 4077.5815 | 4173.3622 | 9307.9504 | 9242.8819 | 12086.8641 | 12011.4771 | 13195.2919 | 13163.2584 | 17786.2702 | 17356.4695 | 17866.8265 | 19619.7435 | 19828.1226 | 20352.5523 | 22029.6225 | 24185.002 | 26692.0209
NEM | Pumped Hydro Pump | 2073.7744 | 2370.5071 | 4051.509 | 5218.7178 | 7899.3588 | 7709.0166 | 8482.4367 | 10307.9947 | 9779.3755 | 10726.9991 | 12202.6567 | 12090.8554 | 16217 | 16272.7497 | 13827.9996 | 15245.1323 | 15933.1714 | 16188.8055 | 15815.1591 | 17139.3844 | 16198.2891 | 18607.9256 | 18263.2994 | 21179.7587 | 21353.0671 | 24014.2388 | 23757.429
NEM | VPP pump | 132.7271 | 211.9223 | 308.3354 | 455.6758 | 616.6773 | 788.5724 | 1027.6164 | 1279.7018 | 1553.5729 | 1949.1848 | 2299.637 | 2608.9571 | 3012.5952 | 3464.1094 | 3779.8791 | 4235.3546 | 4765.1089 | 5001.6811 | 5580.5919 | 5970.6963 | 6243.7762 | 6862.9813 | 7298.5081 | 7328.8019 | 7799.5221 | 8329.8144 | 8626.3315
Region | Technology | 2023-24 | 2024-25 | 2025-26 | 2026-27 | 2027-28 | 2028-29 | 2029-30 | 2030-31 | 2031-32 | 2032-33 | 2033-34 | 2034-35 | 2035-36 | 2036-37 | 2037-38 | 2038-39 | 2039-40 | 2040-41 | 2041-42 | 2042-43 | 2043-44 | 2044-45 | 2045-46 | 2046-47 | 2047-48 | 2048-49 | 2049-50
NSW1 | Grid Battery pump | 38.2654 | 36.7332 | 36.7973 | 38.3265 | 36.2935 | 396.2398 | 458.3028 | 469.2994 | 459.2254 | 1273.227 | 3194.0787 | 3064.7355 | 3178.4285 | 3139.5249 | 2971.7605 | 2922.0559 | 3080.0601 | 2912.1774 | 4065.0626 | 3955.6631 | 3792.2943 | 4443.2632 | 4341.405 | 5712.8246 | 5783.7261 | 5959.3612 | 6435.7269
NSW1 | Pumped Hydro Pump | 1217.7007 | 1322.8823 | 2809.8836 | 3701.5056 | 6449.8683 | 6482.8207 | 7059.925 | 8694.5626 | 8230.3589 | 8964.5734 | 8483.8779 | 8172.5907 | 11872.9083 | 12104.8367 | 10168.2695 | 11302.2987 | 11817.7163 | 12030.7668 | 11861.539 | 11917.4997 | 10894.802 | 12946.1323 | 12723.4878 | 11418.1209 | 10267.3786 | 10903.7097 | 10837.191
NSW1 | VPP pump | 32.592 | 60.7001 | 100.2739 | 156.2489 | 209.1891 | 267.167 | 358.0689 | 457.3218 | 546.0407 | 650.1597 | 751.5049 | 857.2109 | 1033.5969 | 1179.5536 | 1285.4894 | 1418.2935 | 1613.3174 | 1667.8615 | 1843.3651 | 1943.7148 | 1986.6602 | 2246.1376 | 2340.8868 | 2380.3942 | 2565.9083 | 2824.9908 | 2920.1857
Region | Technology | 2023-24 | 2024-25 | 2025-26 | 2026-27 | 2027-28 | 2028-29 | 2029-30 | 2030-31 | 2031-32 | 2032-33 | 2033-34 | 2034-35 | 2035-36 | 2036-37 | 2037-38 | 2038-39 | 2039-40 | 2040-41 | 2041-42 | 2042-43 | 2043-44 | 2044-45 | 2045-46 | 2046-47 | 2047-48 | 2048-49 | 2049-50
QLD1 | Grid Battery pump | 68.4554 | 69.7016 | 67.7404 | 68.9747 | 68.4157 | 69.8834 | 69.3844 | 71.1946 | 69.2246 | 69.3306 | 496.9417 | 766.9957 | 2862.1987 | 2852.4644 | 5173.0292 | 5218.2208 | 5461.8275 | 5477.4616 | 7254.3636 | 7297.8319 | 7829.486 | 7994.6938 | 7982.9191 | 7798.4023 | 8489.0907 | 9152.1557 | 11996.7778
QLD1 | Pumped Hydro Pump | 856.0737 | 1047.6248 | 1241.6225 | 1517.2091 | 1449.4873 | 1226.1925 | 1422.508 | 1613.4279 | 1549.012 | 1762.4159 | 3632.8023 | 3503.7785 | 3020.5505 | 2754.2375 | 2092.0927 | 2301.1504 | 2403.2346 | 2614.3613 | 2441.953 | 3796.358 | 3633.4499 | 3810.893 | 3723.26 | 7917.2582 | 8876.1191 | 10327.6686 | 10221.1947
QLD1 | VPP pump | 15.3866 | 25.5079 | 41.3259 | 67.2352 | 99.0465 | 142.7551 | 198.3968 | 257.3663 | 346.3403 | 464.1104 | 560.0554 | 660.0272 | 775.0077 | 900.6749 | 1000.8611 | 1149.846 | 1299.7698 | 1427.0693 | 1616.4115 | 1792.6654 | 1924.893 | 2056.0308 | 2198.536 | 2225.5664 | 2391.6016 | 2469.27 | 2642.5063
Region | Technology | 2023-24 | 2024-25 | 2025-26 | 2026-27 | 2027-28 | 2028-29 | 2029-30 | 2030-31 | 2031-32 | 2032-33 | 2033-34 | 2034-35 | 2035-36 | 2036-37 | 2037-38 | 2038-39 | 2039-40 | 2040-41 | 2041-42 | 2042-43 | 2043-44 | 2044-45 | 2045-46 | 2046-47 | 2047-48 | 2048-49 | 2049-50
VIC1 | Grid Battery pump | 218.0108 | 223.297 | 232.5651 | 233.2383 | 226.5467 | 224.7501 | 212.9652 | 218.6605 | 204.7773 | 220.3658 | 174.7983 | 162.5897 | 2394.8621 | 2354.5748 | 2503.7364 | 2480.1737 | 3242.2841 | 3188.5306 | 3981.4817 | 3845.7358 | 3811.2865 | 3992.0991 | 4114.7274 | 3814.7548 | 4888.115 | 4990.1511 | 4517.2681
VIC1 | Pumped Hydro Pump | 0 | 0 | 0.00075509 | 0.00080189 | 0.00085127 | 0.000871 | 0.00090817 | 0.0010495 | 0.0010782 | 0.0014047 | 0.0018431 | 0.0018929 | 0.0020412 | 0.002128 | 0.0029665 | 0.003082 | 0.0031264 | 0.0033528 | 0.0094692 | 0.0097401 | 0.0094527 | 85.827 | 88.87 | 82.3499 | 547.3962 | 1232.5076 | 1201.3298
VIC1 | VPP pump | 16.7025 | 29.1234 | 46.937 | 80.3862 | 126.5138 | 168.2278 | 218.366 | 274.9405 | 322.4368 | 437.8838 | 532.2443 | 595.5333 | 662.3739 | 773.8734 | 835.206 | 968.0101 | 1102.6797 | 1154.4201 | 1288.7594 | 1368.5829 | 1434.6043 | 1622.3301 | 1751.8461 | 1707.5218 | 1800.8099 | 1914.9004 | 1923.7172
Region | Technology | 2023-24 | 2024-25 | 2025-26 | 2026-27 | 2027-28 | 2028-29 | 2029-30 | 2030-31 | 2031-32 | 2032-33 | 2033-34 | 2034-35 | 2035-36 | 2036-37 | 2037-38 | 2038-39 | 2039-40 | 2040-41 | 2041-42 | 2042-43 | 2043-44 | 2044-45 | 2045-46 | 2046-47 | 2047-48 | 2048-49 | 2049-50
SA1 | Grid Battery pump | 230.5229 | 236.3459 | 232.5187 | 232.5718 | 226.6359 | 221.7538 | 217.7662 | 214.9541 | 211.257 | 211.3707 | 211.7611 | 179.0395 | 872.459 | 896.3157 | 1438.3352 | 1391.0237 | 1411.1171 | 1585.0854 | 2485.3588 | 2257.2352 | 2433.756 | 3189.6832 | 3389.0668 | 3026.5662 | 2868.6858 | 4083.3295 | 3742.2408
SA1 | Pumped Hydro Pump | 0 | 0 | 0.00063586 | 0.0006536 | 0.00067184 | 0.00072648 | 0.00074211 | 0.00082513 | 0.00084424 | 0.001098 | 0.0012348 | 0.0014719 | 0.0021288 | 0.0022186 | 0.0022172 | 0.0022649 | 0.0022801 | 0.0024767 | 0.002664 | 0.002612 | 0.0030013 | 0.0033443 | 0.0034202 | 0.0032942 | 0.0037315 | 0.0038348 | 0.0039795
SA1 | VPP pump | 67.8652 | 95.7654 | 117.716 | 147.7446 | 174.9698 | 202.0158 | 233.9207 | 266.5396 | 307.381 | 354.1344 | 407.6427 | 443.521 | 492.8443 | 555.5422 | 595.0694 | 633.8506 | 672.9776 | 675.2338 | 750.8726 | 779.3575 | 799.9518 | 842.0688 | 899.1949 | 899.0361 | 919.9003 | 1002.2438 | 1019.312
Region | Technology | 2023-24 | 2024-25 | 2025-26 | 2026-27 | 2027-28 | 2028-29 | 2029-30 | 2030-31 | 2031-32 | 2032-33 | 2033-34 | 2034-35 | 2035-36 | 2036-37 | 2037-38 | 2038-39 | 2039-40 | 2040-41 | 2041-42 | 2042-43 | 2043-44 | 2044-45 | 2045-46 | 2046-47 | 2047-48 | 2048-49 | 2049-50
TAS1 | Grid Battery pump | 0 | 0.00061402 | 0.00071851 | 0.00075085 | 0.00075709 | 0.00075952 | 0.00084575 | 0.00089477 | 0.00097185 | 0.0015662 | 0.0016849 | 0.0017525 | 0.0021428 | 0.0021976 | 0.0027995 | 0.0028874 | 0.003005 | 0.0034811 | 0.0035305 | 0.0034482 | 0.0036365 | 0.0042637 | 0.0042914 | 0.0044246 | 0.0049013 | 0.004612 | 0.007388
TAS1 | Pumped Hydro Pump | 0 | 0 | 0.0014553 | 0.0015567 | 0.0016731 | 0.0017578 | 0.0020517 | 0.0023606 | 0.0026827 | 0.0072705 | 85.9733 | 414.4828 | 1323.537 | 1413.6712 | 1567.6321 | 1641.6777 | 1712.2151 | 1543.6716 | 1511.655 | 1425.5144 | 1670.0247 | 1765.07 | 1727.6782 | 1762.0264 | 1662.1695 | 1550.349 | 1497.7095
TAS1 | VPP pump | 0.18078 | 0.82544 | 2.0826 | 4.0608 | 6.9581 | 8.4067 | 18.8639 | 23.5335 | 31.3741 | 42.8964 | 48.1897 | 52.6646 | 48.7724 | 54.4653 | 63.2532 | 65.3544 | 76.3644 | 77.0965 | 81.1834 | 86.3757 | 97.6669 | 96.414 | 108.0443 | 116.2833 | 121.3021 | 118.4094 | 120.6104
Non-controllable capacity
Region | Technology | 2023-24 | 2024-25 | 2025-26 | 2026-27 | 2027-28 | 2028-29 | 2029-30 | 2030-31 | 2031-32 | 2032-33 | 2033-34 | 2034-35 | 2035-36 | 2036-37 | 2037-38 | 2038-39 | 2039-40 | 2040-41 | 2041-42 | 2042-43 | 2043-44 | 2044-45 | 2045-46 | 2046-47 | 2047-48 | 2048-49 | 2049-50
NEM | Distributed PV | 26478.5749 | 28191.0687 | 29615.185 | 34147.8413 | 36635.1334 | 34828.8225 | 38288.4458 | 41605.3113 | 44463.1544 | 46878.5074 | 47897.7259 | 48691.7471 | 54425.0857 | 56551.7616 | 52450.4952 | 56904.483 | 61172.6746 | 63978.5781 | 65693.865 | 65612.2161 | 65271.4595 | 71680.9026 | 73748.0586 | 68052.8401 | 73585.1598 | 78664.3753 | 82018.7177
NEM | Behind the meter battery | 356.5682 | 473.328 | 594.7444 | 757.032 | 926.2117 | 1056.7381 | 1233.2407 | 1392.7578 | 1662.8579 | 1934.0875 | 2210.3303 | 2494.7306 | 2761.3681 | 3007.0367 | 3248.1504 | 3458.3931 | 3610.6796 | 3707.3314 | 3832.4058 | 3933.9396 | 3996.3524 | 4028.7483 | 4047.3212 | 4044.1409 | 4038.7997 | 4002.1032 | 3966.4236
NEM | Behind the meter battery pump | 419.7907 | 557.164 | 699.9769 | 891.129 | 1090.0671 | 1244.0558 | 1451.4338 | 1638.8866 | 1957.4728 | 2276.5602 | 2601.4314 | 2936.5844 | 3250.3979 | 3539.5238 | 3822.2237 | 4071.3623 | 4250.8148 | 4364.1903 | 4511.5203 | 4630.4575 | 4704.2076 | 4742.1508 | 4764.3333 | 4760.7853 | 4755.14 | 4712.0744 | 4668.4548
Region | Technology | 2023-24 | 2024-25 | 2025-26 | 2026-27 | 2027-28 | 2028-29 | 2029-30 | 2030-31 | 2031-32 | 2032-33 | 2033-34 | 2034-35 | 2035-36 | 2036-37 | 2037-38 | 2038-39 | 2039-40 | 2040-41 | 2041-42 | 2042-43 | 2043-44 | 2044-45 | 2045-46 | 2046-47 | 2047-48 | 2048-49 | 2049-50
NSW1 | Distributed PV | 8227.9495 | 8889.0709 | 9306.1322 | 11052.6804 | 11659.9136 | 11026.5723 | 11951.3856 | 13304.8274 | 14644.4048 | 14969.6322 | 15535.8472 | 15718.8791 | 18044.1473 | 18411.8213 | 16930.2454 | 17972.9366 | 19660.4434 | 21060.2472 | 20970.6665 | 21239.1879 | 21033.8098 | 23737.2282 | 24049.1858 | 22049.3527 | 23369.6114 | 25463.3842 | 27229.5394
NSW1 | Behind the meter battery | 133.59 | 194.7768 | 253.5396 | 316.24 | 372.6608 | 419.4249 | 490.1318 | 552.7239 | 644.191 | 732.2475 | 823.81 | 926.2632 | 1021.1994 | 1100.9212 | 1175.2256 | 1241.3495 | 1281.6071 | 1301.3891 | 1323.469 | 1331.6999 | 1328.6786 | 1333.0742 | 1339.1239 | 1339.0233 | 1340.0485 | 1331.6872 | 1322.7103
NSW1 | Behind the meter battery pump | 157.3114 | 229.3287 | 298.3165 | 372.3107 | 438.6271 | 493.7687 | 576.7121 | 650.3958 | 758.5034 | 862.0114 | 969.6543 | 1090.1287 | 1202.3863 | 1296.4571 | 1382.6657 | 1461.7352 | 1508.9376 | 1532.4858 | 1558.4624 | 1567.6632 | 1564.469 | 1569.4047 | 1576.1804 | 1576.5486 | 1577.4697 | 1567.7527 | 1556.6083
Region | Technology | 2023-24 | 2024-25 | 2025-26 | 2026-27 | 2027-28 | 2028-29 | 2029-30 | 2030-31 | 2031-32 | 2032-33 | 2033-34 | 2034-35 | 2035-36 | 2036-37 | 2037-38 | 2038-39 | 2039-40 | 2040-41 | 2041-42 | 2042-43 | 2043-44 | 2044-45 | 2045-46 | 2046-47 | 2047-48 | 2048-49 | 2049-50
QLD1 | Distributed PV | 8291.7042 | 8569.0822 | 9217.3266 | 10390.3794 | 11011.6137 | 9744.9252 | 11046.7924 | 11904.8452 | 13131.2263 | 13701.6565 | 13860.8726 | 14700.2383 | 16327.2094 | 16975.5207 | 14830.6032 | 16665.2669 | 17838.7295 | 19246.0747 | 19521.824 | 19243.8033 | 19908.8944 | 21593.4637 | 22179.0614 | 19185.5663 | 21429.4769 | 22706.5989 | 24395.8885
QLD1 | Behind the meter battery | 68.254 | 84.6289 | 112.6463 | 146.2592 | 185.7816 | 221.6253 | 270.215 | 314.6937 | 406.9618 | 502.2534 | 595.6003 | 683.1659 | 764.1412 | 834.4612 | 901.8028 | 964.152 | 1016.5218 | 1061.2384 | 1120.2283 | 1177.3744 | 1217.6262 | 1234.2876 | 1240.4297 | 1235.0961 | 1221.5488 | 1202.4999 | 1188.1662
QLD1 | Behind the meter battery pump | 80.3689 | 99.5866 | 132.5744 | 172.1468 | 218.6795 | 260.8892 | 317.9825 | 370.2693 | 479.0052 | 591.0508 | 700.9679 | 804.4299 | 899.4899 | 981.9193 | 1061.2211 | 1135.0177 | 1196.3817 | 1248.6769 | 1318.2882 | 1385.4977 | 1432.6887 | 1452.5841 | 1460.2966 | 1453.471 | 1438.2675 | 1416.1388 | 1398.0248
Region | Technology | 2023-24 | 2024-25 | 2025-26 | 2026-27 | 2027-28 | 2028-29 | 2029-30 | 2030-31 | 2031-32 | 2032-33 | 2033-34 | 2034-35 | 2035-36 | 2036-37 | 2037-38 | 2038-39 | 2039-40 | 2040-41 | 2041-42 | 2042-43 | 2043-44 | 2044-45 | 2045-46 | 2046-47 | 2047-48 | 2048-49 | 2049-50
VIC1 | Distributed PV | 6055.7621 | 6669.655 | 6991.3292 | 8188.53 | 9067.6803 | 9147.9858 | 9973.9295 | 10801.2044 | 10862.1515 | 11966.1686 | 12180.7464 | 12020.6338 | 13307.7617 | 14002.8213 | 13650.1784 | 14718.8745 | 15803.8446 | 15625.7965 | 16773.5548 | 16765.9245 | 16213.7264 | 17701.3941 | 18418.5859 | 17911.4779 | 19277.2431 | 20620.6982 | 20333.1662
VIC1 | Behind the meter battery | 74.3056 | 92.44 | 111.7344 | 156.8119 | 212.09 | 243.6602 | 282.6219 | 319.434 | 377.8895 | 439.4914 | 505.2185 | 572.8675 | 639.1484 | 714.1982 | 795.0575 | 858.1453 | 908.5127 | 935.1099 | 971.8935 | 1005.2009 | 1028.9371 | 1040.4307 | 1046.8501 | 1051.4154 | 1058.0828 | 1051.5912 | 1043.1588
VIC1 | Behind the meter battery pump | 87.4501 | 108.8465 | 131.5376 | 184.5847 | 249.5654 | 286.8384 | 332.788 | 375.8552 | 444.8213 | 517.3706 | 594.5868 | 674.2645 | 752.1378 | 840.4146 | 935.8569 | 1009.9236 | 1069.8581 | 1100.7998 | 1144.0157 | 1183.0999 | 1211.4056 | 1224.7479 | 1232.417 | 1237.8581 | 1245.9798 | 1238.1379 | 1228.2991
Region | Technology | 2023-24 | 2024-25 | 2025-26 | 2026-27 | 2027-28 | 2028-29 | 2029-30 | 2030-31 | 2031-32 | 2032-33 | 2033-34 | 2034-35 | 2035-36 | 2036-37 | 2037-38 | 2038-39 | 2039-40 | 2040-41 | 2041-42 | 2042-43 | 2043-44 | 2044-45 | 2045-46 | 2046-47 | 2047-48 | 2048-49 | 2049-50
SA1 | Distributed PV | 3591.0876 | 3717.2823 | 3740.8652 | 4102.9303 | 4454.0757 | 4447.213 | 4823.2467 | 5063.8184 | 5270.1141 | 5635.4722 | 5682.5072 | 5613.2296 | 6036.8672 | 6427.865 | 6298.9087 | 6776.5164 | 7055.0868 | 7216.483 | 7552.313 | 7463.2755 | 7234.1877 | 7682.6083 | 8108.239 | 7904.365 | 8467.9778 | 8775.2281 | 8945.8085
SA1 | Behind the meter battery | 71.0192 | 89.6673 | 101.7879 | 119.0914 | 133.3156 | 146.5653 | 160.4315 | 172.1233 | 193.4864 | 213.6313 | 233.2561 | 254.1035 | 272.9282 | 288.5968 | 302.4709 | 316.6818 | 322.4368 | 324.9961 | 328.8503 | 329.3369 | 329.16 | 328.7858 | 328.2839 | 326.0934 | 326.3788 | 324.1976 | 320.6584
SA1 | Behind the meter battery pump | 83.5976 | 105.4994 | 119.845 | 140.1663 | 156.8845 | 172.5952 | 188.8314 | 202.6048 | 227.6558 | 251.4252 | 274.468 | 299.1179 | 321.125 | 339.6593 | 355.8732 | 372.7692 | 379.5602 | 382.628 | 387.265 | 387.8524 | 387.4805 | 386.9109 | 386.3605 | 383.9947 | 384.2929 | 381.5645 | 377.4968
Region | Technology | 2023-24 | 2024-25 | 2025-26 | 2026-27 | 2027-28 | 2028-29 | 2029-30 | 2030-31 | 2031-32 | 2032-33 | 2033-34 | 2034-35 | 2035-36 | 2036-37 | 2037-38 | 2038-39 | 2039-40 | 2040-41 | 2041-42 | 2042-43 | 2043-44 | 2044-45 | 2045-46 | 2046-47 | 2047-48 | 2048-49 | 2049-50
TAS1 | Distributed PV | 312.0716 | 345.9783 | 359.5318 | 413.3213 | 441.8501 | 462.1262 | 493.0915 | 530.6159 | 555.2576 | 605.5778 | 637.7525 | 638.7662 | 709.1001 | 733.7332 | 740.5595 | 770.8886 | 814.5703 | 829.9766 | 875.5067 | 900.0249 | 880.8412 | 966.2084 | 992.9866 | 1002.0781 | 1040.8506 | 1098.4659 | 1114.3151
TAS1 | Behind the meter battery | 9.3993 | 11.8151 | 15.0362 | 18.6296 | 22.3637 | 25.4624 | 29.8406 | 33.7829 | 40.3291 | 46.464 | 52.4454 | 58.3304 | 63.9508 | 68.8593 | 73.5936 | 78.0644 | 81.6012 | 84.5979 | 87.9648 | 90.3275 | 91.9504 | 92.17 | 92.6337 | 92.5128 | 92.7409 | 92.1272 | 91.7298
TAS1 | Behind the meter battery pump | 11.0628 | 13.9029 | 17.7034 | 21.9205 | 26.3105 | 29.9642 | 35.1198 | 39.7616 | 47.4871 | 54.7023 | 61.7545 | 68.6434 | 75.2589 | 81.0734 | 86.6068 | 91.9166 | 96.0772 | 99.5998 | 103.4889 | 106.3442 | 108.1638 | 108.5032 | 109.0789 | 108.9129 | 109.1302 | 108.4805 | 108.0258

## BaseCase_Capacity
Installed capacity by technology (MW) - BaseCase, Progressive Change Scenario
Capacity calculated on 1 July. In early study years some wind and solar projects enter later in the financial year and are therefore reflected in the following financial year's capacity.
Explicitly modelled generation
Region | Technology | 2023-24 | 2024-25 | 2025-26 | 2026-27 | 2027-28 | 2028-29 | 2029-30 | 2030-31 | 2031-32 | 2032-33 | 2033-34 | 2034-35 | 2035-36 | 2036-37 | 2037-38 | 2038-39 | 2039-40 | 2040-41 | 2041-42 | 2042-43 | 2043-44 | 2044-45 | 2045-46 | 2046-47 | 2047-48 | 2048-49 | 2049-50
NEM | Black Coal | 16456 | 16456 | 15756 | 12876 | 11556 | 11556 | 11556 | 9471 | 9471 | 9471 | 7416 | 7416 | 5736 | 5736 | 5286 | 5286 | 5286 | 3896 | 3896 | 2422 | 2422 | 2422 | 2057 | 1692 | 1692 | 1692 | 1692
NEM | Brown Coal | 4820 | 4820 | 4820 | 4820 | 4820 | 3370 | 3370 | 3370 | 3370 | 3370 | 3370 | 3370 | 1160 | 1160 | 1160 | 1160 | 1160 | 1160 | 1160 | 1160 | 1160 | 1160 | 1160 | 1160 | 0 | 0 | 0
NEM | CCGT | 2954.9 | 2774.9 | 2774.9 | 2774.9 | 2774.9 | 2774.9 | 2774.9 | 2774.9 | 2774.9 | 2774.9 | 2774.9 | 2774.9 | 2774.9 | 2389.9 | 1860.9 | 1860.9 | 1716.5 | 1716.5 | 1716.5 | 1716.5 | 1276.5 | 1276.5 | 632 | 388 | 388 | 388 | 388
NEM | Gas - Steam | 1300 | 1300 | 1300 | 500 | 500 | 500 | 500 | 500 | 500 | 500 | 500 | 500 | 500 | 500 | 500 | 500 | 0 | 0 | 0 | 0 | 0 | 0 | 0 | 0 | 0 | 0 | 0
NEM | OCGT / Diesel | 7382.159 | 8401.5834 | 8818.2603 | 8818.2603 | 8892.8726 | 8892.8726 | 8892.8726 | 9033.6983 | 9033.6983 | 8889.2598 | 8667.1221 | 9694.403 | 10489.2776 | 10489.2776 | 10489.2777 | 10489.2777 | 10049.2777 | 9929.2777 | 10661.7704 | 10567.7704 | 10981.3183 | 12275.2771 | 12275.2771 | 13380.7046 | 12927.6917 | 17792.9849 | 17920.6929
NEM | Hydro | 7492.42 | 7492.42 | 7492.42 | 7492.42 | 7492.42 | 7492.42 | 7492.42 | 7492.42 | 7492.42 | 7492.42 | 7492.42 | 7492.42 | 7492.42 | 7492.42 | 7406.02 | 7406.02 | 7406.02 | 7406.02 | 7406.02 | 7340.02 | 7340.02 | 7340.02 | 7340.02 | 7340.02 | 7340.02 | 7340.02 | 7340.02
NEM | Hydrogen Turbine | 0 | 0 | 0 | 0 | 0 | 0 | 0 | 0 | 0 | 0 | 0 | 0 | 0 | 0 | 0 | 0 | 0 | 0 | 0 | 0 | 0 | 0 | 0 | 0 | 0 | 0 | 0
NEM | Wind | 10055.738 | 11610.7159 | 13267.8324 | 15278.2407 | 17420.156 | 19733.6917 | 21704.6064 | 21729.6449 | 21874.9044 | 22020.1654 | 24077.7314 | 25415.0264 | 31513.3625 | 33578.5349 | 37294.8436 | 39221.8511 | 39237.7861 | 41599.9502 | 44395.6558 | 46824.2704 | 46974.236 | 46802.0128 | 48390.2441 | 55358.7512 | 58227.6701 | 63524.3822 | 66474.6725
NEM | Solar PV | 9052.829 | 9912.929 | 9912.9291 | 9912.9295 | 9954.4673 | 10236.2321 | 10838.2173 | 10838.2173 | 10832.0973 | 10832.0973 | 13227.2483 | 13666.9055 | 15705.7204 | 16207.3362 | 19674.144 | 19523.8441 | 19900.4944 | 24192.3862 | 26689.7491 | 30922.2955 | 35616.1159 | 36148.2299 | 37536.6847 | 47262.593 | 50586.1344 | 57382.1139 | 64205.7436
NEM | Grid Battery | 1004.93 | 1004.9307 | 1004.9319 | 1004.9319 | 1004.9323 | 1134.9324 | 1159.3076 | 1129.3079 | 1129.3079 | 1687.9474 | 3141.7466 | 3217.9543 | 5462.7534 | 5412.7534 | 6918.1332 | 6918.1332 | 7285.3482 | 7566.7976 | 9266.5298 | 9266.5299 | 9364.0838 | 9950.7907 | 9940.7899 | 11107.39 | 11953.1441 | 12659.6727 | 13882.8668
NEM | Pumped Hydro | 810 | 810 | 1660 | 1660.0001 | 4624.9998 | 4895 | 4945.6249 | 4945.6253 | 4945.6254 | 4945.6272 | 5499.1242 | 5614.2599 | 6094.0744 | 6094.0744 | 6222.0033 | 6222.0033 | 6222.0034 | 6222.0034 | 6222.0114 | 6541.535 | 6624.1037 | 6933.4907 | 6933.4907 | 8850.3039 | 9027.5814 | 9788.0302 | 9788.0303
NEM | VPP | 147.51 | 233.71 | 341.18 | 499.27 | 694.24 | 914.65 | 1207.51 | 1463.32 | 1850.76 | 2292.59 | 2793.5001 | 3356.31 | 3965.76 | 4611.21 | 5307.53 | 6042.2102 | 6743.34 | 7427.61 | 8128.7401 | 8833.4098 | 9521.71 | 10183.9801 | 10839.05 | 11484.4998 | 12142.96 | 12796.2899 | 13470.7999
Total excluding storage |  | 61476.486 | 64817.189 | 67148.4537 | 65636.9524 | 69734.988 | 71500.6986 | 74441.4588 | 72748.1338 | 73274.7134 | 74276.007 | 78959.7925 | 82518.1791 | 90894.2682 | 93671.5065 | 102118.8518 | 104630.2396 | 105006.7698 | 111116.5452 | 119542.9766 | 125594.331 | 131280.0877 | 134492.3012 | 137104.5566 | 158024.2625 | 164285.2016 | 183363.494 | 195162.8259
Region | Technology | 2023-24 | 2024-25 | 2025-26 | 2026-27 | 2027-28 | 2028-29 | 2029-30 | 2030-31 | 2031-32 | 2032-33 | 2033-34 | 2034-35 | 2035-36 | 2036-37 | 2037-38 | 2038-39 | 2039-40 | 2040-41 | 2041-42 | 2042-43 | 2043-44 | 2044-45 | 2045-46 | 2046-47 | 2047-48 | 2048-49 | 2049-50
NSW1 | Black Coal | 8330 | 8330 | 8330 | 5450 | 4130 | 4130 | 4130 | 3445 | 3445 | 3445 | 1390 | 1390 | 1390 | 1390 | 1390 | 1390 | 1390 | 0 | 0 | 0 | 0 | 0 | 0 | 0 | 0 | 0 | 0
NSW1 | Brown Coal | 0 | 0 | 0 | 0 | 0 | 0 | 0 | 0 | 0 | 0 | 0 | 0 | 0 | 0 | 0 | 0 | 0 | 0 | 0 | 0 | 0 | 0 | 0 | 0 | 0 | 0 | 0
NSW1 | CCGT | 440 | 440 | 440 | 440 | 440 | 440 | 440 | 440 | 440 | 440 | 440 | 440 | 440 | 440 | 440 | 440 | 440 | 440 | 440 | 440 | 0 | 0 | 0 | 0 | 0 | 0 | 0
NSW1 | Gas - Steam | 0 | 0 | 0 | 0 | 0 | 0 | 0 | 0 | 0 | 0 | 0 | 0 | 0 | 0 | 0 | 0 | 0 | 0 | 0 | 0 | 0 | 0 | 0 | 0 | 0 | 0 | 0
NSW1 | OCGT / Diesel | 1888.999 | 2908.4234 | 3325.1003 | 3325.1003 | 3399.7126 | 3399.7126 | 3399.7126 | 3923.0383 | 3923.0383 | 4055.4598 | 4426.8214 | 4426.8214 | 4426.8214 | 4426.8214 | 4426.8214 | 4426.8214 | 4426.8214 | 4426.8214 | 4426.8214 | 4426.8214 | 4426.8214 | 3577.8224 | 3577.8224 | 3902.1245 | 3902.1245 | 5117.1103 | 5117.1103
NSW1 | Hydro | 2525 | 2525 | 2525 | 2525 | 2525 | 2525 | 2525 | 2525 | 2525 | 2525 | 2525 | 2525 | 2525 | 2525 | 2525 | 2525 | 2525 | 2525 | 2525 | 2525 | 2525 | 2525 | 2525 | 2525 | 2525 | 2525 | 2525
NSW1 | Hydrogen Turbine | 0 | 0 | 0 | 0 | 0 | 0 | 0 | 0 | 0 | 0 | 0 | 0 | 0 | 0 | 0 | 0 | 0 | 0 | 0 | 0 | 0 | 0 | 0 | 0 | 0 | 0 | 0
NSW1 | Wind | 1886.96 | 3015.8123 | 4024.2221 | 5340.6196 | 6622.617 | 8025.1799 | 9186.0304 | 9186.0304 | 9186.0304 | 9186.0304 | 10324.1899 | 10704.4306 | 11175.2246 | 11400.8085 | 11855.56 | 13758.861 | 13758.8613 | 14389.9701 | 15444.1274 | 15747.6861 | 16174.4876 | 16352.3165 | 17272.1187 | 18241.5925 | 19722.365 | 20468.8701 | 21949.1662
NSW1 | Solar PV | 3745.541 | 4459.641 | 4459.6411 | 4459.6415 | 4501.1793 | 4782.944 | 5384.9284 | 5384.9284 | 5384.9284 | 5384.9284 | 7780.0793 | 8219.7355 | 9532.0222 | 9657.2584 | 10244.3216 | 10094.0216 | 10094.0216 | 12280.6436 | 12714.8537 | 13858.7335 | 14638.4806 | 14638.4806 | 15315.7452 | 17822.8824 | 17761.5849 | 19107.4282 | 21973.5397
NSW1 | Grid Battery | 50 | 50.0003 | 50.0014 | 50.0014 | 50.0018 | 180.0018 | 204.377 | 204.3772 | 204.3772 | 763.0153 | 1975.8634 | 1975.8635 | 1975.8636 | 1925.8636 | 1925.8641 | 1925.8641 | 1925.8641 | 1925.8644 | 2370.0715 | 2370.0715 | 2370.0715 | 2495.3247 | 2495.324 | 3361.184 | 3361.1836 | 3231.1855 | 3420.5271
NSW1 | Pumped Hydro | 240 | 240 | 839.9994 | 839.9994 | 3804.9991 | 4074.999 | 4125.6238 | 4125.6238 | 4125.6238 | 4125.6238 | 4125.6273 | 4125.6273 | 4125.6273 | 4125.6273 | 4125.6273 | 4125.6273 | 4125.6273 | 4125.6273 | 4125.6273 | 4125.6273 | 4125.6273 | 4401.5647 | 4401.5647 | 4401.5648 | 4401.5648 | 4401.5648 | 4401.5648
NSW1 | VPP | 35.03 | 66.46 | 108.39 | 164.94 | 231.89 | 309.84 | 419.29 | 513.87 | 645.84 | 793.28 | 960.43 | 1151.34 | 1358.67 | 1573.17 | 1800.09 | 2041.85 | 2261.24 | 2472.42 | 2678.0699 | 2873.13 | 3061.8301 | 3253.4401 | 3451.65 | 3655.96 | 3874.16 | 4090.8399 | 4313.9901
Total excluding storage |  | 19141.53 | 22035.3371 | 24102.3543 | 22595.3022 | 25705.3998 | 27867.6773 | 29814.9622 | 29747.8681 | 29879.8381 | 30718.3377 | 33948.0113 | 34958.8183 | 36949.2291 | 37464.5493 | 38733.2844 | 40728.0454 | 40947.4357 | 42586.3468 | 44724.5712 | 46367.0697 | 47322.3185 | 47243.949 | 49039.225 | 53910.3082 | 55547.9828 | 58941.9988 | 63700.8983
Region | Technology | 2023-24 | 2024-25 | 2025-26 | 2026-27 | 2027-28 | 2028-29 | 2029-30 | 2030-31 | 2031-32 | 2032-33 | 2033-34 | 2034-35 | 2035-36 | 2036-37 | 2037-38 | 2038-39 | 2039-40 | 2040-41 | 2041-42 | 2042-43 | 2043-44 | 2044-45 | 2045-46 | 2046-47 | 2047-48 | 2048-49 | 2049-50
QLD1 | Black Coal | 8126 | 8126 | 7426 | 7426 | 7426 | 7426 | 7426 | 6026 | 6026 | 6026 | 6026 | 6026 | 4346 | 4346 | 3896 | 3896 | 3896 | 3896 | 3896 | 2422 | 2422 | 2422 | 2057 | 1692 | 1692 | 1692 | 1692
QLD1 | Brown Coal | 0 | 0 | 0 | 0 | 0 | 0 | 0 | 0 | 0 | 0 | 0 | 0 | 0 | 0 | 0 | 0 | 0 | 0 | 0 | 0 | 0 | 0 | 0 | 0 | 0 | 0 | 0
QLD1 | CCGT | 1597.9 | 1597.9 | 1597.9 | 1597.9 | 1597.9 | 1597.9 | 1597.9 | 1597.9 | 1597.9 | 1597.9 | 1597.9 | 1597.9 | 1597.9 | 1212.9 | 1212.9 | 1212.9 | 1068.5 | 1068.5 | 1068.5 | 1068.5 | 1068.5 | 1068.5 | 424 | 180 | 180 | 180 | 180
QLD1 | Gas - Steam | 0 | 0 | 0 | 0 | 0 | 0 | 0 | 0 | 0 | 0 | 0 | 0 | 0 | 0 | 0 | 0 | 0 | 0 | 0 | 0 | 0 | 0 | 0 | 0 | 0 | 0 | 0
QLD1 | OCGT / Diesel | 1954.5 | 1954.5 | 1954.5 | 1954.5 | 1954.5 | 1954.5 | 1954.5 | 1954.5 | 1954.5 | 1954.5 | 1531.0007 | 2558.2816 | 2748.8509 | 2748.8509 | 2748.851 | 2748.851 | 2748.851 | 2748.851 | 2748.851 | 2748.851 | 2748.851 | 2748.851 | 2748.851 | 3683.9764 | 3683.9764 | 6829.4401 | 6310.4401
QLD1 | Hydro | 152.4 | 152.4 | 152.4 | 152.4 | 152.4 | 152.4 | 152.4 | 152.4 | 152.4 | 152.4 | 152.4 | 152.4 | 152.4 | 152.4 | 66 | 66 | 66 | 66 | 66 | 0 | 0 | 0 | 0 | 0 | 0 | 0 | 0
QLD1 | Hydrogen Turbine | 0 | 0 | 0 | 0 | 0 | 0 | 0 | 0 | 0 | 0 | 0 | 0 | 0 | 0 | 0 | 0 | 0 | 0 | 0 | 0 | 0 | 0 | 0 | 0 | 0 | 0 | 0
QLD1 | Wind | 1133.518 | 1306.5156 | 1306.5156 | 1873.9625 | 2640.316 | 3424.7249 | 4198.9753 | 4198.9753 | 4198.9753 | 4198.9754 | 4198.9769 | 4656.6591 | 6651.2226 | 7500.4476 | 9356.2114 | 9356.2115 | 9356.2114 | 10072.2891 | 11631.9321 | 12894.2146 | 12936.098 | 12490.5196 | 13532.1133 | 17486.047 | 17588.9193 | 21341.0307 | 21826.5412
QLD1 | Solar PV | 3646.985 | 3792.985 | 3792.985 | 3792.985 | 3792.985 | 3792.9851 | 3792.9859 | 3792.9859 | 3792.9859 | 3792.9859 | 3792.9859 | 3792.9859 | 4076.7417 | 4291.9456 | 6286.4627 | 6286.4627 | 6286.4627 | 8060.6265 | 8241.6185 | 11291.8904 | 12674.4635 | 12473.3635 | 12960.2174 | 18879.1916 | 20143.5744 | 23291.1504 | 26942.55
QLD1 | Grid Battery | 100 | 100.0001 | 100.0001 | 100.0001 | 100.0001 | 100.0001 | 100.0001 | 100.0003 | 100.0003 | 100.0006 | 396.2814 | 497.4885 | 1284.1969 | 1284.1969 | 2404.6999 | 2404.6999 | 2404.6999 | 2404.6999 | 3155.2885 | 3155.2885 | 3424.3378 | 3424.3377 | 3424.3377 | 3725.0777 | 3725.0777 | 4070.4739 | 5104.3263
QLD1 | Pumped Hydro | 570 | 570 | 820.0001 | 820.0001 | 820.0002 | 820.0003 | 820.0003 | 820.0005 | 820.0005 | 820.0007 | 1346.3706 | 1346.3707 | 1346.3707 | 1346.3707 | 1346.3707 | 1346.3707 | 1346.3707 | 1346.3707 | 1346.3708 | 1665.8944 | 1665.8944 | 1665.8944 | 1665.8944 | 3582.7075 | 3582.7075 | 4093.9453 | 4093.9453
QLD1 | VPP | 18.84 | 30.97 | 50.94 | 79.95 | 118.98 | 166.93 | 232.96 | 293.17 | 401.01 | 528.82 | 672.52 | 830.62 | 1001.18 | 1179.76 | 1370.76 | 1575.4301 | 1781.48 | 1996.11 | 2224.29 | 2464.1299 | 2698.9399 | 2914.5601 | 3118.3 | 3309.3999 | 3496.46 | 3680.7 | 3869.4199
Total excluding storage |  | 17300.143 | 17631.2707 | 17201.2408 | 17797.6977 | 18603.0814 | 19435.4404 | 20275.7217 | 18935.9321 | 19043.7721 | 19171.5827 | 19714.4356 | 21458.7057 | 23204.8627 | 24062.8717 | 28688.2558 | 28892.9259 | 28954.5758 | 31659.4473 | 34378.8509 | 37710.7687 | 39639.0847 | 39208.0263 | 39930.7138 | 52538.4001 | 54092.7152 | 65178.7404 | 70019.2229
Region | Technology | 2023-24 | 2024-25 | 2025-26 | 2026-27 | 2027-28 | 2028-29 | 2029-30 | 2030-31 | 2031-32 | 2032-33 | 2033-34 | 2034-35 | 2035-36 | 2036-37 | 2037-38 | 2038-39 | 2039-40 | 2040-41 | 2041-42 | 2042-43 | 2043-44 | 2044-45 | 2045-46 | 2046-47 | 2047-48 | 2048-49 | 2049-50
VIC1 | Black Coal | 0 | 0 | 0 | 0 | 0 | 0 | 0 | 0 | 0 | 0 | 0 | 0 | 0 | 0 | 0 | 0 | 0 | 0 | 0 | 0 | 0 | 0 | 0 | 0 | 0 | 0 | 0
VIC1 | Brown Coal | 4820 | 4820 | 4820 | 4820 | 4820 | 3370 | 3370 | 3370 | 3370 | 3370 | 3370 | 3370 | 1160 | 1160 | 1160 | 1160 | 1160 | 1160 | 1160 | 1160 | 1160 | 1160 | 1160 | 1160 | 0 | 0 | 0
VIC1 | CCGT | 0 | 0 | 0 | 0 | 0 | 0 | 0 | 0 | 0 | 0 | 0 | 0 | 0 | 0 | 0 | 0 | 0 | 0 | 0 | 0 | 0 | 0 | 0 | 0 | 0 | 0 | 0
VIC1 | Gas - Steam | 500 | 500 | 500 | 500 | 500 | 500 | 500 | 500 | 500 | 500 | 500 | 500 | 500 | 500 | 500 | 500 | 0 | 0 | 0 | 0 | 0 | 0 | 0 | 0 | 0 | 0 | 0
VIC1 | OCGT / Diesel | 1900 | 1900 | 1900 | 1900 | 1900 | 1900 | 1900 | 1900 | 1900 | 1900 | 1730 | 1730 | 2414.3044 | 2414.3044 | 2414.3044 | 2414.3044 | 1974.3044 | 1974.3044 | 2706.7969 | 2612.7969 | 2612.7969 | 4694.0969 | 4694.0969 | 4694.0969 | 4241.0839 | 4745.9276 | 5126.7781
VIC1 | Hydro | 2264.02 | 2264.02 | 2264.02 | 2264.02 | 2264.02 | 2264.02 | 2264.02 | 2264.02 | 2264.02 | 2264.02 | 2264.02 | 2264.02 | 2264.02 | 2264.02 | 2264.02 | 2264.02 | 2264.02 | 2264.02 | 2264.02 | 2264.02 | 2264.02 | 2264.02 | 2264.02 | 2264.02 | 2264.02 | 2264.02 | 2264.02
VIC1 | Hydrogen Turbine | 0 | 0 | 0 | 0 | 0 | 0 | 0 | 0 | 0 | 0 | 0 | 0 | 0 | 0 | 0 | 0 | 0 | 0 | 0 | 0 | 0 | 0 | 0 | 0 | 0 | 0 | 0
VIC1 | Wind | 4121.91 | 4121.91 | 4644.0529 | 4644.0529 | 4644.0529 | 4644.0529 | 4644.0529 | 4644.0529 | 4644.0529 | 4644.0529 | 4591.553 | 4929.3946 | 7017.215 | 7866.6769 | 8374.3765 | 8410.8625 | 8486.2782 | 9186.7986 | 9230.3243 | 9838.3721 | 9619.8058 | 9516.0476 | 8965.3415 | 9651.2964 | 9629.8712 | 9653.8712 | 10493.9392
VIC1 | Solar PV | 1081.573 | 1081.573 | 1081.573 | 1081.573 | 1081.573 | 1081.573 | 1081.573 | 1081.573 | 1081.573 | 1081.573 | 1081.573 | 1081.5731 | 1524.3377 | 1524.3378 | 1950.4889 | 1950.4889 | 2322.8584 | 2322.8595 | 3377.2456 | 3415.6398 | 4889.1975 | 5733.8658 | 5965.5822 | 6432.1556 | 8181.9578 | 8715.7266 | 8663.5691
VIC1 | Grid Battery | 375.33 | 375.3301 | 375.3301 | 375.3301 | 375.3301 | 375.3301 | 375.3301 | 375.3302 | 375.3302 | 375.3305 | 320.0006 | 320.0007 | 1500.2782 | 1500.2782 | 1643.9798 | 1643.9798 | 2011.1947 | 2124.9774 | 2324.5239 | 2324.5239 | 2324.5239 | 2324.5237 | 2324.5237 | 2324.5237 | 3121.8929 | 3121.8929 | 3121.8929
VIC1 | Pumped Hydro | 0 | 0 | 0.00010421 | 0.00011026 | 0.00011623 | 0.00012643 | 0.00012957 | 0.00026482 | 0.00026704 | 0.00037646 | 0.00053635 | 0.00056096 | 0.00067302 | 0.00067592 | 0.0010288 | 0.0010329 | 0.0010401 | 0.0010762 | 0.0033055 | 0.0033071 | 0.0033089 | 29.9633 | 29.9633 | 29.9633 | 207.2407 | 456.4517 | 456.4517
VIC1 | VPP | 18.14 | 30.96 | 48.35 | 81.89 | 130.07 | 178.92 | 243.17 | 298.84 | 380.47 | 475.76 | 587.42 | 715.41 | 858.67 | 1021.44 | 1205.04 | 1393.1901 | 1583.07 | 1759.48 | 1945.8801 | 2139.5699 | 2332.74 | 2516.3399 | 2694.5399 | 2867.64 | 3041.54 | 3215.46 | 3395.5599
Total excluding storage |  | 15080.973 | 15093.7931 | 15633.3261 | 15666.8661 | 15715.0461 | 14313.8961 | 14378.1461 | 14433.8163 | 14515.4463 | 14610.7367 | 14444.5672 | 14910.399 | 17238.8259 | 18251.0578 | 19512.2104 | 19736.8466 | 19801.7267 | 20792.4408 | 23008.7939 | 23754.9259 | 25203.0873 | 28238.8572 | 28098.0675 | 29423.6959 | 30687.6065 | 32173.3499 | 33522.2109
Region | Technology | 2023-24 | 2024-25 | 2025-26 | 2026-27 | 2027-28 | 2028-29 | 2029-30 | 2030-31 | 2031-32 | 2032-33 | 2033-34 | 2034-35 | 2035-36 | 2036-37 | 2037-38 | 2038-39 | 2039-40 | 2040-41 | 2041-42 | 2042-43 | 2043-44 | 2044-45 | 2045-46 | 2046-47 | 2047-48 | 2048-49 | 2049-50
SA1 | Black Coal | 0 | 0 | 0 | 0 | 0 | 0 | 0 | 0 | 0 | 0 | 0 | 0 | 0 | 0 | 0 | 0 | 0 | 0 | 0 | 0 | 0 | 0 | 0 | 0 | 0 | 0 | 0
SA1 | Brown Coal | 0 | 0 | 0 | 0 | 0 | 0 | 0 | 0 | 0 | 0 | 0 | 0 | 0 | 0 | 0 | 0 | 0 | 0 | 0 | 0 | 0 | 0 | 0 | 0 | 0 | 0 | 0
SA1 | CCGT | 709 | 529 | 529 | 529 | 529 | 529 | 529 | 529 | 529 | 529 | 529 | 529 | 529 | 529 | 0 | 0 | 0 | 0 | 0 | 0 | 0 | 0 | 0 | 0 | 0 | 0 | 0
SA1 | Gas - Steam | 800 | 800 | 800 | 0 | 0 | 0 | 0 | 0 | 0 | 0 | 0 | 0 | 0 | 0 | 0 | 0 | 0 | 0 | 0 | 0 | 0 | 0 | 0 | 0 | 0 | 0 | 0
SA1 | OCGT / Diesel | 1460.66 | 1460.66 | 1460.66 | 1460.66 | 1460.66 | 1460.66 | 1460.66 | 1078.16 | 1078.16 | 801.3 | 801.3 | 801.3 | 721.3008 | 721.3008 | 721.3008 | 721.3008 | 721.3008 | 721.3008 | 721.3008 | 721.3008 | 1134.8485 | 1196.5063 | 1196.5063 | 1042.5063 | 1042.5063 | 1042.5064 | 1308.3639
SA1 | Hydro | 0 | 0 | 0 | 0 | 0 | 0 | 0 | 0 | 0 | 0 | 0 | 0 | 0 | 0 | 0 | 0 | 0 | 0 | 0 | 0 | 0 | 0 | 0 | 0 | 0 | 0 | 0
SA1 | Hydrogen Turbine | 0 | 0 | 0 | 0 | 0 | 0 | 0 | 0 | 0 | 0 | 0 | 0 | 0 | 0 | 0 | 0 | 0 | 0 | 0 | 0 | 0 | 0 | 0 | 0 | 0 | 0 | 0
SA1 | Wind | 2349.75 | 2349.75 | 2349.75 | 2349.75 | 2316.75 | 2316.75 | 2226 | 2114 | 2114 | 2114.0015 | 2934.7601 | 2951.0312 | 3793.8508 | 3770.0757 | 4491.2914 | 4478.5119 | 4419.0309 | 4733.4881 | 4736.4202 | 4988.9886 | 4786.9803 | 5024.0495 | 4922.3482 | 6199.78 | 7165.3561 | 7939.4518 | 8083.8673
SA1 | Solar PV | 578.73 | 578.73 | 578.73 | 578.73 | 578.73 | 578.73 | 578.73 | 578.73 | 572.61 | 572.61 | 572.6101 | 572.611 | 572.6185 | 733.7941 | 1192.8703 | 1192.8703 | 1197.1511 | 1528.2561 | 2356.0306 | 2356.0307 | 3413.9686 | 3270.9807 | 3263.6007 | 4096.8241 | 4322.7331 | 6091.5244 | 6449.8005
SA1 | Grid Battery | 479.6 | 479.6001 | 479.6001 | 479.6001 | 479.6001 | 479.6001 | 479.6001 | 449.6002 | 449.6002 | 449.6006 | 449.6007 | 424.6011 | 702.414 | 702.414 | 943.5884 | 943.5884 | 943.5884 | 1111.2547 | 1416.6447 | 1416.6447 | 1245.1493 | 1706.603 | 1696.603 | 1696.603 | 1744.988 | 2236.1185 | 2236.1185
SA1 | Pumped Hydro | 0 | 0 | 0 | 0 | 0 | 0.00011217 | 0.00011327 | 0.00012986 | 0.00013068 | 0.00019169 | 0.00023034 | 0.00040672 | 0.00063525 | 0.0006409 | 0.00066078 | 0.00066153 | 0.00066291 | 0.00069462 | 0.00073438 | 0.00073665 | 0.00084946 | 0.00092199 | 0.00092373 | 0.00092619 | 0.0010123 | 0.0010441 | 0.0010551
SA1 | VPP | 73.31 | 101.55 | 127.31 | 163.03 | 199.61 | 240.46 | 286.78 | 326.42 | 383.78 | 445.52 | 513.3 | 587.39 | 662.83 | 739.03 | 819.48 | 904.2 | 974.71 | 1040.89 | 1105.8 | 1166.08 | 1221.98 | 1278.51 | 1338.99 | 1401.1 | 1464.6801 | 1527.55 | 1594.1
Total excluding storage |  | 6451.05 | 6299.2901 | 6325.0501 | 5560.7701 | 5564.3501 | 5605.2002 | 5560.7702 | 5075.9103 | 5127.1503 | 4912.0322 | 5800.5711 | 5865.9337 | 6982.0148 | 7195.6152 | 8168.5316 | 8240.472 | 8255.7819 | 9135.1904 | 10336.197 | 10649.0455 | 11802.9275 | 12476.6503 | 12418.049 | 14436.8142 | 15740.2645 | 18837.1521 | 19672.2512
Region | Technology | 2023-24 | 2024-25 | 2025-26 | 2026-27 | 2027-28 | 2028-29 | 2029-30 | 2030-31 | 2031-32 | 2032-33 | 2033-34 | 2034-35 | 2035-36 | 2036-37 | 2037-38 | 2038-39 | 2039-40 | 2040-41 | 2041-42 | 2042-43 | 2043-44 | 2044-45 | 2045-46 | 2046-47 | 2047-48 | 2048-49 | 2049-50
TAS1 | Black Coal | 0 | 0 | 0 | 0 | 0 | 0 | 0 | 0 | 0 | 0 | 0 | 0 | 0 | 0 | 0 | 0 | 0 | 0 | 0 | 0 | 0 | 0 | 0 | 0 | 0 | 0 | 0
TAS1 | Brown Coal | 0 | 0 | 0 | 0 | 0 | 0 | 0 | 0 | 0 | 0 | 0 | 0 | 0 | 0 | 0 | 0 | 0 | 0 | 0 | 0 | 0 | 0 | 0 | 0 | 0 | 0 | 0
TAS1 | CCGT | 208 | 208 | 208 | 208 | 208 | 208 | 208 | 208 | 208 | 208 | 208 | 208 | 208 | 208 | 208 | 208 | 208 | 208 | 208 | 208 | 208 | 208 | 208 | 208 | 208 | 208 | 208
TAS1 | Gas - Steam | 0 | 0 | 0 | 0 | 0 | 0 | 0 | 0 | 0 | 0 | 0 | 0 | 0 | 0 | 0 | 0 | 0 | 0 | 0 | 0 | 0 | 0 | 0 | 0 | 0 | 0 | 0
TAS1 | OCGT / Diesel | 178 | 178 | 178 | 178 | 178 | 178 | 178 | 178 | 178 | 178 | 178 | 178 | 178.0001 | 178.0001 | 178.0002 | 178.0002 | 178.0002 | 58.0002 | 58.0003 | 58.0003 | 58.0005 | 58.0005 | 58.0005 | 58.0005 | 58.0005 | 58.0005 | 58.0005
TAS1 | Hydro | 2551 | 2551 | 2551 | 2551 | 2551 | 2551 | 2551 | 2551 | 2551 | 2551 | 2551 | 2551 | 2551 | 2551 | 2551 | 2551 | 2551 | 2551 | 2551 | 2551 | 2551 | 2551 | 2551 | 2551 | 2551 | 2551 | 2551
TAS1 | Hydrogen Turbine | 0 | 0 | 0 | 0 | 0 | 0 | 0 | 0 | 0 | 0 | 0 | 0 | 0 | 0 | 0 | 0 | 0 | 0 | 0 | 0 | 0 | 0 | 0 | 0 | 0 | 0 | 0
TAS1 | Wind | 563.6 | 816.728 | 943.2919 | 1069.8558 | 1196.4201 | 1322.984 | 1449.5478 | 1586.5863 | 1731.8458 | 1877.1053 | 2028.2514 | 2173.5109 | 2875.8494 | 3040.5262 | 3217.4043 | 3217.4043 | 3217.4043 | 3217.4043 | 3352.8519 | 3355.0091 | 3456.8643 | 3419.0796 | 3698.3224 | 3780.0353 | 4121.1585 | 4121.1585 | 4121.1585
TAS1 | Solar PV | 0 | 0 | 0 | 0 | 0 | 0 | 0 | 0 | 0 | 0 | 0 | 0 | 0.00032615 | 0.0003335 | 0.0004731 | 0.00047525 | 0.00052617 | 0.00052775 | 0.00074176 | 0.001163 | 0.0057197 | 31.5393 | 31.5393 | 31.5393 | 176.2843 | 176.2843 | 176.2843
TAS1 | Grid Battery | 0 | 0 | 0.00010532 | 0.00010955 | 0.00010965 | 0.00011073 | 0.0001276 | 0.00013814 | 0.00014773 | 0.00043691 | 0.0005021 | 0.00054011 | 0.00079169 | 0.00079388 | 0.0011169 | 0.00112 | 0.0011343 | 0.0012639 | 0.0013175 | 0.0013197 | 0.0013268 | 0.0015714 | 0.0015489 | 0.0015959 | 0.0019752 | 0.0020019 | 0.0019936
TAS1 | Pumped Hydro | 0 | 0 | 0.00035567 | 0.00038063 | 0.00040747 | 0.00043371 | 0.00052651 | 0.00062681 | 0.00069038 | 0.002045 | 27.1254 | 142.2609 | 622.075 | 622.075 | 750.0036 | 750.0036 | 750.0036 | 750.0036 | 750.0092 | 750.0092 | 832.5778 | 836.0674 | 836.0674 | 836.0674 | 836.0674 | 836.0674 | 836.0674
TAS1 | VPP | 2.19 | 3.77 | 6.19 | 9.46 | 13.69 | 18.5 | 25.31 | 31.02 | 39.66 | 49.21 | 59.83 | 71.55 | 84.41 | 97.81 | 112.16 | 127.54 | 142.84 | 158.71 | 174.7 | 190.5 | 206.22 | 221.13 | 235.57 | 250.4 | 266.12 | 281.74 | 297.73
Total excluding storage |  | 3502.79 | 3757.498 | 3886.4824 | 4016.3163 | 4147.1106 | 4278.4845 | 4411.8585 | 4554.6071 | 4708.5067 | 4863.3178 | 5052.2073 | 5324.3224 | 6519.3357 | 6697.4125 | 7016.5696 | 7031.9496 | 7047.2497 | 6943.1198 | 7094.5635 | 7112.5211 | 7312.6696 | 7324.8184 | 7618.5012 | 7715.0441 | 8216.6327 | 8232.2527 | 8248.2427
Explicitly modelled pumping
Region | Technology | 2023-24 | 2024-25 | 2025-26 | 2026-27 | 2027-28 | 2028-29 | 2029-30 | 2030-31 | 2031-32 | 2032-33 | 2033-34 | 2034-35 | 2035-36 | 2036-37 | 2037-38 | 2038-39 | 2039-40 | 2040-41 | 2041-42 | 2042-43 | 2043-44 | 2044-45 | 2045-46 | 2046-47 | 2047-48 | 2048-49 | 2049-50
NEM | Grid Battery pump | 954.93 | 954.9307 | 954.9319 | 954.9319 | 954.9323 | 1084.9324 | 1109.3076 | 1079.3079 | 1079.3079 | 1637.9474 | 3091.7466 | 3167.9543 | 5412.7534 | 5362.7534 | 6868.1332 | 6868.1332 | 7235.3482 | 7516.7976 | 9216.5298 | 9216.5299 | 9314.0838 | 9900.7907 | 9890.7899 | 11057.39 | 11903.1441 | 12609.6727 | 13832.8668
NEM | Pumped Hydro Pump | 1310 | 1310 | 2160 | 2160.0001 | 5124.9998 | 5395 | 5445.6249 | 5445.6253 | 5445.6254 | 5445.6272 | 5999.1242 | 6114.2599 | 6594.0744 | 6594.0744 | 6722.0033 | 6722.0033 | 6722.0034 | 6722.0034 | 6722.0114 | 7041.535 | 7124.1037 | 7433.4907 | 7433.4907 | 9350.3039 | 9527.5814 | 10288.0302 | 10288.0303
NEM | VPP pump | 147.51 | 233.71 | 341.18 | 499.27 | 694.24 | 914.65 | 1207.51 | 1463.32 | 1850.76 | 2292.59 | 2793.5001 | 3356.31 | 3965.76 | 4611.21 | 5307.53 | 6042.2102 | 6743.34 | 7427.61 | 8128.7401 | 8833.4098 | 9521.71 | 10183.9801 | 10839.05 | 11484.4998 | 12142.96 | 12796.2899 | 13470.7999
Region | Technology | 2023-24 | 2024-25 | 2025-26 | 2026-27 | 2027-28 | 2028-29 | 2029-30 | 2030-31 | 2031-32 | 2032-33 | 2033-34 | 2034-35 | 2035-36 | 2036-37 | 2037-38 | 2038-39 | 2039-40 | 2040-41 | 2041-42 | 2042-43 | 2043-44 | 2044-45 | 2045-46 | 2046-47 | 2047-48 | 2048-49 | 2049-50
NSW1 | Grid Battery pump | 50 | 50.0003 | 50.0014 | 50.0014 | 50.0018 | 180.0018 | 204.377 | 204.3772 | 204.3772 | 763.0153 | 1975.8634 | 1975.8635 | 1975.8636 | 1925.8636 | 1925.8641 | 1925.8641 | 1925.8641 | 1925.8644 | 2370.0715 | 2370.0715 | 2370.0715 | 2495.3247 | 2495.324 | 3361.184 | 3361.1836 | 3231.1855 | 3420.5271
NSW1 | Pumped Hydro Pump | 840 | 840 | 1439.9994 | 1439.9994 | 4404.9991 | 4674.999 | 4725.6238 | 4725.6238 | 4725.6238 | 4725.6238 | 4725.6273 | 4725.6273 | 4725.6273 | 4725.6273 | 4725.6273 | 4725.6273 | 4725.6273 | 4725.6273 | 4725.6273 | 4725.6273 | 4725.6273 | 5001.5647 | 5001.5647 | 5001.5648 | 5001.5648 | 5001.5648 | 5001.5648
NSW1 | VPP pump | 35.03 | 66.46 | 108.39 | 164.94 | 231.89 | 309.84 | 419.29 | 513.87 | 645.84 | 793.28 | 960.43 | 1151.34 | 1358.67 | 1573.17 | 1800.09 | 2041.85 | 2261.24 | 2472.42 | 2678.0699 | 2873.13 | 3061.8301 | 3253.4401 | 3451.65 | 3655.96 | 3874.16 | 4090.8399 | 4313.9901
Region | Technology | 2023-24 | 2024-25 | 2025-26 | 2026-27 | 2027-28 | 2028-29 | 2029-30 | 2030-31 | 2031-32 | 2032-33 | 2033-34 | 2034-35 | 2035-36 | 2036-37 | 2037-38 | 2038-39 | 2039-40 | 2040-41 | 2041-42 | 2042-43 | 2043-44 | 2044-45 | 2045-46 | 2046-47 | 2047-48 | 2048-49 | 2049-50
QLD1 | Grid Battery pump | 100 | 100.0001 | 100.0001 | 100.0001 | 100.0001 | 100.0001 | 100.0001 | 100.0003 | 100.0003 | 100.0006 | 396.2814 | 497.4885 | 1284.1969 | 1284.1969 | 2404.6999 | 2404.6999 | 2404.6999 | 2404.6999 | 3155.2885 | 3155.2885 | 3424.3378 | 3424.3377 | 3424.3377 | 3725.0777 | 3725.0777 | 4070.4739 | 5104.3263
QLD1 | Pumped Hydro Pump | 470 | 470 | 720.0001 | 720.0001 | 720.0002 | 720.0003 | 720.0003 | 720.0005 | 720.0005 | 720.0007 | 1246.3706 | 1246.3707 | 1246.3707 | 1246.3707 | 1246.3707 | 1246.3707 | 1246.3707 | 1246.3707 | 1246.3708 | 1565.8944 | 1565.8944 | 1565.8944 | 1565.8944 | 3482.7075 | 3482.7075 | 3993.9453 | 3993.9453
QLD1 | VPP pump | 18.84 | 30.97 | 50.94 | 79.95 | 118.98 | 166.93 | 232.96 | 293.17 | 401.01 | 528.82 | 672.52 | 830.62 | 1001.18 | 1179.76 | 1370.76 | 1575.4301 | 1781.48 | 1996.11 | 2224.29 | 2464.1299 | 2698.9399 | 2914.5601 | 3118.3 | 3309.3999 | 3496.46 | 3680.7 | 3869.4199
Region | Technology | 2023-24 | 2024-25 | 2025-26 | 2026-27 | 2027-28 | 2028-29 | 2029-30 | 2030-31 | 2031-32 | 2032-33 | 2033-34 | 2034-35 | 2035-36 | 2036-37 | 2037-38 | 2038-39 | 2039-40 | 2040-41 | 2041-42 | 2042-43 | 2043-44 | 2044-45 | 2045-46 | 2046-47 | 2047-48 | 2048-49 | 2049-50
VIC1 | Grid Battery pump | 375.33 | 375.3301 | 375.3301 | 375.3301 | 375.3301 | 375.3301 | 375.3301 | 375.3302 | 375.3302 | 375.3305 | 320.0006 | 320.0007 | 1500.2782 | 1500.2782 | 1643.9798 | 1643.9798 | 2011.1947 | 2124.9774 | 2324.5239 | 2324.5239 | 2324.5239 | 2324.5237 | 2324.5237 | 2324.5237 | 3121.8929 | 3121.8929 | 3121.8929
VIC1 | Pumped Hydro Pump | 0 | 0 | 0.00010421 | 0.00011026 | 0.00011623 | 0.00012643 | 0.00012957 | 0.00026482 | 0.00026704 | 0.00037646 | 0.00053635 | 0.00056096 | 0.00067302 | 0.00067592 | 0.0010288 | 0.0010329 | 0.0010401 | 0.0010762 | 0.0033055 | 0.0033071 | 0.0033089 | 29.9633 | 29.9633 | 29.9633 | 207.2407 | 456.4517 | 456.4517
VIC1 | VPP pump | 18.14 | 30.96 | 48.35 | 81.89 | 130.07 | 178.92 | 243.17 | 298.84 | 380.47 | 475.76 | 587.42 | 715.41 | 858.67 | 1021.44 | 1205.04 | 1393.1901 | 1583.07 | 1759.48 | 1945.8801 | 2139.5699 | 2332.74 | 2516.3399 | 2694.5399 | 2867.64 | 3041.54 | 3215.46 | 3395.5599
Region | Technology | 2023-24 | 2024-25 | 2025-26 | 2026-27 | 2027-28 | 2028-29 | 2029-30 | 2030-31 | 2031-32 | 2032-33 | 2033-34 | 2034-35 | 2035-36 | 2036-37 | 2037-38 | 2038-39 | 2039-40 | 2040-41 | 2041-42 | 2042-43 | 2043-44 | 2044-45 | 2045-46 | 2046-47 | 2047-48 | 2048-49 | 2049-50
SA1 | Grid Battery pump | 429.6 | 429.6001 | 429.6001 | 429.6001 | 429.6001 | 429.6001 | 429.6001 | 399.6002 | 399.6002 | 399.6006 | 399.6007 | 374.6011 | 652.414 | 652.414 | 893.5884 | 893.5884 | 893.5884 | 1061.2547 | 1366.6447 | 1366.6447 | 1195.1493 | 1656.603 | 1646.603 | 1646.603 | 1694.988 | 2186.1185 | 2186.1185
SA1 | Pumped Hydro Pump | 0 | 0 | 0 | 0 | 0 | 0.00011217 | 0.00011327 | 0.00012986 | 0.00013068 | 0.00019169 | 0.00023034 | 0.00040672 | 0.00063525 | 0.0006409 | 0.00066078 | 0.00066153 | 0.00066291 | 0.00069462 | 0.00073438 | 0.00073665 | 0.00084946 | 0.00092199 | 0.00092373 | 0.00092619 | 0.0010123 | 0.0010441 | 0.0010551
SA1 | VPP pump | 73.31 | 101.55 | 127.31 | 163.03 | 199.61 | 240.46 | 286.78 | 326.42 | 383.78 | 445.52 | 513.3 | 587.39 | 662.83 | 739.03 | 819.48 | 904.2 | 974.71 | 1040.89 | 1105.8 | 1166.08 | 1221.98 | 1278.51 | 1338.99 | 1401.1 | 1464.6801 | 1527.55 | 1594.1
Region | Technology | 2023-24 | 2024-25 | 2025-26 | 2026-27 | 2027-28 | 2028-29 | 2029-30 | 2030-31 | 2031-32 | 2032-33 | 2033-34 | 2034-35 | 2035-36 | 2036-37 | 2037-38 | 2038-39 | 2039-40 | 2040-41 | 2041-42 | 2042-43 | 2043-44 | 2044-45 | 2045-46 | 2046-47 | 2047-48 | 2048-49 | 2049-50
TAS1 | Grid Battery pump | 0 | 0 | 0.00010532 | 0.00010955 | 0.00010965 | 0.00011073 | 0.0001276 | 0.00013814 | 0.00014773 | 0.00043691 | 0.0005021 | 0.00054011 | 0.00079169 | 0.00079388 | 0.0011169 | 0.00112 | 0.0011343 | 0.0012639 | 0.0013175 | 0.0013197 | 0.0013268 | 0.0015714 | 0.0015489 | 0.0015959 | 0.0019752 | 0.0020019 | 0.0019936
TAS1 | Pumped Hydro Pump | 0 | 0 | 0.00035567 | 0.00038063 | 0.00040747 | 0.00043371 | 0.00052651 | 0.00062681 | 0.00069038 | 0.002045 | 27.1254 | 142.2609 | 622.075 | 622.075 | 750.0036 | 750.0036 | 750.0036 | 750.0036 | 750.0092 | 750.0092 | 832.5778 | 836.0674 | 836.0674 | 836.0674 | 836.0674 | 836.0674 | 836.0674
TAS1 | VPP pump | 2.19 | 3.77 | 6.19 | 9.46 | 13.69 | 18.5 | 25.31 | 31.02 | 39.66 | 49.21 | 59.83 | 71.55 | 84.41 | 97.81 | 112.16 | 127.54 | 142.84 | 158.71 | 174.7 | 190.5 | 206.22 | 221.13 | 235.57 | 250.4 | 266.12 | 281.74 | 297.73
Non-controllable capacity
Region | Technology | 2023-24 | 2024-25 | 2025-26 | 2026-27 | 2027-28 | 2028-29 | 2029-30 | 2030-31 | 2031-32 | 2032-33 | 2033-34 | 2034-35 | 2035-36 | 2036-37 | 2037-38 | 2038-39 | 2039-40 | 2040-41 | 2041-42 | 2042-43 | 2043-44 | 2044-45 | 2045-46 | 2046-47 | 2047-48 | 2048-49 | 2049-50
NEM | Distributed PV | 21135.6363 | 22972.9469 | 24864.5683 | 26729.6884 | 28562.2403 | 30114.0019 | 31394.0228 | 32759.5375 | 34417.3663 | 36106.3905 | 37777.9038 | 39431.7962 | 40949.5353 | 42401.557 | 43816.9507 | 45188.862 | 46520.025 | 47729.7578 | 48926.1122 | 50157.1432 | 51392.672 | 52876.1728 | 54475.2122 | 56111.7161 | 57713.8182 | 59295.2705 | 60844.1022
NEM | Behind the meter battery | 917.1465 | 1214.503 | 1523.354 | 1933.941 | 2354.63 | 2716.4505 | 3174.1105 | 3609.2435 | 4287.7985 | 5010.698 | 5755.6655 | 6520.6945 | 7237.922 | 7943.767 | 8631.897 | 9281.092 | 9756.6515 | 10166.7125 | 10528.134 | 10830.553 | 11013.404 | 11152.464 | 11231.6745 | 11258.357 | 11221.441 | 11187.4045 | 11135.796
NEM | Behind the meter battery pump | 917.1465 | 1214.503 | 1523.354 | 1933.941 | 2354.63 | 2716.4505 | 3174.1105 | 3609.2435 | 4287.7985 | 5010.698 | 5755.6655 | 6520.6945 | 7237.922 | 7943.767 | 8631.897 | 9281.092 | 9756.6515 | 10166.7125 | 10528.134 | 10830.553 | 11013.404 | 11152.464 | 11231.6745 | 11258.357 | 11221.441 | 11187.4045 | 11135.796
Region | Technology | 2023-24 | 2024-25 | 2025-26 | 2026-27 | 2027-28 | 2028-29 | 2029-30 | 2030-31 | 2031-32 | 2032-33 | 2033-34 | 2034-35 | 2035-36 | 2036-37 | 2037-38 | 2038-39 | 2039-40 | 2040-41 | 2041-42 | 2042-43 | 2043-44 | 2044-45 | 2045-46 | 2046-47 | 2047-48 | 2048-49 | 2049-50
NSW1 | Distributed PV | 6673.173 | 7240.1007 | 7842.8836 | 8431.9376 | 9024.0538 | 9584.7397 | 10062.7919 | 10548.8608 | 11120.8608 | 11681.9021 | 12231.8065 | 12766.3853 | 13264.2544 | 13727.6844 | 14182.6578 | 14615.7574 | 15046.4509 | 15437.9589 | 15826.4245 | 16227.3448 | 16644.566 | 17148.3069 | 17693.9069 | 18244.3782 | 18793.9002 | 19330.388 | 19860.7281
NSW1 | Behind the meter battery | 342.408 | 492.3885 | 638.0985 | 797.9705 | 941.9675 | 1074.9155 | 1258.761 | 1431.83 | 1668.596 | 1912.4335 | 2164.4295 | 2429.6735 | 2676.2475 | 2908.6255 | 3127.774 | 3338.674 | 3468.225 | 3574.1655 | 3651.5285 | 3696.841 | 3704.378 | 3716.8415 | 3724.723 | 3727.139 | 3717.794 | 3708.821 | 3694.516
NSW1 | Behind the meter battery pump | 342.408 | 492.3885 | 638.0985 | 797.9705 | 941.9675 | 1074.9155 | 1258.761 | 1431.83 | 1668.596 | 1912.4335 | 2164.4295 | 2429.6735 | 2676.2475 | 2908.6255 | 3127.774 | 3338.674 | 3468.225 | 3574.1655 | 3651.5285 | 3696.841 | 3704.378 | 3716.8415 | 3724.723 | 3727.139 | 3717.794 | 3708.821 | 3694.516
Region | Technology | 2023-24 | 2024-25 | 2025-26 | 2026-27 | 2027-28 | 2028-29 | 2029-30 | 2030-31 | 2031-32 | 2032-33 | 2033-34 | 2034-35 | 2035-36 | 2036-37 | 2037-38 | 2038-39 | 2039-40 | 2040-41 | 2041-42 | 2042-43 | 2043-44 | 2044-45 | 2045-46 | 2046-47 | 2047-48 | 2048-49 | 2049-50
QLD1 | Distributed PV | 6262.12 | 6694.1589 | 7133.0535 | 7557.7558 | 7964.422 | 8353.1156 | 8690.3843 | 9051.5482 | 9545.8498 | 10065.6437 | 10577.5044 | 11082.0645 | 11540.7081 | 11977.2583 | 12403.1161 | 12815.2713 | 13211.0489 | 13574.803 | 13926.7495 | 14276.4846 | 14618.3416 | 15004.3141 | 15416.1637 | 15841.7865 | 16259.4639 | 16667.1415 | 17063.1402
QLD1 | Behind the meter battery | 176.6905 | 220.383 | 291.1405 | 375.918 | 473.9345 | 567.999 | 689.927 | 806.7055 | 1028.584 | 1271.1665 | 1515.414 | 1755.8155 | 1977.0935 | 2187.738 | 2389.4565 | 2584.657 | 2742.619 | 2898.823 | 3049.6635 | 3191.7325 | 3290.658 | 3358.1235 | 3395.029 | 3404.2585 | 3384.9765 | 3365.9845 | 3342.139
QLD1 | Behind the meter battery pump | 176.6905 | 220.383 | 291.1405 | 375.918 | 473.9345 | 567.999 | 689.927 | 806.7055 | 1028.584 | 1271.1665 | 1515.414 | 1755.8155 | 1977.0935 | 2187.738 | 2389.4565 | 2584.657 | 2742.619 | 2898.823 | 3049.6635 | 3191.7325 | 3290.658 | 3358.1235 | 3395.029 | 3404.2585 | 3384.9765 | 3365.9845 | 3342.139
Region | Technology | 2023-24 | 2024-25 | 2025-26 | 2026-27 | 2027-28 | 2028-29 | 2029-30 | 2030-31 | 2031-32 | 2032-33 | 2033-34 | 2034-35 | 2035-36 | 2036-37 | 2037-38 | 2038-39 | 2039-40 | 2040-41 | 2041-42 | 2042-43 | 2043-44 | 2044-45 | 2045-46 | 2046-47 | 2047-48 | 2048-49 | 2049-50
VIC1 | Distributed PV | 5213.2479 | 5850.4886 | 6495.265 | 7151.8209 | 7794.8122 | 8214.3902 | 8531.0496 | 8897.0994 | 9297.0115 | 9714.6098 | 10126.4498 | 10557.3704 | 10954.1959 | 11348.7846 | 11719.3193 | 12095.6053 | 12453.466 | 12773.6688 | 13086.4618 | 13431.3176 | 13769.0593 | 14200.0899 | 14657.6278 | 15141.3994 | 15605.3276 | 16074.5128 | 16524.6968
VIC1 | Behind the meter battery | 192.197 | 240.648 | 291.604 | 401.518 | 532.503 | 620.0425 | 723.538 | 824.236 | 973.984 | 1138.355 | 1315.6435 | 1502.1965 | 1684.529 | 1883.4225 | 2091.261 | 2276.7615 | 2429.2325 | 2546.262 | 2657.9365 | 2760.1385 | 2832.114 | 2886.242 | 2919.858 | 2935.631 | 2930.2645 | 2926.182 | 2918.5005
VIC1 | Behind the meter battery pump | 192.197 | 240.648 | 291.604 | 401.518 | 532.503 | 620.0425 | 723.538 | 824.236 | 973.984 | 1138.355 | 1315.6435 | 1502.1965 | 1684.529 | 1883.4225 | 2091.261 | 2276.7615 | 2429.2325 | 2546.262 | 2657.9365 | 2760.1385 | 2832.114 | 2886.242 | 2919.858 | 2935.631 | 2930.2645 | 2926.182 | 2918.5005
Region | Technology | 2023-24 | 2024-25 | 2025-26 | 2026-27 | 2027-28 | 2028-29 | 2029-30 | 2030-31 | 2031-32 | 2032-33 | 2033-34 | 2034-35 | 2035-36 | 2036-37 | 2037-38 | 2038-39 | 2039-40 | 2040-41 | 2041-42 | 2042-43 | 2043-44 | 2044-45 | 2045-46 | 2046-47 | 2047-48 | 2048-49 | 2049-50
SA1 | Distributed PV | 2689.9375 | 2860.7613 | 3036.1469 | 3203.7842 | 3365.2836 | 3520.0501 | 3643.7694 | 3771.8147 | 3931.9225 | 4092.3036 | 4259.4448 | 4415.3526 | 4554.5402 | 4688.2243 | 4827.1802 | 4954.3941 | 5077.6181 | 5190.2469 | 5309.3908 | 5421.4966 | 5536.0184 | 5669.0693 | 5819.8739 | 5964.8023 | 6104.6758 | 6242.6775 | 6384.2368
SA1 | Behind the meter battery | 181.5835 | 230.4295 | 263.601 | 310.372 | 348.613 | 387.5035 | 424.69 | 458.704 | 512.6815 | 568.376 | 623.418 | 679.906 | 731.431 | 780.534 | 825.6865 | 869.45 | 894.354 | 914.7415 | 927.4025 | 933.213 | 933.121 | 934.8725 | 933.9995 | 932.102 | 929.0275 | 926.921 | 921.5275
SA1 | Behind the meter battery pump | 181.5835 | 230.4295 | 263.601 | 310.372 | 348.613 | 387.5035 | 424.69 | 458.704 | 512.6815 | 568.376 | 623.418 | 679.906 | 731.431 | 780.534 | 825.6865 | 869.45 | 894.354 | 914.7415 | 927.4025 | 933.213 | 933.121 | 934.8725 | 933.9995 | 932.102 | 929.0275 | 926.921 | 921.5275
Region | Technology | 2023-24 | 2024-25 | 2025-26 | 2026-27 | 2027-28 | 2028-29 | 2029-30 | 2030-31 | 2031-32 | 2032-33 | 2033-34 | 2034-35 | 2035-36 | 2036-37 | 2037-38 | 2038-39 | 2039-40 | 2040-41 | 2041-42 | 2042-43 | 2043-44 | 2044-45 | 2045-46 | 2046-47 | 2047-48 | 2048-49 | 2049-50
TAS1 | Distributed PV | 297.1579 | 327.4374 | 357.2193 | 384.3899 | 413.6687 | 441.7064 | 466.0276 | 490.2145 | 521.7217 | 551.9313 | 582.6983 | 610.6234 | 635.8366 | 659.6054 | 684.6773 | 707.8338 | 731.4411 | 753.0802 | 777.0855 | 800.4995 | 824.6867 | 854.3926 | 887.6399 | 919.3497 | 950.4506 | 980.5506 | 1011.3005
TAS1 | Behind the meter battery | 24.2675 | 30.654 | 38.91 | 48.1625 | 57.612 | 65.99 | 77.1945 | 87.768 | 103.953 | 120.367 | 136.7605 | 153.103 | 168.621 | 183.447 | 197.719 | 211.5495 | 222.221 | 232.7205 | 241.603 | 248.628 | 253.133 | 256.3845 | 258.065 | 259.2265 | 259.3785 | 259.496 | 259.113
TAS1 | Behind the meter battery pump | 24.2675 | 30.654 | 38.91 | 48.1625 | 57.612 | 65.99 | 77.1945 | 87.768 | 103.953 | 120.367 | 136.7605 | 153.103 | 168.621 | 183.447 | 197.719 | 211.5495 | 222.221 | 232.7205 | 241.603 | 248.628 | 253.133 | 256.3845 | 258.065 | 259.2265 | 259.3785 | 259.496 | 259.113

## BaseCase_REZ Generation
Annual sent-out generation by REZ (GWh) - BaseCase, Progressive Change Scenario
Note: the REZ generation includes generation from the existing, committed and anticipated renewables mapped to the relevant REZs
Explicitly modelled generation
Region | REZ | REZ Name | Technology | 2023-24 | 2024-25 | 2025-26 | 2026-27 | 2027-28 | 2028-29 | 2029-30 | 2030-31 | 2031-32 | 2032-33 | 2033-34 | 2034-35 | 2035-36 | 2036-37 | 2037-38 | 2038-39 | 2039-40 | 2040-41 | 2041-42 | 2042-43 | 2043-44 | 2044-45 | 2045-46 | 2046-47 | 2047-48 | 2048-49 | 2049-50
QLD | Q1 | Far North QLD | Solar | 0 | 3.0022e-05 | 3.0627e-05 | 5.2894e-05 | 5.1174e-05 | 4.3774e-05 | 4.7992e-05 | 5.1405e-05 | 4.8998e-05 | 5.4784e-05 | 5.92e-05 | 5.7942e-05 | 7.4806e-05 | 7.1477e-05 | 8.3966e-05 | 9.0829e-05 | 9.3095e-05 | 8.6544e-05 | 9.72e-05 | 0.00011524 | 0.00012228 | 0.00012298 | 0.00012681 | 0.0001402 | 0.00015184 | 0.00016323 | 0.00015351
QLD | Q2 | North Qld Clean Energy Hub | Solar | 186.8355 | 182.751 | 199.3326 | 185.4316 | 191.7451 | 183.4424 | 176.5314 | 187.3176 | 198.4158 | 200.4199 | 218.6846 | 213.6417 | 218.9591 | 217.8929 | 77.0765 | 83.1481 | 81.6051 | 76.2965 | 77.1503 | 72.8601 | 69.1709 | 70.5492 | 74.5395 | 35.9388 | 36.6774 | 0.00019641 | 0.00019456
QLD | Q3 | Northern Qld | Solar | 967.0116 | 952.1177 | 1071.2938 | 959.0284 | 986.6023 | 922.6955 | 903.5837 | 991.2048 | 1036.4368 | 1080.3348 | 1191.4546 | 1181.2746 | 1230.1996 | 1193.9211 | 1078.2562 | 1212.2103 | 1252.1009 | 1143.9048 | 1197.9781 | 778.6074 | 500.418 | 503.4466 | 488.0738 | 1935.6076 | 1968.8526 | 2032.989 | 1706.7345
QLD | Q4 | Isaac | Solar | 1287.302 | 1280.9428 | 1404.3045 | 1303.8057 | 1342.9068 | 1266.8199 | 1250.5363 | 1336.38 | 1445.3573 | 1471.0446 | 1618.1805 | 1578.0145 | 1713.1025 | 1663.6339 | 1450.2599 | 1630.0409 | 1658.3308 | 1597.7938 | 1634.6503 | 1461.4236 | 1374.568 | 1338.2033 | 1283.0895 | 1251.2593 | 1377.3679 | 2968.8941 | 3805.0185
QLD | Q5 | Barcaldine | Solar | 29.0742 | 29.2369 | 31.4024 | 30.1529 | 31.7758 | 29.832 | 28.0157 | 30.3258 | 32.2525 | 32.0828 | 35.2808 | 33.2155 | 34.8762 | 35.4924 | 105.9337 | 114.2649 | 116.1949 | 109.9103 | 112.6752 | 104.2965 | 83.6371 | 84.8424 | 106.9824 | 107.5689 | 113.1906 | 127.4667 | 126.3221
QLD | Q6 | Fitzroy | Solar | 689.8245 | 723.8464 | 810.5895 | 718.3057 | 750.0691 | 690.4014 | 708.7767 | 752.5835 | 845.0266 | 834.6027 | 943.5358 | 925.2808 | 952.7294 | 946.5956 | 1758.5903 | 2013.9601 | 2053.3246 | 4521.1549 | 4494.1487 | 8465.265 | 8060.4418 | 8040.8054 | 7864.3722 | 12888.3938 | 16512.5859 | 16930.9367 | 17448.1657
QLD | Q7 | Wide Bay | Solar | 1191.2088 | 1105.0534 | 1232.5912 | 1103.6873 | 1160.9982 | 1021.2318 | 1004.8762 | 1090.9931 | 1235.7323 | 1202.4154 | 1361.9513 | 1356.3254 | 1428.1903 | 1414.4842 | 1171.9347 | 1288.8692 | 1329.8545 | 1333.5708 | 1311.3914 | 1205.9418 | 1177.6328 | 1148.1232 | 1134.14 | 1594.4708 | 1513.607 | 1596.5733 | 4608.7379
QLD | Q8 | Darling Downs | Solar | 2966.1747 | 3011.8486 | 3295.4399 | 3173.7351 | 3299.0426 | 2928.1259 | 2872.4157 | 3128.1103 | 3485.883 | 3350.3 | 3548.4743 | 3529.6625 | 4140.4604 | 4600.9549 | 6000.2516 | 6673.9385 | 6989.4601 | 8039.2596 | 8201.0879 | 10997.5899 | 13676.9477 | 13674.2022 | 14067.1333 | 12996.5646 | 14848.175 | 15792.5754 | 16198.512
QLD | Q9 | Banana | Solar | 0 | 3.1248e-05 | 3.232e-05 | 9.0386e-05 | 0.00011746 | 0.00010341 | 0.00017587 | 0.00018896 | 0.00020662 | 0.00020737 | 0.00023637 | 0.00023968 | 345.9018 | 341.5064 | 850.9144 | 977.4756 | 999.1336 | 1834.3253 | 1806.5485 | 1930.8325 | 2187.7988 | 2178.5146 | 2405.1665 | 2487.9001 | 3738.3672 | 9005.983 | 13961.039
NSW | N1 | North West NSW | Solar | 420.4438 | 399.872 | 406.4063 | 427.2997 | 448.0124 | 425.0323 | 411.6998 | 457.6267 | 460.9529 | 472.3416 | 467.6699 | 440.8151 | 479.5051 | 485.7659 | 433.7494 | 419.0786 | 458.1023 | 436.7781 | 467.0776 | 450.4384 | 429.2823 | 458.5978 | 440.5821 | 451.303 | 453.1003 | 453.3299 | 431.9875
NSW | N2 | New England | Solar | 1175.0679 | 1142.6818 | 1118.6834 | 1050.3344 | 1299.4876 | 1516.1078 | 1520.3999 | 1686.6633 | 1778.9121 | 1744.5038 | 1804.9978 | 1675.8662 | 1818.666 | 1822.3642 | 1465.4377 | 1556.0008 | 1703.0618 | 6106.2686 | 5964.0687 | 7245.3196 | 6453.2147 | 6978.3918 | 6605.1398 | 5644.5197 | 5787.6163 | 5866.8372 | 7461.6827
NSW | N3 | Central-West Orana | Solar | 2193.8787 | 2152.6603 | 2091.0174 | 2263.3744 | 2367.3781 | 2105.8495 | 3435.1912 | 3756.5962 | 3814.6872 | 3760.6477 | 8957.0677 | 9954.1928 | 11604.6363 | 11540.9783 | 10303.9112 | 10751.169 | 12012.1027 | 11837.5314 | 11494.3036 | 12360.2269 | 13585.4833 | 14302.969 | 15598.6816 | 14565.0967 | 15165.7076 | 19500.9464 | 23739.7712
NSW | N4 | Broken Hill | Solar | 93.3576 | 77.5664 | 92.9604 | 96.0081 | 104.9291 | 106.9929 | 100.8527 | 100.9549 | 102.7043 | 105.4162 | 104.4558 | 103.6308 | 112.239 | 116.2597 | 114.912 | 106.695 | 107.8651 | 96.8378 | 97.9114 | 92.4671 | 339.4764 | 343.6355 | 340.4112 | 352.6208 | 407.7157 | 470.1104 | 489.0171
NSW | N5 | South West NSW | Solar | 1696.8605 | 1559.8802 | 1700.8905 | 2056.0092 | 2140.2191 | 2212.9637 | 2150.1251 | 2180.8671 | 2163.6714 | 2294.9305 | 2246.5521 | 2227.8615 | 2435.4073 | 2437.5977 | 2842.3446 | 2737.0483 | 2829.8506 | 2664.7188 | 3724.0654 | 3455.954 | 3249.2529 | 3420.875 | 3286.8273 | 3158.8156 | 3091.9094 | 3122.2798 | 2707.7766
NSW | N6 | Wagga Wagga | Solar | 1542.1931 | 1470.2828 | 1451.785 | 1492.1694 | 1538.6014 | 1413.6896 | 1482.5211 | 1556.9643 | 1538.7862 | 1615.5988 | 1529.4683 | 1477.9218 | 3722.4772 | 4056.4037 | 3561.956 | 3771.7565 | 4015.117 | 3872.4674 | 4057.278 | 3881.1723 | 3721.4807 | 3976.6781 | 3945.0658 | 6818.7073 | 7176.565 | 7276.5608 | 6934.345
NSW | N7 | Tumut | Solar | 0 | 0 | 0 | 0 | 0 | 0 | 0 | 0 | 0 | 0 | 0 | 0 | 0 | 0 | 0 | 0 | 0 | 0 | 0 | 0 | 0 | 0 | 0 | 0 | 0 | 0 | 0
NSW | N8 | Cooma-Monaro | Solar | 0 | 0 | 0 | 0 | 0 | 0 | 0 | 0 | 0 | 0 | 0 | 0 | 0 | 0 | 0 | 0 | 0 | 0 | 0 | 0 | 0 | 0 | 0 | 0 | 0 | 0 | 0
VIC | V1 | Ovens Murray | Solar | 0 | 3.3847e-05 | 8.8195e-05 | 9.0624e-05 | 8.94e-05 | 8.138e-05 | 8.5955e-05 | 9.3077e-05 | 8.3604e-05 | 9.9485e-05 | 0.0001146 | 0.00012817 | 320.6073 | 317.6711 | 930.7493 | 1001.0424 | 1793.7806 | 1638.539 | 2368.2346 | 2349.1501 | 2183.2202 | 2360.9304 | 2262.1401 | 2355.6143 | 3849.737 | 4654.0757 | 4464.8423
VIC | V2 | Murray River | Solar | 1046.8211 | 950.8519 | 892.6342 | 928.9438 | 916.9901 | 1007.0207 | 949.8567 | 943.1018 | 985.212 | 993.0756 | 990.9692 | 1028.3364 | 1145.2773 | 1130.5566 | 1049.4743 | 1053.9832 | 1086.3213 | 1070.7788 | 1099.1475 | 1058.2486 | 994.4505 | 1012.4488 | 995.2686 | 1019.6354 | 1213.4489 | 1310.9929 | 1200.687
VIC | V3 | Western Victoria | Solar | 0 | 5.0576e-05 | 0.00017579 | 0.00017932 | 0.00018689 | 0.00015777 | 0.00017042 | 0.00018093 | 0.0001675 | 0.00019291 | 0.00021059 | 0.00027993 | 566.9102 | 581.4725 | 453.1802 | 488.4626 | 514.2047 | 474.0462 | 926.2754 | 907.4655 | 898.4072 | 1290.4855 | 1378.3937 | 1128.3934 | 2064.5743 | 2257.5755 | 1939.1836
VIC | V4 | South West Victoria | Solar | 0 | 0 | 0 | 0 | 0 | 0 | 0 | 0 | 0 | 0 | 0 | 0 | 0 | 0 | 0 | 0 | 0 | 0 | 0 | 0 | 0 | 0 | 0 | 0 | 0 | 0 | 0
VIC | V5 | Gippsland | Solar | 0 | 2.3676e-05 | 6.7369e-05 | 6.7914e-05 | 6.695e-05 | 5.6334e-05 | 5.8004e-05 | 6.5636e-05 | 6.1297e-05 | 6.6165e-05 | 8.2851e-05 | 0.00010858 | 0.00085681 | 0.0008409 | 0.00068736 | 0.00069536 | 0.0015071 | 0.0027821 | 843.7308 | 864.9069 | 3348.5217 | 4612.9116 | 4639.7036 | 3759.4714 | 4002.9778 | 4435.5283 | 4162.9653
VIC | V6 | Central North VIC | Solar | 889.6786 | 812.044 | 791.9972 | 782.8223 | 801.892 | 795.7935 | 794.6685 | 827.3894 | 818.4093 | 867.8484 | 864.4475 | 816.7218 | 884.2627 | 888.5825 | 1004.6444 | 995.7523 | 1025.0766 | 927.2853 | 1087.0884 | 1090.0705 | 1126.0505 | 1197.9471 | 1561.4755 | 1748.0759 | 2118.0627 | 2310.0542 | 2195.3696
SA | S1 | South East SA | Solar | 289.172 | 267.6081 | 260.6654 | 247.52 | 257.0961 | 252.773 | 251.8409 | 247.6931 | 256.2579 | 261.3921 | 264.8135 | 268.0925 | 291.1049 | 305.3609 | 280.5604 | 291.0754 | 297.9754 | 274.4003 | 195.973 | 185.0981 | 167.3928 | 173.0702 | 182.5368 | 163.3777 | 167.6867 | 167.6434 | 0.0010265
SA | S2 | Riverland | Solar | 40.2637 | 42.1306 | 43.5841 | 40.5925 | 42.5583 | 37.3907 | 38.4781 | 40.3001 | 30.2702 | 30.5428 | 32.5445 | 34.3224 | 35.5194 | 37.5331 | 30.8312 | 32.1008 | 34.5896 | 649.72 | 2441.2169 | 2264.6807 | 3278.6652 | 3536.4171 | 3799.2231 | 3056.7007 | 3090.4126 | 5366.39 | 5919.137
SA | S3 | Mid-North SA | Solar | 0 | 3.0001e-05 | 2.971e-05 | 2.9292e-05 | 3.4729e-05 | 3.3717e-05 | 3.8583e-05 | 5.1199e-05 | 5.3448e-05 | 8.1114e-05 | 0.00012864 | 0.0002078 | 0.00045728 | 0.00057013 | 0.00056504 | 0.00057761 | 0.000618 | 0.00059077 | 0.00059842 | 0.00074675 | 0.0026091 | 0.0026025 | 0.0027298 | 0.0022776 | 0.0024228 | 0.0029592 | 0.0028096
SA | S4 | Yorke Peninsula | Solar | 0 | 0 | 0 | 0 | 0 | 0 | 0 | 0 | 0 | 0 | 0 | 0 | 0 | 0 | 0 | 0 | 0 | 0 | 0 | 0 | 0 | 0 | 0 | 0 | 0 | 0 | 0
SA | S5 | Northern SA | Solar | 738.1309 | 656.464 | 666.188 | 633.2201 | 652.2761 | 674.3648 | 637.6638 | 636.5343 | 672.6726 | 668.6319 | 649.8161 | 687.6311 | 729.4247 | 763.2051 | 727.6809 | 707.0097 | 722.7354 | 691.2607 | 697.0033 | 641.9377 | 842.6474 | 376.3991 | 378.7805 | 330.115 | 206.5002 | 509.3722 | 493.6505
SA | S6 | Leigh Creek | Solar | 0 | 3.0451e-05 | 3.1557e-05 | 3.1643e-05 | 3.6965e-05 | 3.8369e-05 | 4.2294e-05 | 5.447e-05 | 6.0997e-05 | 9.7157e-05 | 0.00014384 | 0.00030043 | 0.00078004 | 0.00095907 | 189.9036 | 191.1946 | 196.4323 | 192.5633 | 189.1121 | 174.2363 | 303.6846 | 391.3748 | 414.9171 | 1804.8926 | 2380.9094 | 2836.517 | 3152.263
SA | S7 | Roxby Downs | Solar | 0 | 3.3008e-05 | 3.3866e-05 | 3.3219e-05 | 3.8773e-05 | 4.021e-05 | 4.3839e-05 | 5.8452e-05 | 6.3614e-05 | 0.00010232 | 0.00016463 | 0.00034318 | 0.010115 | 385.6834 | 1102.9861 | 1087.7502 | 1145.6859 | 1089.1097 | 1088.4485 | 1026.4736 | 1138.4117 | 1169.1101 | 1235.4597 | 1055.5637 | 1050.922 | 1112.5765 | 1128.6516
SA | S8 | Eastern Eyre Peninsula | Solar | 0 | 2.5631e-05 | 2.5973e-05 | 2.5098e-05 | 3.0031e-05 | 2.7548e-05 | 3.2397e-05 | 4.3291e-05 | 4.4264e-05 | 6.2808e-05 | 9.6748e-05 | 0.00014625 | 0.00020934 | 0.00027328 | 0.00022437 | 0.00023407 | 0.00028826 | 0.00026399 | 0.00026803 | 0.0003773 | 0.00063933 | 0.0006191 | 0.00066245 | 0.00053331 | 0.000573 | 0.00077224 | 0.00071343
SA | S9 | Western Eyre Peninsula | Solar | 0 | 2.8202e-05 | 2.8666e-05 | 2.8001e-05 | 3.2076e-05 | 3.1746e-05 | 3.5906e-05 | 4.7558e-05 | 5.0065e-05 | 8.1333e-05 | 0.00013051 | 0.00022502 | 0.00059659 | 0.00070172 | 0.00062046 | 0.00063625 | 0.00073103 | 0.001183 | 0.0020901 | 0.002047 | 178.4242 | 176.3568 | 185.3705 | 152.2255 | 157.6129 | 203.2519 | 196.3987
TAS | T1 | North East Tasmania | Solar | 0 | 2.5373e-05 | 2.5257e-05 | 2.7446e-05 | 2.913e-05 | 2.6847e-05 | 3.1315e-05 | 3.9733e-05 | 3.8952e-05 | 5.8231e-05 | 9.1288e-05 | 0.00011705 | 0.00035783 | 0.00033759 | 0.00032686 | 0.00033147 | 0.00037673 | 0.00033465 | 0.00051128 | 0.0010335 | 0.0080685 | 57.8336 | 56.4278 | 49.23 | 290.2889 | 303.0366 | 275.6591
TAS | T2 | North West Tasmania | Solar | 0 | 3.1389e-05 | 2.9303e-05 | 3.3611e-05 | 4.5648e-05 | 3.9282e-05 | 4.3574e-05 | 5.7455e-05 | 5.5351e-05 | 6.066e-05 | 7.1346e-05 | 7.1916e-05 | 0.0001243 | 0.00012249 | 0.0001183 | 0.0001294 | 0.00015171 | 0.0001394 | 0.00022667 | 0.00030137 | 0.00028752 | 0.00042665 | 0.00040954 | 0.00035177 | 0.00078359 | 0.0008331 | 0.00066212
TAS | T3 | Central Highlands | Solar | 0 | 2.2677e-05 | 2.167e-05 | 2.3135e-05 | 2.5219e-05 | 2.2192e-05 | 2.5637e-05 | 3.2715e-05 | 3.4155e-05 | 4.6803e-05 | 7.132e-05 | 7.7885e-05 | 0.00015507 | 0.00016382 | 0.00015066 | 0.00014876 | 0.00018217 | 0.00017051 | 0.00022839 | 0.00037356 | 0.00039841 | 0.00058119 | 0.00057336 | 0.00049348 | 0.0011428 | 0.001251 | 0.0010517
Region | REZ | REZ Name | Technology | 2023-24 | 2024-25 | 2025-26 | 2026-27 | 2027-28 | 2028-29 | 2029-30 | 2030-31 | 2031-32 | 2032-33 | 2033-34 | 2034-35 | 2035-36 | 2036-37 | 2037-38 | 2038-39 | 2039-40 | 2040-41 | 2041-42 | 2042-43 | 2043-44 | 2044-45 | 2045-46 | 2046-47 | 2047-48 | 2048-49 | 2049-50
QLD | Q1 | Far North QLD | Wind | 1242.578 | 990.7303 | 1145.5267 | 3264.4392 | 3465.7247 | 3304.0943 | 3297.3939 | 3511.4497 | 3588.7944 | 3539.2483 | 3241.5805 | 3346.4124 | 3534.2919 | 3645.867 | 3397.1287 | 3548.1639 | 3669.6697 | 3718.9623 | 3848.9002 | 3281.7925 | 3301.8363 | 3462.0115 | 3526.0353 | 3213.0543 | 3383.0694 | 3402.3926 | 3917.6508
QLD | Q2 | North Qld Clean Energy Hub | Wind | 126.4151 | 112.5575 | 128.1746 | 132.1436 | 138.0331 | 108.2858 | 103.1741 | 115.652 | 126.759 | 125.4082 | 119.0536 | 130.1953 | 2463.5946 | 2540.7187 | 2909.9941 | 2841.7549 | 2816.0567 | 2805.7729 | 2673.2456 | 2332.487 | 2969.4063 | 3047.1594 | 3013.5551 | 4949.7776 | 4904.6987 | 4751.1988 | 4700.1619
QLD | Q3 | Northern Qld | Wind | 0 | 0 | 0 | 0 | 0 | 0 | 0 | 0 | 0 | 0 | 0 | 0 | 0 | 0 | 0 | 0 | 0 | 0 | 0 | 0 | 0 | 0 | 0 | 0 | 0 | 0 | 0
QLD | Q4 | Isaac | Wind | 0 | 0.00014959 | 0.00015589 | 0.00050908 | 0.00080281 | 0.0012421 | 262.1102 | 284.7075 | 289.9049 | 272.4704 | 270.3562 | 1420.7018 | 2365.6277 | 2705.0291 | 3104.7257 | 3084.1732 | 3277.4525 | 3226.427 | 3030.5938 | 2775.5329 | 2789.5382 | 2624.5646 | 2955.7032 | 2815.1332 | 2828.3736 | 8235.0672 | 9257.3121
QLD | Q5 | Barcaldine | Wind | 0 | 0.00013937 | 0.0001456 | 0.00046643 | 0.00053481 | 0.00048927 | 0.00066867 | 0.00072352 | 0.0007391 | 0.00077516 | 0.0013615 | 0.0025162 | 284.843 | 300.9947 | 267.7886 | 263.8948 | 276.4123 | 276.552 | 284.5002 | 281.1727 | 305.042 | 301.37 | 307.0415 | 271.6125 | 271.715 | 275.5917 | 277.47
QLD | Q6 | Fitzroy | Wind | 0 | 0.00018074 | 0.00018625 | 0.0023293 | 0.0084624 | 2487.3485 | 2807.0366 | 2901.7553 | 2925.932 | 2769.8302 | 2800.7162 | 2799.3112 | 2752.9306 | 3054.1739 | 5600.2164 | 5573.4141 | 5616.117 | 5318.7133 | 5198.1939 | 6676.0906 | 6768.643 | 6466.4568 | 6977.9419 | 10114.3796 | 10263.7884 | 10299.8874 | 9671.6042
QLD | Q7 | Wide Bay | Wind | 0 | 0.00013917 | 0.00013989 | 0.00040571 | 0.0004377 | 0.00075874 | 0.0014194 | 0.0014514 | 0.0012886 | 0.0014205 | 0.0035514 | 203.8512 | 204.8452 | 212.0486 | 534.4222 | 521.4129 | 516.1608 | 441.6953 | 484.6813 | 449.8165 | 442.4556 | 432.1724 | 443.7754 | 2625.1024 | 2721.8792 | 2718.3148 | 2468.0187
QLD | Q8 | Darling Downs | Wind | 2521.9333 | 2502.7405 | 2765.2268 | 2890.3929 | 5613.245 | 5438.7636 | 6964.3013 | 7167.0675 | 7091.1542 | 7109.7525 | 7342.0488 | 7252.8346 | 9230.1708 | 12219.8841 | 11681.4179 | 11446.2982 | 11735.1794 | 12998.0104 | 17729.769 | 18932.3017 | 18060.4912 | 16707.5359 | 20257.9674 | 23538.3258 | 23087.266 | 28912.7725 | 27580.1805
QLD | Q9 | Banana | Wind | 0 | 0.00012106 | 0.0001265 | 0.00030922 | 0.00035499 | 0.00045074 | 0.00065847 | 0.00071081 | 0.00066244 | 0.0007132 | 0.00071677 | 0.0011393 | 770.2475 | 816.7213 | 2491.8187 | 2396.1888 | 2481.1275 | 2308.6814 | 2320.9811 | 2149.8724 | 2142.4436 | 2170.7312 | 2292.1303 | 2873.8112 | 2818.7577 | 2928.0457 | 2758.5456
NSW | N1 | North West NSW | Wind | 0 | 0 | 0 | 0 | 0 | 0 | 0 | 0 | 0 | 0 | 0 | 0 | 0 | 0 | 0 | 0 | 0 | 0 | 0 | 0 | 0 | 0 | 0 | 0 | 0 | 0 | 0
NSW | N2 | New England | Wind | 1484.9268 | 1733.0116 | 2061.118 | 2683.236 | 7988.2977 | 13342.5804 | 12837.0375 | 13036.9875 | 12525.9685 | 13090.0407 | 12535.4938 | 12594.9382 | 13512.0646 | 13416.6154 | 15653.5748 | 20896.5545 | 21153.1887 | 18937.0082 | 21672.9827 | 20354.6309 | 20218.171 | 21192.012 | 20516.8263 | 23399.2357 | 21673.7277 | 21315.903 | 18970.2595
NSW | N3 | Central-West Orana | Wind | 382.6575 | 1347.1132 | 3696.9368 | 6851.4363 | 6979.0095 | 6998.3532 | 9600.1259 | 9442.6815 | 9156.9515 | 9288.7946 | 10900.5685 | 11430.4439 | 13175.1951 | 14330.3767 | 14400.0488 | 14295.9371 | 13971.042 | 15731.0689 | 17879.3483 | 17565.8414 | 18228.9785 | 19314.5347 | 21832.0022 | 24305.5613 | 26656.6418 | 28636.9671 | 27918.002
NSW | N4 | Broken Hill | Wind | 610.9168 | 560.2684 | 587.6087 | 626.5417 | 633.9983 | 610.7879 | 618.791 | 635.7609 | 647.1858 | 627.0001 | 596.8446 | 603.2613 | 804.8589 | 797.643 | 770.5712 | 773.384 | 790.4477 | 828.0055 | 816.973 | 786.2775 | 647.0448 | 718.1711 | 694.3422 | 738.244 | 723.2523 | 698.2651 | 728.0781
NSW | N5 | South West NSW | Wind | 0 | 7.9737e-05 | 0.00011517 | 0.00028698 | 0.00029361 | 0.00028447 | 0.00042771 | 0.00043344 | 0.00044751 | 0.00045038 | 0.00057884 | 0.00052466 | 0.0012641 | 0.0013955 | 0.0013402 | 0.0013273 | 0.001289 | 0.0041563 | 0.0063443 | 620.9072 | 565.1066 | 627.7611 | 1074.4423 | 1022.0366 | 1525.0283 | 1461.3258 | 3124.9348
NSW | N6 | Wagga Wagga | Wind | 0 | 0.0002555 | 0.00023545 | 0.00024643 | 0.00026395 | 0.00025683 | 0.00036226 | 0.00037152 | 0.00037274 | 0.00037221 | 0.00044064 | 0.00039204 | 0.00066156 | 0.00093015 | 0.00089664 | 0.0008885 | 0.00087078 | 0.0017414 | 0.0016374 | 0.0037933 | 0.0033234 | 0.0035152 | 0.0061326 | 0.0055455 | 724.6144 | 709.5556 | 2342.8584
NSW | N7 | Tumut | Wind | 0 | 0 | 0 | 0 | 0 | 0 | 0 | 0 | 0 | 0 | 0 | 0 | 0 | 0 | 0 | 0 | 0 | 0 | 0 | 0 | 0 | 0 | 0 | 0 | 0 | 0 | 0
NSW | N8 | Cooma-Monaro | Wind | 326.7608 | 1237.1368 | 1382.4595 | 1416.0652 | 1404.3165 | 1374.2341 | 1378.5829 | 1464.2381 | 1490.5891 | 1355.4709 | 2947.6102 | 2957.8286 | 3034.7175 | 2922.8388 | 2869.3033 | 2880.7789 | 3050.38 | 2959.3794 | 2785.9549 | 2851.5651 | 2861.8942 | 2964.3529 | 2827.66 | 2790.1504 | 2781.6574 | 2872.6797 | 2893.2998
VIC | V1 | Ovens Murray | Wind | 0 | 0 | 0 | 0 | 0 | 0 | 0 | 0 | 0 | 0 | 0 | 0 | 0 | 0 | 0 | 0 | 0 | 0 | 0 | 0 | 0 | 0 | 0 | 0 | 0 | 0 | 0
VIC | V2 | Murray River | Wind | 0 | 0 | 0 | 0 | 0 | 0 | 0 | 0 | 0 | 0 | 0 | 0 | 0 | 0 | 0 | 0 | 0 | 0 | 0 | 0 | 0 | 0 | 0 | 0 | 0 | 0 | 0
VIC | V3 | Western Victoria | Wind | 3672.9905 | 3628.492 | 3559.1111 | 3563.5419 | 4975.0686 | 4856.7978 | 4991.3681 | 4850.8564 | 5344.7453 | 4871.3117 | 4904.63 | 4523.9241 | 4941.5823 | 5200.7028 | 5455.7132 | 5727.2262 | 5541.0088 | 5930.3808 | 5293.7122 | 5561.5952 | 5390.8959 | 4942.6812 | 5114.5658 | 5469.5468 | 5713.3658 | 5407.7162 | 5791.7163
VIC | V4 | South West Victoria | Wind | 5687.7605 | 5604.7982 | 5901.067 | 6019.9505 | 6038.6725 | 5606.9905 | 5797.8132 | 5632.3372 | 6525.4596 | 5573.9457 | 5724.3583 | 7800.9799 | 9745.6619 | 11602.664 | 10964.7185 | 12330.8558 | 11738.2236 | 15162.6495 | 13486.5244 | 15213.7192 | 14667.1384 | 14986.4781 | 13465.5717 | 12294.3641 | 13452.4752 | 12566.0731 | 14035.3682
VIC | V5 | Gippsland | Wind | 0 | 0.00022019 | 1621.1804 | 1568.5321 | 1560.7973 | 1550.9956 | 1570.4275 | 1521.7506 | 1790.4638 | 1553.9129 | 1652.1322 | 1648.4425 | 5444.6126 | 6140.0797 | 5855.879 | 6172.4859 | 5960.2052 | 6709.9063 | 6012.7397 | 6215.7023 | 6021.7529 | 6175.4577 | 6125.0329 | 5828.7056 | 6276.6277 | 6030.566 | 6828.5805
VIC | V6 | Central North VIC | Wind | 0 | 0.00016072 | 0.00044029 | 0.00047495 | 0.00048915 | 0.00049096 | 0.00047465 | 0.00049817 | 0.0005018 | 0.00055005 | 0.00070966 | 0.00064501 | 1117.0116 | 1145.976 | 1113.8081 | 1071.7559 | 1268.9282 | 1726.4127 | 1834.6857 | 1778.4341 | 1587.3035 | 2181.2938 | 3024.1364 | 3742.7124 | 3652.1683 | 3754.2026 | 3928.6009
SA | S1 | South East SA | Wind | 694.2381 | 653.9059 | 687.3089 | 742.3766 | 761.208 | 636.3333 | 650.6898 | 553.324 | 670.6287 | 576.9865 | 3119.0941 | 2960.724 | 3273.9646 | 3395.0388 | 3154.3545 | 3287.809 | 3092.6134 | 3509.9553 | 3098.6176 | 3567.9586 | 3229.2289 | 3553.9567 | 3601.8373 | 3295.9283 | 3738.1125 | 3490.3284 | 3976.7041
SA | S2 | Riverland | Wind | 0 | 0.00012053 | 0.00010909 | 0.00012401 | 0.00012072 | 0.00013622 | 0.00014377 | 0.00017657 | 0.00019687 | 0.00028958 | 0.00062159 | 0.0005646 | 0.0011049 | 0.0010567 | 0.0010019 | 0.0010519 | 0.0010219 | 0.0011631 | 0.0011735 | 0.001765 | 0.0016209 | 0.0024031 | 0.0023307 | 0.0021415 | 0.002435 | 0.0023647 | 0.0025221
SA | S3 | Mid-North SA | Wind | 3921.6415 | 3999.9705 | 3743.5205 | 4210.6222 | 4247.1964 | 4058.7388 | 4017.4892 | 4047.6594 | 4354.8007 | 3921.5472 | 3772.032 | 3555.7887 | 6569.4364 | 5939.1928 | 7182.1083 | 7096.959 | 6565.4305 | 6694.6527 | 6451.85 | 6851.8085 | 5602.6621 | 6400.4269 | 6659.2023 | 6367.6474 | 7397.5726 | 9133.7229 | 9943.8438
SA | S4 | Yorke Peninsula | Wind | 231.4759 | 224.4781 | 212.573 | 241.6859 | 249.9864 | 247.7107 | 0.00022672 | 0.00028893 | 0.00033138 | 0.00067565 | 310.5285 | 282.6047 | 314.2497 | 332.4131 | 312.0858 | 321.1086 | 301.3063 | 336.2588 | 299.2107 | 313.4671 | 280.0309 | 308.1742 | 321.9055 | 288.4846 | 288.3635 | 270.6589 | 316.1519
SA | S5 | Northern SA | Wind | 1246.3615 | 1247.203 | 1229.9681 | 1315.173 | 1338.1905 | 1271.3897 | 1269.8069 | 1291.5599 | 1338.0711 | 1211.1471 | 1253.8022 | 1245.487 | 1363.625 | 1393.1251 | 1285.1067 | 1277.9474 | 1314.0002 | 1299.0944 | 1175.7973 | 1202.6694 | 1162.6298 | 1273.1897 | 596.3254 | 466.9056 | 458.9508 | 475.3762 | 514.1005
SA | S6 | Leigh Creek | Wind | 0 | 0.00015595 | 0.00014762 | 0.00015657 | 0.00015151 | 0.00022905 | 0.00022417 | 0.00027392 | 0.00025698 | 0.00063428 | 0.0010788 | 0.0016616 | 0.002173 | 0.0023867 | 855.6096 | 842.0052 | 820.3832 | 767.4057 | 781.8778 | 745.7833 | 700.3345 | 748.6411 | 718.8494 | 4538.1783 | 5836.5569 | 5617.784 | 5326.8117
SA | S7 | Roxby Downs | Wind | 0 | 0 | 0 | 0 | 0 | 0 | 0 | 0 | 0 | 0 | 0 | 0 | 0 | 0 | 0 | 0 | 0 | 0 | 0 | 0 | 0 | 0 | 0 | 0 | 0 | 0 | 0
SA | S8 | Eastern Eyre Peninsula | Wind | 299.4478 | 293.4835 | 291.8421 | 336.926 | 337.1611 | 356.2212 | 355.5999 | 180.2113 | 176.399 | 147.2351 | 148.1859 | 151.4684 | 619.8802 | 1027.1744 | 945.004 | 965.2881 | 939.8662 | 971.7095 | 895.0587 | 906.2571 | 814.5001 | 1604.5996 | 1656.9705 | 1461.9647 | 1492.3255 | 1421.7258 | 1787.5894
SA | S9 | Western Eyre Peninsula | Wind | 0 | 0.00016083 | 0.00014718 | 0.00016295 | 0.00016694 | 0.0001949 | 0.00019205 | 0.00025126 | 0.00026994 | 0.00050324 | 0.0015872 | 0.0016253 | 0.009429 | 0.012904 | 0.01252 | 0.012385 | 226.0623 | 1221.2952 | 1109.7758 | 1160.2228 | 1040.2836 | 1165.0548 | 1194.4719 | 1087.8419 | 1072.3509 | 1028.5838 | 1097.401
TAS | T1 | North East Tasmania | Wind | 500.6329 | 500.6936 | 566.5629 | 535.7381 | 551.0152 | 519.6347 | 470.9053 | 495.2502 | 555.7614 | 503.8204 | 917.2188 | 1000.1541 | 959.2157 | 1012.1377 | 939.242 | 886.1196 | 880.1287 | 944.672 | 904.309 | 916.3933 | 973.3133 | 913.7937 | 982.7812 | 924.5547 | 863.7898 | 855.0949 | 919.9906
TAS | T2 | North West Tasmania | Wind | 877.0863 | 838.2504 | 891.1325 | 950.5283 | 957.5935 | 835.3336 | 808.7641 | 765.6482 | 1550.3318 | 2075.9752 | 2217.3873 | 2925.443 | 6132.4737 | 6302.0592 | 6150.1121 | 5957.6083 | 5796.6712 | 6352.455 | 6158.7394 | 5908.0051 | 5930.0096 | 6076.5157 | 6167.6386 | 6075.8378 | 7251.1473 | 7093.6493 | 7722.5664
TAS | T3 | Central Highlands | Wind | 491.2282 | 1661.9033 | 2393.2916 | 3021.5254 | 3555.322 | 3590.9989 | 4668.7484 | 5081.9638 | 5516.5697 | 5213.5113 | 5057.5209 | 5338.1577 | 5431.4693 | 6309.4343 | 6779.1012 | 6617.3763 | 6543.5986 | 7039.3669 | 7382.5694 | 7031.7277 | 7719.324 | 7775.7412 | 9430.1135 | 9487.031 | 9267.8662 | 9237.654 | 9887.604
Region | REZ | REZ Name | Technology | 2023-24 | 2024-25 | 2025-26 | 2026-27 | 2027-28 | 2028-29 | 2029-30 | 2030-31 | 2031-32 | 2032-33 | 2033-34 | 2034-35 | 2035-36 | 2036-37 | 2037-38 | 2038-39 | 2039-40 | 2040-41 | 2041-42 | 2042-43 | 2043-44 | 2044-45 | 2045-46 | 2046-47 | 2047-48 | 2048-49 | 2049-50
NSW | O1 | Hunter Coast | Offshore Wind | 0 | 0 | 0 | 3.017e-05 | 3.1752e-05 | 4.4384e-05 | 3.8189e-05 | 4.3695e-05 | 4.0041e-05 | 4.2033e-05 | 7.3777e-05 | 7.4038e-05 | 7.7182e-05 | 7.5051e-05 | 7.9064e-05 | 6.5226e-05 | 9.0657e-05 | 0.00010039 | 0.00012766 | 0.00017409 | 0.00017384 | 0.00018511 | 0.00018158 | 0.00025491 | 0.0002183 | 0.00025346 | 0.00023751
NSW | O2 | Illawarra Coast | Offshore Wind | 0 | 0 | 0 | 3.0366e-05 | 3.3982e-05 | 3.9118e-05 | 3.8916e-05 | 4.4868e-05 | 4.2469e-05 | 4.338e-05 | 7.5588e-05 | 7.1777e-05 | 7.4762e-05 | 7.039e-05 | 7.4009e-05 | 6.4929e-05 | 9.4464e-05 | 0.00012234 | 0.00013139 | 0.00018223 | 0.00017029 | 0.00017311 | 0.00016523 | 0.00025478 | 0.00023011 | 0.00029298 | 0.00031257
VIC | O3 | Gippsland Coast | Offshore Wind | 0 | 0 | 0 | 2.0293e-05 | 2.2198e-05 | 2.6048e-05 | 2.83e-05 | 2.9433e-05 | 3.6264e-05 | 3.987e-05 | 5.3073e-05 | 5.9326e-05 | 6.8386e-05 | 6.9062e-05 | 7.8079e-05 | 8.0502e-05 | 9.5605e-05 | 0.00016426 | 0.00014723 | 0.00019974 | 0.00020018 | 0.00019178 | 0.00022677 | 0.00029868 | 0.0015902 | 0.004924 | 3966.122
TAS | O4 | North West Tasmania Coast | Offshore Wind | 0 | 0 | 0 | 2.8112e-05 | 3.4651e-05 | 3.6783e-05 | 3.8229e-05 | 3.9988e-05 | 4.8753e-05 | 4.9328e-05 | 5.5423e-05 | 5.8312e-05 | 6.0849e-05 | 6.3238e-05 | 6.4748e-05 | 7.0425e-05 | 8.1827e-05 | 0.0001004 | 0.00010276 | 0.00011888 | 0.00012042 | 0.00012548 | 0.00013227 | 0.00013945 | 0.00016884 | 0.00016111 | 0.00014389
VIC | O5 | Portland Coast | Offshore Wind | 0 | 0 | 0 | 2.0152e-05 | 2.3264e-05 | 2.4518e-05 | 2.879e-05 | 3.0107e-05 | 3.5999e-05 | 3.8293e-05 | 5.1407e-05 | 5.4976e-05 | 5.9031e-05 | 6.2082e-05 | 5.8813e-05 | 7.3671e-05 | 9.1538e-05 | 0.00011847 | 0.0001066 | 0.00012029 | 0.00013968 | 0.00013284 | 0.00022426 | 0.00022284 | 0.0027242 | 0.0031763 | 0.0034255
SA | O6 | South East SA Coast | Offshore Wind | 0 | 0 | 0 | 2.0664e-05 | 2.3787e-05 | 2.4772e-05 | 2.9146e-05 | 3.013e-05 | 3.7557e-05 | 4.056e-05 | 5.2315e-05 | 5.3877e-05 | 5.8887e-05 | 5.9418e-05 | 5.7969e-05 | 6.8499e-05 | 8.5421e-05 | 0.00011144 | 0.00010264 | 0.00011032 | 0.00010861 | 0.000108 | 0.00012193 | 0.00012384 | 0.00014433 | 0.0001451 | 0.00017601

## BaseCase_REZ Capacity
Installed capacity by REZ (MW) - BaseCase, Progressive Change Scenario
Capacity calculated on 1 July. In early study years some wind and solar projects enter later in the financial year and are therefore reflected in the following financial year's capacity.
Note: the REZ capacity includes capacity from the existing, committed and anticipated renewables mapped to the relevant REZs
Explicitly modelled generation
Region | REZ | REZ Name | Technology | 2023-24 | 2024-25 | 2025-26 | 2026-27 | 2027-28 | 2028-29 | 2029-30 | 2030-31 | 2031-32 | 2032-33 | 2033-34 | 2034-35 | 2035-36 | 2036-37 | 2037-38 | 2038-39 | 2039-40 | 2040-41 | 2041-42 | 2042-43 | 2043-44 | 2044-45 | 2045-46 | 2046-47 | 2047-48 | 2048-49 | 2049-50
QLD | Q1 | Far North QLD | Solar | 0 | 0 | 0 | 0 | 0 | 0 | 0 | 0 | 0 | 0 | 0 | 0 | 0 | 0 | 0 | 0 | 0 | 0 | 0 | 0 | 0 | 0 | 0 | 0.00011027 | 0.00011047 | 0.00011473 | 0.00011509
QLD | Q2 | North Qld Clean Energy Hub | Solar | 83 | 83 | 83 | 83 | 83 | 83 | 83 | 83 | 83 | 83 | 83 | 83 | 83 | 83 | 33 | 33 | 33 | 33 | 33 | 33 | 33 | 33 | 33 | 18.0001 | 18.0001 | 0.00012626 | 0.00012688
QLD | Q3 | Northern Qld | Solar | 513.997 | 513.997 | 513.997 | 513.997 | 513.997 | 513.997 | 513.9971 | 513.9971 | 513.9971 | 513.9971 | 513.9971 | 513.9971 | 513.9972 | 513.9972 | 533.1761 | 533.1761 | 533.1761 | 533.1761 | 533.1761 | 390.1765 | 262.1765 | 262.1765 | 262.1765 | 1255.5455 | 1145.1455 | 1145.1455 | 1012.5485
QLD | Q4 | Isaac | Solar | 684.9 | 684.9 | 684.9 | 684.9 | 684.9 | 684.9 | 684.9001 | 684.9001 | 684.9001 | 684.9001 | 684.9001 | 684.9001 | 684.9002 | 684.9002 | 684.9007 | 684.9007 | 684.9007 | 684.9007 | 684.9009 | 684.9031 | 684.9031 | 642.4031 | 642.4031 | 717.5404 | 717.5404 | 1538.6544 | 1915.0908
QLD | Q5 | Barcaldine | Solar | 14 | 14 | 14 | 14 | 14 | 14.0001 | 14.0002 | 14.0002 | 14.0002 | 14.0002 | 14.0002 | 14.0002 | 14.0003 | 14.0003 | 50.5469 | 50.5469 | 50.5469 | 50.5469 | 50.5469 | 50.5469 | 43.4404 | 43.4404 | 55.6429 | 68.1989 | 68.1989 | 77.0105 | 77.0105
QLD | Q6 | Fitzroy | Solar | 401.5 | 401.5 | 401.5 | 401.5 | 401.5 | 401.5 | 401.5001 | 401.5001 | 401.5001 | 401.5001 | 401.5001 | 401.5001 | 401.5003 | 401.5003 | 909.8621 | 909.8621 | 909.8621 | 1940.0677 | 1940.0677 | 3674.5994 | 3674.5994 | 3674.5994 | 3690.4197 | 7069.6987 | 7934.5 | 7934.5 | 7934.5
QLD | Q7 | Wide Bay | Solar | 619.03 | 619.03 | 619.03 | 619.03 | 619.03 | 619.03 | 619.0301 | 619.0301 | 619.0301 | 619.0301 | 619.0301 | 619.0301 | 619.0302 | 619.0302 | 619.0303 | 619.0303 | 619.0303 | 619.0305 | 619.0311 | 619.0311 | 619.0311 | 619.0311 | 619.0323 | 1026.7648 | 892.1779 | 916.8784 | 2455.4
QLD | Q8 | Darling Downs | Solar | 1330.558 | 1476.558 | 1476.558 | 1476.558 | 1476.558 | 1476.558 | 1476.5581 | 1476.5581 | 1476.5581 | 1476.5581 | 1476.5581 | 1476.5581 | 1622.1888 | 1837.3927 | 3029.2407 | 3029.2407 | 3029.2407 | 3427.6696 | 3608.6608 | 4951.915 | 6333.183 | 6174.583 | 6506.356 | 7303.202 | 7482.5 | 7448 | 7448
QLD | Q9 | Banana | Solar | 0 | 0 | 0 | 0 | 0 | 0 | 0.00012266 | 0.00012279 | 0.00012308 | 0.0001233 | 0.00012355 | 0.00012368 | 138.1246 | 138.1246 | 426.7059 | 426.7059 | 426.7059 | 772.2351 | 772.2351 | 887.7184 | 1024.13 | 1024.13 | 1151.1868 | 1420.2411 | 1885.5114 | 4230.9614 | 6100
NSW | N1 | North West NSW | Solar | 166 | 166 | 166 | 166.0002 | 171.4382 | 193.1303 | 193.1303 | 193.1303 | 193.1303 | 193.1303 | 193.1303 | 193.1303 | 193.1303 | 193.1303 | 193.1303 | 193.1303 | 193.1303 | 198.9126 | 212.0888 | 212.0888 | 218.748 | 218.748 | 218.748 | 253.9317 | 253.9317 | 253.9317 | 255.9401
NSW | N2 | New England | Solar | 555 | 555 | 555 | 555.0001 | 555.0017 | 815.0743 | 815.0743 | 815.0743 | 815.0743 | 815.0743 | 815.0743 | 815.0743 | 815.0743 | 815.0743 | 815.0744 | 815.0744 | 815.0744 | 2995.914 | 2995.914 | 3540 | 3520 | 3520 | 3520 | 3520 | 3520 | 3520 | 4695.3447
NSW | N3 | Central-West Orana | Solar | 826.979 | 906.979 | 906.9791 | 906.9792 | 943.0774 | 943.0774 | 1545.0614 | 1545.0614 | 1545.0614 | 1545.0614 | 3940.2122 | 4379.8684 | 4789.3906 | 4789.3906 | 5175.025 | 5175.025 | 5175.025 | 5175.025 | 5175.025 | 5774.8187 | 6426.5307 | 6426.5307 | 7103.7953 | 7859.8534 | 7873.0507 | 9192.392 | 11169.3935
NSW | N4 | Broken Hill | Solar | 53 | 53 | 53 | 53 | 53 | 53 | 53.0001 | 53.0001 | 53.0001 | 53.0001 | 53.0001 | 53.0001 | 53.0002 | 53.0003 | 53.0008 | 53.0008 | 53.0008 | 53.0008 | 53.0008 | 53.0009 | 194.3768 | 194.3768 | 194.3768 | 217.5602 | 248.3354 | 274.8374 | 274.8374
NSW | N5 | South West NSW | Solar | 1246.4 | 1500.5 | 1500.5 | 1500.5 | 1500.5 | 1500.5 | 1500.5001 | 1500.5001 | 1500.5001 | 1500.5001 | 1500.5001 | 1500.5001 | 1500.5006 | 1500.501 | 1701.9292 | 1551.6292 | 1551.6292 | 1551.6292 | 1972.6631 | 1972.6631 | 1972.6631 | 1972.6631 | 1972.6631 | 1972.6631 | 1972.6631 | 1972.6631 | 1646.257
NSW | N6 | Wagga Wagga | Solar | 302.672 | 682.672 | 682.672 | 682.672 | 682.672 | 682.672 | 682.6722 | 682.6722 | 682.6722 | 682.6722 | 682.6722 | 682.6722 | 1585.4362 | 1710.672 | 1710.672 | 1710.672 | 1710.672 | 1710.672 | 1710.672 | 1710.672 | 1710.672 | 1710.672 | 1710.672 | 3435.784 | 3435.784 | 3435.784 | 3473.947
NSW | N7 | Tumut | Solar | 0 | 0 | 0 | 0 | 0 | 0 | 0 | 0 | 0 | 0 | 0 | 0 | 0 | 0 | 0 | 0 | 0 | 0 | 0 | 0 | 0 | 0 | 0 | 0 | 0 | 0 | 0
NSW | N8 | Cooma-Monaro | Solar | 0 | 0 | 0 | 0 | 0 | 0 | 0 | 0 | 0 | 0 | 0 | 0 | 0 | 0 | 0 | 0 | 0 | 0 | 0 | 0 | 0 | 0 | 0 | 0 | 0 | 0 | 0
VIC | V1 | Ovens Murray | Solar | 0 | 0 | 0 | 0 | 0 | 0 | 0 | 0 | 0 | 0 | 0 | 0 | 147.5315 | 147.5315 | 495.0693 | 495.0693 | 855.6085 | 855.6085 | 1125.5809 | 1125.5809 | 1125.5809 | 1125.5809 | 1125.5809 | 1328.4955 | 2243.2412 | 2578.0566 | 2578.0566
VIC | V2 | Murray River | Solar | 679.093 | 679.093 | 679.093 | 679.093 | 679.093 | 679.093 | 679.093 | 679.093 | 679.093 | 679.093 | 679.093 | 679.093 | 679.0931 | 679.0931 | 679.0931 | 679.0931 | 679.0932 | 679.0932 | 679.0932 | 679.0933 | 680.348 | 680.348 | 649.245 | 656.674 | 732.8008 | 745.0777 | 692.9203
VIC | V3 | Western Victoria | Solar | 0 | 0 | 0 | 0 | 0 | 0 | 0 | 0 | 0 | 0 | 0 | 0.00010332 | 288.6342 | 288.6342 | 288.6342 | 288.6342 | 288.6344 | 288.6344 | 521.0568 | 521.0568 | 521.0568 | 736.6406 | 736.6406 | 736.6406 | 1268.68 | 1341.2803 | 1341.2803
VIC | V4 | South West Victoria | Solar | 0 | 0 | 0 | 0 | 0 | 0 | 0 | 0 | 0 | 0 | 0 | 0 | 0 | 0 | 0 | 0 | 0 | 0 | 0 | 0 | 0 | 0 | 0 | 0 | 0 | 0 | 0
VIC | V5 | Gippsland | Solar | 0 | 0 | 0 | 0 | 0 | 0 | 0 | 0 | 0 | 0 | 0 | 0 | 0.00053381 | 0.00053554 | 0.00053659 | 0.00053825 | 0.0010299 | 0.0020624 | 500 | 500 | 1871.8107 | 2474 | 2474 | 2474 | 2474 | 2474 | 2474
VIC | V6 | Central North VIC | Solar | 402.48 | 402.48 | 402.48 | 402.48 | 402.48 | 402.48 | 402.48 | 402.48 | 402.48 | 402.48 | 402.48 | 402.48 | 409.0784 | 409.0784 | 487.6918 | 487.6918 | 499.5214 | 499.5214 | 551.5146 | 589.9088 | 690.4011 | 717.2963 | 980.1157 | 1236.3455 | 1463.2357 | 1577.3119 | 1577.3119
SA | S1 | South East SA | Solar | 155.16 | 155.16 | 155.16 | 155.16 | 155.16 | 155.16 | 155.16 | 155.16 | 155.16 | 155.16 | 155.16 | 155.1601 | 155.1602 | 155.1602 | 155.1603 | 155.1603 | 155.1603 | 155.1603 | 108.0006 | 108.0006 | 108.0007 | 108.0007 | 108.0007 | 108.0007 | 108.0008 | 108.0008 | 0.00083206
SA | S2 | Riverland | Solar | 25.26 | 25.26 | 25.26 | 25.26 | 25.26 | 25.26 | 25.26 | 25.26 | 19.14 | 19.14 | 19.1401 | 19.1402 | 19.1423 | 19.1477 | 19.1477 | 19.1477 | 19.1477 | 350.2523 | 1249.9058 | 1249.9058 | 1912.8389 | 1983.351 | 1975.971 | 1975.971 | 1975.971 | 3224.2644 | 3531.353
SA | S3 | Mid-North SA | Solar | 0 | 0 | 0 | 0 | 0 | 0 | 0 | 0 | 0 | 0 | 0 | 0.0001304 | 0.00026456 | 0.00031672 | 0.00036664 | 0.00036679 | 0.0003726 | 0.00038208 | 0.00038291 | 0.00047917 | 0.001716 | 0.0017166 | 0.0017169 | 0.0017185 | 0.001719 | 0.0020295 | 0.002036
SA | S4 | Yorke Peninsula | Solar | 0 | 0 | 0 | 0 | 0 | 0 | 0 | 0 | 0 | 0 | 0 | 0 | 0 | 0 | 0 | 0 | 0 | 0 | 0 | 0 | 0 | 0 | 0 | 0 | 0 | 0 | 0
SA | S5 | Northern SA | Solar | 349.2 | 349.2 | 349.2 | 349.2 | 349.2 | 349.2 | 349.2 | 349.2 | 349.2 | 349.2 | 349.2 | 349.2001 | 349.2003 | 349.2003 | 349.2005 | 349.2005 | 349.2005 | 349.2005 | 349.2007 | 349.2007 | 477.0774 | 207.0774 | 207.0774 | 207.0774 | 127.8774 | 306.8484 | 306.8484
SA | S6 | Leigh Creek | Solar | 0 | 0 | 0 | 0 | 0 | 0 | 0 | 0 | 0 | 0 | 0 | 0.00016162 | 0.00038915 | 0.00046806 | 94.4028 | 94.4028 | 94.4028 | 94.4028 | 94.4028 | 94.4028 | 171.1663 | 221.0408 | 221.0408 | 1050.2683 | 1355.3772 | 1623.981 | 1775.4166
SA | S7 | Roxby Downs | Solar | 0 | 0 | 0 | 0 | 0 | 0 | 0 | 0 | 0 | 0 | 0 | 0.00017504 | 0.0045922 | 161.1746 | 525.8481 | 525.8481 | 530.1289 | 530.1289 | 530.1289 | 530.1289 | 614.938 | 621.5636 | 621.5636 | 625.5594 | 625.5594 | 671.7753 | 679.5271
SA | S8 | Eastern Eyre Peninsula | Solar | 0 | 0 | 0 | 0 | 0 | 0 | 0 | 0 | 0 | 0 | 0 | 0 | 0.0001332 | 0.0001631 | 0.0001643 | 0.00016456 | 0.00018777 | 0.00018844 | 0.00018936 | 0.000258 | 0.00044016 | 0.00044041 | 0.00044089 | 0.0004416 | 0.00044248 | 0.00055804 | 0.00055906
SA | S9 | Western Eyre Peninsula | Solar | 0 | 0 | 0 | 0 | 0 | 0 | 0 | 0 | 0 | 0 | 0 | 0.00013299 | 0.00032226 | 0.00037226 | 0.00038628 | 0.00038648 | 0.00041759 | 0.00070525 | 0.0012115 | 0.0012155 | 105.5551 | 105.5551 | 105.5551 | 105.5551 | 105.5551 | 132.262 | 132.262
TAS | T1 | North East Tasmania | Solar | 0 | 0 | 0 | 0 | 0 | 0 | 0 | 0 | 0 | 0 | 0 | 0 | 0.00021507 | 0.00021566 | 0.00023661 | 0.0002369 | 0.00025647 | 0.00025671 | 0.00036594 | 0.00067174 | 0.0051844 | 31.5386 | 31.5386 | 31.5386 | 176.2827 | 176.2827 | 176.2827
TAS | T2 | North West Tasmania | Solar | 0 | 0 | 0 | 0 | 0 | 0 | 0 | 0 | 0 | 0 | 0 | 0 | 0 | 0 | 0.00010913 | 0.00011069 | 0.00012557 | 0.00012613 | 0.00019172 | 0.00022368 | 0.00023261 | 0.00032882 | 0.00032947 | 0.00033046 | 0.00063195 | 0.00063409 | 0.00063445
TAS | T3 | Central Highlands | Solar | 0 | 0 | 0 | 0 | 0 | 0 | 0 | 0 | 0 | 0 | 0 | 0 | 0.00011108 | 0.00011785 | 0.00012736 | 0.00012765 | 0.00014414 | 0.00014491 | 0.00018409 | 0.00026758 | 0.00030268 | 0.00042283 | 0.00042351 | 0.00042687 | 0.00092219 | 0.00092376 | 0.00092397
Region | REZ | REZ Name | Technology | 2023-24 | 2024-25 | 2025-26 | 2026-27 | 2027-28 | 2028-29 | 2029-30 | 2030-31 | 2031-32 | 2032-33 | 2033-34 | 2034-35 | 2035-36 | 2036-37 | 2037-38 | 2038-39 | 2039-40 | 2040-41 | 2041-42 | 2042-43 | 2043-44 | 2044-45 | 2045-46 | 2046-47 | 2047-48 | 2048-49 | 2049-50
QLD | Q1 | Far North QLD | Wind | 337.318 | 337.318 | 337.318 | 837.3176 | 837.3176 | 837.3176 | 837.3176 | 837.3176 | 837.3176 | 837.3177 | 837.3177 | 837.3177 | 837.3177 | 837.3177 | 837.3177 | 837.3177 | 837.3177 | 866.3228 | 907.3182 | 907.3183 | 823.2613 | 823.2613 | 823.2613 | 825.9005 | 832.4325 | 834.074 | 1007.4271
QLD | Q2 | North Qld Clean Energy Hub | Wind | 43.2 | 43.2 | 43.2 | 43.2002 | 43.2002 | 43.2002 | 43.2002 | 43.2002 | 43.2002 | 43.2002 | 43.2002 | 43.2002 | 671.4819 | 671.482 | 763.201 | 763.201 | 763.201 | 763.201 | 763.201 | 763.2011 | 883.2968 | 890.7183 | 868.6797 | 1391.6851 | 1391.6851 | 1391.6852 | 1391.6852
QLD | Q3 | Northern Qld | Wind | 0 | 0 | 0 | 0 | 0 | 0 | 0 | 0 | 0 | 0 | 0 | 0 | 0 | 0 | 0 | 0 | 0 | 0 | 0 | 0 | 0 | 0 | 0 | 0 | 0 | 0 | 0
QLD | Q4 | Isaac | Wind | 0 | 0 | 0 | 0.00015231 | 0.00032326 | 0.00049986 | 92.4581 | 92.4581 | 92.4581 | 92.4581 | 92.4581 | 469.2999 | 812.0685 | 812.0685 | 1000.0015 | 1000.0015 | 1000.0015 | 1000.0015 | 1000.0015 | 1000.0015 | 1000.0015 | 1000.0015 | 1000.0015 | 1000.0015 | 1000.0015 | 3049.921 | 3362.0784
QLD | Q5 | Barcaldine | Wind | 0 | 0 | 0 | 0.00012799 | 0.00023263 | 0.0002377 | 0.00032525 | 0.00032549 | 0.00032576 | 0.00032641 | 0.00055746 | 0.00096962 | 104.1979 | 104.1979 | 104.198 | 104.198 | 104.198 | 104.198 | 104.198 | 113.0539 | 118.8986 | 118.8986 | 118.8986 | 118.8989 | 118.8989 | 118.8989 | 118.8989
QLD | Q6 | Fitzroy | Wind | 0 | 0 | 0 | 0.00089645 | 0.0027828 | 784.4111 | 900.0003 | 900.0003 | 900.0003 | 900.0003 | 900.0004 | 900.0004 | 900.0006 | 900.0006 | 1766.1062 | 1766.1062 | 1766.1062 | 1769.3087 | 1769.3087 | 2497.4219 | 2497.4219 | 2497.4219 | 2497.4219 | 3500 | 3596.3403 | 3596.3403 | 3596.3403
QLD | Q7 | Wide Bay | Wind | 0 | 0 | 0 | 0.00021173 | 0.0002222 | 0.00034895 | 0.00062719 | 0.0006273 | 0.00062738 | 0.00062777 | 0.0014747 | 80.8412 | 80.8413 | 80.8413 | 187.2195 | 187.2195 | 187.2195 | 187.2195 | 187.2195 | 187.2195 | 187.2195 | 187.2195 | 187.2195 | 1100 | 1100 | 1100 | 1100
QLD | Q8 | Darling Downs | Wind | 753 | 925.9976 | 925.9976 | 993.4432 | 1759.7946 | 1759.7947 | 2325.9979 | 2325.9979 | 2325.9979 | 2325.9979 | 2325.9983 | 2325.9983 | 2948.9422 | 3798.1672 | 3798.1672 | 3798.1672 | 3798.1672 | 4482.0372 | 6000.6844 | 6525.9976 | 6525.9976 | 6072.9976 | 7136.628 | 8391.4473 | 8391.4473 | 10091.9976 | 10091.9976
QLD | Q9 | Banana | Wind | 0 | 0 | 0 | 0 | 0.00010465 | 0.00013698 | 0.00033081 | 0.00033104 | 0.00033128 | 0.00033214 | 0.00034055 | 0.00050546 | 296.3725 | 296.3725 | 900.0004 | 900.0004 | 900.0004 | 900.0004 | 900.0007 | 900.0008 | 900.0008 | 900.0008 | 900.0028 | 1158.1138 | 1158.1138 | 1158.1138 | 1158.1138
NSW | N1 | North West NSW | Wind | 0 | 0 | 0 | 0 | 0 | 0 | 0 | 0 | 0 | 0 | 0 | 0 | 0 | 0 | 0 | 0 | 0 | 0 | 0 | 0 | 0 | 0 | 0 | 0 | 0 | 0 | 0
NSW | N2 | New England | Wind | 442.48 | 615.9729 | 767.6095 | 1114.63 | 2396.6274 | 3796.182 | 4088.0927 | 4088.0927 | 4088.0927 | 4088.0927 | 4088.0927 | 4173.3505 | 4173.3505 | 4173.3505 | 4628.102 | 6561.403 | 6561.4033 | 6561.4033 | 7066.0176 | 7066.0176 | 7129.043 | 7129.043 | 7129.043 | 7400 | 7400 | 7400 | 7400
NSW | N3 | Central-West Orana | Wind | 113.19 | 411.771 | 1229.3225 | 2198.6995 | 2198.6995 | 2198.6995 | 3067.6387 | 3067.6387 | 3067.6387 | 3067.6387 | 3751.8963 | 4046.8792 | 4462.3248 | 4734.4085 | 4734.4085 | 4734.4085 | 4734.4085 | 5636.5054 | 6368.796 | 6421.0875 | 6886.454 | 7061.194 | 7803.643 | 8477.019 | 9448.142 | 10590.647 | 10656
NSW | N4 | Broken Hill | Wind | 198.94 | 198.94 | 198.94 | 198.9401 | 198.9401 | 198.9401 | 198.9403 | 198.9403 | 198.9403 | 198.9403 | 198.9404 | 198.9404 | 254.2884 | 254.2884 | 254.2884 | 254.2884 | 254.2884 | 272.7087 | 279.97 | 284.0089 | 278.4585 | 281.5475 | 281.5475 | 306.6883 | 306.6883 | 306.6883 | 308.6464
NSW | N5 | South West NSW | Wind | 0 | 0 | 0 | 0 | 0 | 0 | 0.00022777 | 0.00022809 | 0.0002283 | 0.00022891 | 0.00027306 | 0.00027431 | 0.00055171 | 0.00059647 | 0.00059858 | 0.00059917 | 0.00059986 | 0.0017996 | 0.0028755 | 247.2302 | 247.2302 | 247.2302 | 424.5822 | 424.5822 | 634.2339 | 634.2339 | 1347.2197
NSW | N6 | Wagga Wagga | Wind | 0 | 0 | 0 | 0 | 0 | 0 | 0.0001097 | 0.00010976 | 0.00010981 | 0.00011001 | 0.00022248 | 0.00022339 | 0.00032874 | 0.00042618 | 0.00044026 | 0.0004408 | 0.00044177 | 0.00084968 | 0.00085265 | 0.0018278 | 0.001828 | 0.0018302 | 0.0029751 | 0.0029774 | 300.0008 | 300.0008 | 1000
NSW | N7 | Tumut | Wind | 0 | 0 | 0 | 0 | 0 | 0 | 0 | 0 | 0 | 0 | 0 | 0 | 0 | 0 | 0 | 0 | 0 | 0 | 0 | 0 | 0 | 0 | 0 | 0 | 0 | 0 | 0
NSW | N8 | Cooma-Monaro | Wind | 113 | 373.7783 | 413 | 413 | 413 | 416.0083 | 416.0083 | 416.0083 | 416.0083 | 416.0083 | 869.91 | 869.91 | 869.91 | 869.91 | 869.91 | 869.91 | 869.91 | 828 | 828 | 828 | 828 | 828 | 828 | 828 | 828 | 828 | 828
VIC | V1 | Ovens Murray | Wind | 0 | 0 | 0 | 0 | 0 | 0 | 0 | 0 | 0 | 0 | 0 | 0 | 0 | 0 | 0 | 0 | 0 | 0 | 0 | 0 | 0 | 0 | 0 | 0 | 0 | 0 | 0
VIC | V2 | Murray River | Wind | 0 | 0 | 0 | 0 | 0 | 0 | 0 | 0 | 0 | 0 | 0 | 0 | 0 | 0 | 0 | 0 | 0 | 0 | 0 | 0 | 0 | 0 | 0 | 0 | 0 | 0 | 0
VIC | V3 | Western Victoria | Wind | 1934.5 | 1934.5 | 1934.5008 | 1934.5008 | 1934.5008 | 1934.5008 | 1934.5008 | 1934.5008 | 1934.5008 | 1934.5008 | 1882.0008 | 1690.0008 | 1705.5695 | 1794.0301 | 2132.3933 | 2132.3933 | 2132.3933 | 2132.3933 | 2132.3933 | 2248.3846 | 2222.4182 | 1915.7505 | 1915.7506 | 2213.0963 | 2191.6699 | 2215.6687 | 2145.587
VIC | V4 | South West Victoria | Wind | 2023.21 | 2023.21 | 2045.3517 | 2045.3517 | 2045.3517 | 2045.3517 | 2045.3517 | 2045.3517 | 2045.3517 | 2045.3517 | 2045.3518 | 2575.1933 | 3007.7411 | 3508.4454 | 3677.7818 | 3714.2678 | 3714.2678 | 4344.7034 | 4344.7034 | 4836.76 | 4644.16 | 4644.16 | 3780.6 | 3780.6 | 3780.6 | 3780.6 | 3780.6
VIC | V5 | Gippsland | Wind | 0 | 0 | 500.0001 | 500.0001 | 500.0001 | 500.0001 | 500.0001 | 500.0001 | 500.0001 | 500.0001 | 500.0002 | 500.0002 | 1739.7041 | 2000 | 2000 | 2000 | 2000 | 2000 | 2000 | 2000 | 2000 | 2000 | 2000 | 2000 | 2000 | 2000 | 2000
VIC | V6 | Central North VIC | Wind | 0 | 0 | 0.0002349 | 0.00023509 | 0.00023545 | 0.00023684 | 0.00023698 | 0.00023723 | 0.00023749 | 0.00024039 | 0.00030553 | 0.00030936 | 400.0003 | 400.0014 | 400.0014 | 400.0014 | 475.4171 | 652.1019 | 695.6276 | 695.6276 | 695.6276 | 898.5371 | 1211.3909 | 1600 | 1600 | 1600 | 1600
SA | S1 | South East SA | Wind | 324.5 | 324.5 | 324.5 | 324.5 | 324.5 | 324.5 | 324.5 | 278.5 | 278.5 | 278.5003 | 1078.5005 | 1094.7712 | 1054.5346 | 1090.4192 | 1090.4192 | 1077.6396 | 1077.6396 | 1068.8234 | 1068.8234 | 1196.4081 | 1208.2998 | 1208.2998 | 1208.2998 | 1208.2998 | 1365.6922 | 1365.6922 | 1365.6922
SA | S2 | Riverland | Wind | 0 | 0 | 0 | 0 | 0 | 0 | 0 | 0 | 0 | 0 | 0.00030636 | 0.00030993 | 0.0005155 | 0.00051747 | 0.00052443 | 0.0005299 | 0.00053938 | 0.00059511 | 0.00066586 | 0.00093434 | 0.00093567 | 0.001243 | 0.0012484 | 0.0012567 | 0.0014029 | 0.0014235 | 0.0014266
SA | S3 | Mid-North SA | Wind | 1343.1 | 1343.1 | 1343.1 | 1343.1 | 1343.1 | 1343.1 | 1343.1 | 1343.1 | 1343.1 | 1343.1003 | 1258.5397 | 1258.5397 | 2016.6734 | 1831.8734 | 2291.8831 | 2291.8831 | 2151.2861 | 2151.2861 | 2151.2861 | 2276.2695 | 2062.3695 | 2062.3695 | 2173.0682 | 2173.0682 | 2538.6822 | 3312.7778 | 3350.3221
SA | S4 | Yorke Peninsula | Wind | 90.75 | 90.75 | 90.75 | 90.75 | 90.75 | 90.75 | 0 | 0 | 0 | 0.00027813 | 105.3176 | 105.3177 | 106.5598 | 108.7571 | 110.2258 | 110.2258 | 111.4368 | 113.657 | 116.0132 | 116.0132 | 116.0133 | 116.0147 | 116.0148 | 116.0148 | 116.5722 | 116.5723 | 124.4703
SA | S5 | Northern SA | Wind | 422.4 | 422.4 | 422.4 | 422.4 | 422.4 | 422.4 | 422.4 | 422.4 | 422.4 | 422.4 | 422.4 | 422.4 | 422.4 | 422.4 | 422.4 | 422.4 | 422.4 | 422.4 | 422.4 | 422.4 | 422.4 | 422.4 | 210 | 210 | 210 | 210 | 210
SA | S6 | Leigh Creek | Wind | 0 | 0 | 0 | 0 | 0 | 0 | 0 | 0 | 0 | 0.00023352 | 0.00038769 | 0.00061656 | 0.00077634 | 0.00089143 | 259.7381 | 259.7381 | 259.7381 | 259.7381 | 259.7381 | 259.7381 | 259.7381 | 259.7381 | 259.7381 | 1537.1698 | 1979.1819 | 1979.1819 | 1979.1819
SA | S7 | Roxby Downs | Wind | 0 | 0 | 0 | 0 | 0 | 0 | 0 | 0 | 0 | 0 | 0 | 0 | 0 | 0 | 0 | 0 | 0 | 0 | 0 | 0 | 0 | 0 | 0 | 0 | 0 | 0 | 0
SA | S8 | Eastern Eyre Peninsula | Wind | 136 | 136 | 136 | 136 | 136 | 136 | 136 | 70 | 70 | 70.0002 | 70.001 | 70.0011 | 193.6785 | 316.6201 | 316.6201 | 316.6201 | 317.582 | 317.5821 | 318.1578 | 318.1578 | 318.1578 | 555.2245 | 555.2245 | 555.2245 | 555.2245 | 555.2245 | 654.1977
SA | S9 | Western Eyre Peninsula | Wind | 0 | 0 | 0 | 0 | 0 | 0 | 0 | 0 | 0 | 0.00011411 | 0.00055595 | 0.00062615 | 0.003234 | 0.0043888 | 0.0045864 | 0.0045869 | 78.9477 | 400.0009 | 400.0009 | 400.0009 | 400.0009 | 400.0017 | 400.0017 | 400.0017 | 400.0017 | 400.0017 | 400.0017
TAS | T1 | North East Tasmania | Wind | 168 | 168.0003 | 168.0003 | 168.0003 | 168.0007 | 168.0007 | 168.0007 | 177.2757 | 177.2759 | 177.2759 | 282.2434 | 282.2434 | 282.2434 | 282.2434 | 282.2434 | 282.2434 | 282.2434 | 282.2434 | 282.2439 | 284.4011 | 284.4011 | 284.4011 | 284.4011 | 284.4011 | 284.4011 | 284.4011 | 284.4011
TAS | T2 | North West Tasmania | Wind | 251.6 | 251.6001 | 251.6001 | 251.6001 | 251.6004 | 251.6004 | 251.6004 | 251.6011 | 396.8604 | 542.1199 | 588.2985 | 733.558 | 1435.8965 | 1462.3157 | 1465.1104 | 1465.1104 | 1465.1104 | 1465.1104 | 1465.1106 | 1465.1106 | 1465.1106 | 1465.111 | 1465.111 | 1472.6396 | 1813.7628 | 1813.7628 | 1813.7628
TAS | T3 | Central Highlands | Wind | 144 | 397.1276 | 523.6915 | 650.2554 | 776.819 | 903.3829 | 1029.9467 | 1157.7095 | 1157.7095 | 1157.7095 | 1157.7095 | 1157.7095 | 1157.7095 | 1295.9671 | 1470.0505 | 1470.0505 | 1470.0505 | 1470.0505 | 1605.4974 | 1605.4974 | 1707.3526 | 1669.5675 | 1948.8103 | 2022.9946 | 2022.9946 | 2022.9946 | 2022.9946
Region | REZ | REZ Name | Technology | 2023-24 | 2024-25 | 2025-26 | 2026-27 | 2027-28 | 2028-29 | 2029-30 | 2030-31 | 2031-32 | 2032-33 | 2033-34 | 2034-35 | 2035-36 | 2036-37 | 2037-38 | 2038-39 | 2039-40 | 2040-41 | 2041-42 | 2042-43 | 2043-44 | 2044-45 | 2045-46 | 2046-47 | 2047-48 | 2048-49 | 2049-50
NSW | O1 | Hunter Coast | Offshore Wind | 0 | 0 | 0 | 0 | 0 | 0 | 0 | 0 | 0 | 0 | 0 | 0 | 0 | 0 | 0 | 0 | 0 | 0 | 0 | 0 | 0 | 0 | 0 | 0 | 0 | 0 | 0
NSW | O2 | Illawarra Coast | Offshore Wind | 0 | 0 | 0 | 0 | 0 | 0 | 0 | 0 | 0 | 0 | 0 | 0 | 0 | 0 | 0 | 0 | 0 | 0 | 0 | 0 | 0 | 0 | 0 | 0 | 0 | 0.00010657 | 0.00011647
VIC | O3 | Gippsland Coast | Offshore Wind | 0 | 0 | 0 | 0 | 0 | 0 | 0 | 0 | 0 | 0 | 0 | 0 | 0 | 0 | 0 | 0 | 0 | 0 | 0 | 0 | 0 | 0 | 0 | 0.00010217 | 0.00047449 | 0.0014698 | 910.1513
TAS | O4 | North West Tasmania Coast | Offshore Wind | 0 | 0 | 0 | 0 | 0 | 0 | 0 | 0 | 0 | 0 | 0 | 0 | 0 | 0 | 0 | 0 | 0 | 0 | 0 | 0 | 0 | 0 | 0 | 0 | 0 | 0 | 0
VIC | O5 | Portland Coast | Offshore Wind | 0 | 0 | 0 | 0 | 0 | 0 | 0 | 0 | 0 | 0 | 0 | 0 | 0 | 0 | 0 | 0 | 0 | 0 | 0 | 0 | 0 | 0 | 0 | 0 | 0.00079329 | 0.0009619 | 0.00096332
SA | O6 | South East SA Coast | Offshore Wind | 0 | 0 | 0 | 0 | 0 | 0 | 0 | 0 | 0 | 0 | 0 | 0 | 0 | 0 | 0 | 0 | 0 | 0 | 0 | 0 | 0 | 0 | 0 | 0 | 0 | 0 | 0

## BaseCase_VOM Cost
VOM cost by technology ($000s) - BaseCase, Progressive Change Scenario
VOM | Real June 2021 dollars discounted to 1 July 2021
Explicitly modelled generation
Region | Technology | 2023-24 | 2024-25 | 2025-26 | 2026-27 | 2027-28 | 2028-29 | 2029-30 | 2030-31 | 2031-32 | 2032-33 | 2033-34 | 2034-35 | 2035-36 | 2036-37 | 2037-38 | 2038-39 | 2039-40 | 2040-41 | 2041-42 | 2042-43 | 2043-44 | 2044-45 | 2045-46 | 2046-47 | 2047-48 | 2048-49 | 2049-50
NEM | Black Coal | 287189.1985 | 262945.2238 | 231611.8722 | 197273.971 | 164407.6064 | 167130.9102 | 141306.8446 | 129757.545 | 120841.5683 | 131731.9269 | 102837.6183 | 98349.2339 | 73508.6935 | 70080.491 | 62014.4328 | 57736.0248 | 52861.3018 | 32566.0562 | 31484.8079 | 19001.8652 | 18181.0457 | 15742.2055 | 12385.4522 | 10060.0197 | 9259.6127 | 9057.3628 | 8674.0989
NEM | Brown Coal | 108064.513 | 98965.191 | 96121.1565 | 89451.0215 | 86332.1475 | 58599.305 | 57276.285 | 52387.5015 | 48256.521 | 47706.0655 | 46616.4695 | 44643.8955 | 13590.944 | 13112.4685 | 13683.6645 | 12593.635 | 12054.9445 | 9605.297 | 9418.3745 | 9208.576 | 8653.5445 | 4927.4003 | 5280.827 | 7417.8696 | 0 | 0 | 0
NEM | CCGT | 9875.2596 | 9181.6768 | 9565.1377 | 5975.9796 | 5358.108 | 5962.0119 | 4629.5519 | 7624.6844 | 5692.761 | 11534.7956 | 27080.9043 | 30087.7901 | 31213.4108 | 26599.4115 | 23339.9268 | 19129.5462 | 15304.8687 | 13506.0542 | 11217.4711 | 13365.1691 | 9041.8638 | 7696.2039 | 3510.506 | 2053.41 | 1966.0335 | 1855.0774 | 1784.5195
NEM | Gas - Steam | 107.8768 | 126.4561 | 153.1113 | 40.3893 | 22.7177 | 162.7637 | 24.6492 | 70.5098 | 33.1771 | 87.1657 | 95.0091 | 223.2974 | 979.8424 | 1006.9392 | 1200.6386 | 969.2656 | 0 | 0 | 0 | 0 | 0 | 0 | 0 | 0 | 0 | 0 | 0
NEM | OCGT / Diesel | 795.3165 | 1011.8793 | 1063.4942 | 461.2498 | 441.6597 | 1184.3277 | 172.0547 | 958.306 | 457.5188 | 1814.8963 | 5372.3022 | 9750.7709 | 11248.5021 | 14328.6805 | 20133.2658 | 14112.6497 | 23117.9042 | 18889.1219 | 13857.5721 | 16267.601 | 21660.7946 | 15187.81 | 17120.8846 | 17104.7155 | 18013.5951 | 20895.1959 | 21242.3238
NEM | Hydro | 102948.6999 | 96659.3413 | 85114.4475 | 77061.0617 | 63252.0432 | 82202.5508 | 76521.4983 | 70220.6779 | 66042.7 | 62299.7949 | 71542.0853 | 68879.3183 | 62629.3648 | 52282.6303 | 57929.9527 | 49270.6438 | 44063.1126 | 40574.1668 | 36682.2779 | 38055.7936 | 35793.5351 | 32113.2388 | 26561.7364 | 32196.6696 | 31232.8565 | 31001.772 | 29028.2133
NEM | Hydrogen Turbine | 0 | 0 | 0 | 0 | 0 | 0 | 0 | 0 | 0 | 0 | 0 | 0 | 0 | 0 | 0 | 0 | 0 | 0 | 0 | 0 | 0 | 0 | 0 | 0 | 0 | 0 | 0
NEM | Wind | 2451.3881 | 2625.1734 | 2966.3285 | 3382.6632 | 3929.794 | 4095.2357 | 4196.7425 | 4025.5433 | 4026.3267 | 3688.5558 | 3803.6965 | 3836.2255 | 4740.7889 | 4855.4559 | 4897.7677 | 4878.7422 | 4606.9642 | 4640.7234 | 4544.8072 | 4393.3393 | 4104.409 | 3995.7681 | 3990.7987 | 4235.6168 | 4181.0391 | 4234.875 | 4219.3301
NEM | Solar PV | 1657.8994 | 1515.6111 | 1492.96 | 1413.9429 | 1401.5863 | 1265.6686 | 1274.8908 | 1289.2102 | 1277.3872 | 1214.992 | 1450.2816 | 1405.5261 | 1645.0824 | 1606.4186 | 1583.4306 | 1590.069 | 1631.571 | 1837.1957 | 1903.3447 | 2040.4463 | 2118.6239 | 2111.884 | 2051.876 | 2095.2668 | 2269.8224 | 2561.7169 | 2735.9078
NEM | Grid Battery | 41.0066 | 39.5471 | 37.7047 | 35.9939 | 33.107 | 75.3925 | 77.6371 | 75.1767 | 69.1618 | 147.8521 | 360.3219 | 352.0439 | 767.5558 | 723.714 | 900.4507 | 849.4511 | 886.2182 | 836.489 | 1081.005 | 998.6698 | 978.3362 | 1018.3683 | 974.8646 | 949.4908 | 973.8061 | 1014.2504 | 1060.8283
NEM | Pumped Hydro | 5333.999 | 6134.2006 | 6731.748 | 9196.5219 | 10273.9597 | 10852.0396 | 8866.2313 | 13088.9778 | 10225.9409 | 12765.9329 | 11829.4921 | 11681.0972 | 18520.9176 | 16444.4857 | 14223.4106 | 14577.4455 | 13748.5944 | 14408.6883 | 13590.7547 | 12701.9203 | 11907.5318 | 12060.8643 | 11102.2241 | 10302.0863 | 8825.578 | 8375.4132 | 7635.3865
NEM | VPP | 9.8891 | 14.9353 | 20.5876 | 28.8723 | 36.9591 | 44.8949 | 55.3339 | 65.4732 | 75.0797 | 89.5883 | 100.0797 | 107.5742 | 117.893 | 128.3978 | 132.5915 | 140.9055 | 150.6842 | 149.2376 | 158.5257 | 160.2923 | 159.1811 | 165.6701 | 166.7142 | 159.132 | 160.181 | 162.4515 | 159.4042
Total excluding storage |  | 518475.0465 | 479219.2357 | 434878.5482 | 384321.6672 | 335489.6885 | 331575.1007 | 294401.7191 | 279563.6058 | 256998.1423 | 273081.5658 | 271088.2606 | 269316.773 | 218962.9954 | 201169.0929 | 200039.5324 | 175848.3785 | 168426.1639 | 137013.0301 | 123938.9408 | 116193.673 | 112598.8658 | 95019.4133 | 83145.8838 | 86574.2772 | 76882.5243 | 79158.115 | 76540.0123
Region | Technology | 2023-24 | 2024-25 | 2025-26 | 2026-27 | 2027-28 | 2028-29 | 2029-30 | 2030-31 | 2031-32 | 2032-33 | 2033-34 | 2034-35 | 2035-36 | 2036-37 | 2037-38 | 2038-39 | 2039-40 | 2040-41 | 2041-42 | 2042-43 | 2043-44 | 2044-45 | 2045-46 | 2046-47 | 2047-48 | 2048-49 | 2049-50
NSW1 | Black Coal | 129596.015 | 114190.2415 | 97774.1845 | 81964.1205 | 55103.81 | 59280.606 | 46501.522 | 45056.0705 | 42712.3345 | 48852.709 | 19596.244 | 18551.563 | 17621.499 | 15833.9975 | 15804.8645 | 14978.0265 | 13108.031 | 0 | 0 | 0 | 0 | 0 | 0 | 0 | 0 | 0 | 0
NSW1 | Brown Coal | 0 | 0 | 0 | 0 | 0 | 0 | 0 | 0 | 0 | 0 | 0 | 0 | 0 | 0 | 0 | 0 | 0 | 0 | 0 | 0 | 0 | 0 | 0 | 0 | 0 | 0 | 0
NSW1 | CCGT | 26.3585 | 26.5827 | 215.5562 | 178.4969 | 189.3681 | 143.2592 | 42.9388 | 816.2044 | 466.8166 | 1453.7394 | 6297.89 | 6319.614 | 5513.731 | 5490.8515 | 6333.138 | 5052.7615 | 4225.186 | 4116.6015 | 3330.8012 | 4124.8245 | 0 | 0 | 0 | 0 | 0 | 0 | 0
NSW1 | Gas - Steam | 0 | 0 | 0 | 0 | 0 | 0 | 0 | 0 | 0 | 0 | 0 | 0 | 0 | 0 | 0 | 0 | 0 | 0 | 0 | 0 | 0 | 0 | 0 | 0 | 0 | 0 | 0
NSW1 | OCGT / Diesel | 16.6291 | 25.6781 | 132.6072 | 37.8748 | 120.6342 | 64.2851 | 5.1518 | 157.4313 | 77.8005 | 205.2464 | 1170.9382 | 2369.0804 | 963.1097 | 1611.5143 | 2602.3359 | 1659.1589 | 3580.2891 | 5336.8012 | 3230.0912 | 3907.127 | 6550.173 | 3492.5871 | 4004.5831 | 4563.6323 | 5437.525 | 4717.6103 | 5778.5419
NSW1 | Hydro | 15561.3792 | 18018.2284 | 16977.6099 | 15760.0176 | 11976.4742 | 18253.9762 | 13558.9661 | 12927.3985 | 11350.4687 | 10963.4579 | 12049.8268 | 11924.4362 | 10855.4133 | 8607.9861 | 11560.3761 | 9357.706 | 7764.9976 | 7942.4112 | 6679.735 | 7365.9225 | 7288.9313 | 6667.5093 | 5372.0778 | 7024.0679 | 6701.0991 | 6382.5518 | 6248.8232
NSW1 | Hydrogen Turbine | 0 | 0 | 0 | 0 | 0 | 0 | 0 | 0 | 0 | 0 | 0 | 0 | 0 | 0 | 0 | 0 | 0 | 0 | 0 | 0 | 0 | 0 | 0 | 0 | 0 | 0 | 0
NSW1 | Wind | 520.1611 | 734.3401 | 944.2911 | 1196.4109 | 1509.7806 | 1727.3054 | 1751.5609 | 1685.6974 | 1607.6514 | 1530.6926 | 1586.5821 | 1548.092 | 1610.5808 | 1549.1555 | 1528.9945 | 1635.9529 | 1564.5859 | 1471.2817 | 1520.8809 | 1409.0976 | 1341.5992 | 1340.5071 | 1324.9981 | 1379.269 | 1346.2847 | 1297.703 | 1243.5606
NSW1 | Solar PV | 748.372 | 678.8498 | 646.1944 | 655.6767 | 659.2727 | 604.3613 | 660.0415 | 670.6748 | 643.6993 | 616.9565 | 845.579 | 836.031 | 994.8773 | 955.4815 | 825.5113 | 809.2119 | 837.4359 | 930.9666 | 908.8078 | 913.7843 | 872.287 | 878.4348 | 852.312 | 820.9564 | 800.5074 | 866.1395 | 931.6191
NSW1 | Grid Battery | 2.8184 | 2.5587 | 2.4276 | 2.3984 | 2.1527 | 46.2175 | 50.972 | 49.5452 | 45.9134 | 125.0287 | 299.9572 | 272.6444 | 268.2109 | 252.42 | 226.1867 | 211.0078 | 211.1206 | 188.7911 | 249.7877 | 230.3459 | 208.9837 | 232.162 | 214.7726 | 268.1003 | 256.8415 | 251.2977 | 256.833
NSW1 | Pumped Hydro | 1392.014 | 1518.7318 | 1426.4045 | 3045.6612 | 4705.4025 | 6392.9687 | 3957.1512 | 7822.8866 | 5432.7168 | 7571.5027 | 6897.1276 | 7186.6378 | 14996.0077 | 13693.8137 | 12458.3382 | 12667.574 | 11953.5152 | 12415.5706 | 11935.721 | 10677.0907 | 10105.7202 | 10138.0578 | 9383.2352 | 8942.2223 | 7299.0603 | 6857.8646 | 6214.2765
NSW1 | VPP | 2.429 | 4.2783 | 6.6944 | 9.8929 | 12.5499 | 15.2013 | 19.2988 | 23.3818 | 26.3803 | 29.9089 | 32.7007 | 35.3123 | 40.4644 | 43.7252 | 45.0634 | 47.1831 | 51.0504 | 49.7638 | 52.4255 | 52.2328 | 50.5661 | 54.2306 | 53.4385 | 51.7473 | 52.6836 | 55.0957 | 53.9196
Total excluding storage |  | 147866.1763 | 135199.4894 | 118125.9699 | 102850.5499 | 74279.4449 | 86528.1808 | 66547.6029 | 69209.2906 | 62363.7816 | 71349.2421 | 48776.8456 | 49043.411 | 52863.894 | 48038.9455 | 51384.8085 | 46418.5827 | 43296.2118 | 32452.1876 | 27908.2504 | 28680.4251 | 26418.2604 | 22803.4886 | 21205.4171 | 23049.9956 | 21894.0016 | 20428.2627 | 20727.5739
Region | Technology | 2023-24 | 2024-25 | 2025-26 | 2026-27 | 2027-28 | 2028-29 | 2029-30 | 2030-31 | 2031-32 | 2032-33 | 2033-34 | 2034-35 | 2035-36 | 2036-37 | 2037-38 | 2038-39 | 2039-40 | 2040-41 | 2041-42 | 2042-43 | 2043-44 | 2044-45 | 2045-46 | 2046-47 | 2047-48 | 2048-49 | 2049-50
QLD1 | Black Coal | 157593.1835 | 148754.9823 | 133837.6877 | 115309.8505 | 109303.7964 | 107850.3042 | 94805.3226 | 84701.4745 | 78129.2338 | 82879.2179 | 83241.3743 | 79797.6709 | 55887.1945 | 54246.4935 | 46209.5683 | 42757.9983 | 39753.2708 | 32566.0562 | 31484.8079 | 19001.8652 | 18181.0457 | 15742.2055 | 12385.4522 | 10060.0197 | 9259.6127 | 9057.3628 | 8674.0989
QLD1 | Brown Coal | 0 | 0 | 0 | 0 | 0 | 0 | 0 | 0 | 0 | 0 | 0 | 0 | 0 | 0 | 0 | 0 | 0 | 0 | 0 | 0 | 0 | 0 | 0 | 0 | 0 | 0 | 0
QLD1 | CCGT | 5387.146 | 5433.2286 | 5632.6369 | 5339.0638 | 4893.792 | 4613.3546 | 4166.8841 | 6079.963 | 4851.9606 | 8065.6056 | 16181.8088 | 17751.5981 | 20358.4523 | 15917.8795 | 17006.7888 | 14076.7847 | 11079.6827 | 9389.4527 | 7886.6699 | 9240.3446 | 9041.8638 | 7696.2039 | 3510.506 | 2053.41 | 1966.0335 | 1855.0774 | 1784.5195
QLD1 | Gas - Steam | 0 | 0 | 0 | 0 | 0 | 0 | 0 | 0 | 0 | 0 | 0 | 0 | 0 | 0 | 0 | 0 | 0 | 0 | 0 | 0 | 0 | 0 | 0 | 0 | 0 | 0 | 0
QLD1 | OCGT / Diesel | 1.1059 | 0.0012542 | 11.8963 | 17.5269 | 10.5104 | 16.021 | 0.0012412 | 237.9376 | 47.5764 | 501.3505 | 1564.234 | 2099.6527 | 4260.2453 | 7009.048 | 8865.0489 | 5769.2201 | 7274.0631 | 5601.864 | 2935.0044 | 5928.4729 | 5824.4143 | 5916.7174 | 7060.9734 | 5146.5476 | 6300.1708 | 7278.8767 | 6654.108
QLD1 | Hydro | 4664.694 | 4478.8872 | 4355.8007 | 3921.1909 | 3819.5944 | 3653.7544 | 3376.1248 | 3249.0373 | 3101.1009 | 2935.0996 | 2844.5235 | 2689.6412 | 2591.455 | 2444.4535 | 840.4903 | 813.0971 | 766.9161 | 647.8303 | 589.2333 | 0 | 0 | 0 | 0 | 0 | 0 | 0 | 0
QLD1 | Hydrogen Turbine | 0 | 0 | 0 | 0 | 0 | 0 | 0 | 0 | 0 | 0 | 0 | 0 | 0 | 0 | 0 | 0 | 0 | 0 | 0 | 0 | 0 | 0 | 0 | 0 | 0 | 0 | 0
QLD1 | Wind | 340.2755 | 298.8261 | 317.5535 | 467.7048 | 650.0483 | 759.4469 | 852.0838 | 840.3111 | 798.5591 | 746.2754 | 704.7699 | 735.8452 | 992.8338 | 1110.6065 | 1239.7606 | 1162.2148 | 1127.8344 | 1093.7944 | 1186.2754 | 1164.9652 | 1102.5956 | 998.475 | 1069.3355 | 1286.2367 | 1215.5643 | 1409.5064 | 1316.4249
QLD1 | Solar PV | 639.4093 | 603.471 | 631.7312 | 556.484 | 547.9924 | 471.0313 | 440.4728 | 451.8703 | 471.7442 | 441.1992 | 456.7827 | 427.7516 | 463.1743 | 454.4141 | 516.0521 | 548.4493 | 537.8331 | 656.7984 | 628.3632 | 791.3421 | 812.3106 | 767.9639 | 738.5087 | 849.3278 | 970.4342 | 1111.226 | 1257.697
QLD1 | Grid Battery | 5.044 | 4.8539 | 4.4622 | 4.3255 | 4.059 | 3.929 | 3.6965 | 3.5954 | 3.3055 | 3.154 | 43.6577 | 65.4181 | 238.3965 | 225.2937 | 388.3866 | 372.6833 | 369.2966 | 350.5251 | 441.1923 | 420.6538 | 427.7898 | 414.0008 | 391.9366 | 362.2323 | 374.9406 | 382.3887 | 476.216
QLD1 | Pumped Hydro | 3941.985 | 4615.4688 | 5305.3431 | 6150.8603 | 5568.5568 | 4459.0705 | 4909.0796 | 5266.0907 | 4793.2236 | 5194.4293 | 4924.6226 | 4459.1764 | 3417.3928 | 2642.5333 | 1650.3859 | 1796.6654 | 1683.0211 | 1897.9782 | 1566.2858 | 1945.4783 | 1713.3893 | 1830.0733 | 1633.313 | 1276.4847 | 1432.8656 | 1404.7448 | 1317.7906
QLD1 | VPP | 1.1471 | 1.7974 | 2.7535 | 4.2653 | 5.9464 | 8.1197 | 10.6946 | 13.1523 | 16.7329 | 21.345 | 24.3701 | 27.2112 | 30.3097 | 33.3823 | 35.0494 | 38.3518 | 41.0267 | 42.6164 | 45.8035 | 48.161 | 49.0702 | 49.6118 | 50.3139 | 48.1469 | 49.2537 | 48.0095 | 48.8779
Total excluding storage |  | 172573.9903 | 164191.5166 | 150099.8651 | 131771.2722 | 124804.2961 | 121835.0317 | 108564.3601 | 100843.4321 | 92213.4369 | 100787.6764 | 109986.1438 | 108053.9654 | 88239.4542 | 84084.1045 | 76751.531 | 67335.4647 | 62632.9446 | 52246.9158 | 46763.6357 | 38541.2831 | 37152.4791 | 33415.2517 | 26840.3394 | 21082.4057 | 21568.8754 | 22547.1924 | 21529.7328
Region | Technology | 2023-24 | 2024-25 | 2025-26 | 2026-27 | 2027-28 | 2028-29 | 2029-30 | 2030-31 | 2031-32 | 2032-33 | 2033-34 | 2034-35 | 2035-36 | 2036-37 | 2037-38 | 2038-39 | 2039-40 | 2040-41 | 2041-42 | 2042-43 | 2043-44 | 2044-45 | 2045-46 | 2046-47 | 2047-48 | 2048-49 | 2049-50
VIC1 | Black Coal | 0 | 0 | 0 | 0 | 0 | 0 | 0 | 0 | 0 | 0 | 0 | 0 | 0 | 0 | 0 | 0 | 0 | 0 | 0 | 0 | 0 | 0 | 0 | 0 | 0 | 0 | 0
VIC1 | Brown Coal | 108064.513 | 98965.191 | 96121.1565 | 89451.0215 | 86332.1475 | 58599.305 | 57276.285 | 52387.5015 | 48256.521 | 47706.0655 | 46616.4695 | 44643.8955 | 13590.944 | 13112.4685 | 13683.6645 | 12593.635 | 12054.9445 | 9605.297 | 9418.3745 | 9208.576 | 8653.5445 | 4927.4003 | 5280.827 | 7417.8696 | 0 | 0 | 0
VIC1 | CCGT | 0 | 0 | 0 | 0 | 0 | 0 | 0 | 0 | 0 | 0 | 0 | 0 | 0 | 0 | 0 | 0 | 0 | 0 | 0 | 0 | 0 | 0 | 0 | 0 | 0 | 0 | 0
VIC1 | Gas - Steam | 18.3133 | 22.7734 | 23.0431 | 40.3893 | 22.7177 | 162.7637 | 24.6492 | 70.5098 | 33.1771 | 87.1657 | 95.0091 | 223.2974 | 979.8424 | 1006.9392 | 1200.6386 | 969.2656 | 0 | 0 | 0 | 0 | 0 | 0 | 0 | 0 | 0 | 0 | 0
VIC1 | OCGT / Diesel | 96.7218 | 130.0894 | 59.5552 | 160.9059 | 115.4024 | 456.1646 | 46.2635 | 213.1709 | 158.0835 | 298.1266 | 226.9748 | 849.4757 | 2240.7197 | 1992.1218 | 3474.8933 | 2507.0711 | 7264.2418 | 4510.6212 | 4489.1082 | 3276.4879 | 5115.3615 | 4501.3354 | 4899.4237 | 6358.0988 | 5284.0782 | 7677.776 | 7697.8594
VIC1 | Hydro | 18076.0865 | 20740.5035 | 20200.8491 | 18162.3084 | 14395.5852 | 20492.2026 | 16228.1159 | 13269.7918 | 12533.0347 | 10859.0292 | 12620.0028 | 12277.9053 | 11116.554 | 8828.2454 | 12631.0502 | 9980.5164 | 8174.6487 | 7720.8151 | 6690.1446 | 7765.6121 | 7592.6097 | 6840.3787 | 5423.6779 | 7755.4986 | 7360.3289 | 6981.5584 | 6602.1772
VIC1 | Hydrogen Turbine | 0 | 0 | 0 | 0 | 0 | 0 | 0 | 0 | 0 | 0 | 0 | 0 | 0 | 0 | 0 | 0 | 0 | 0 | 0 | 0 | 0 | 0 | 0 | 0 | 0 | 0 | 0
VIC1 | Wind | 861.7499 | 805.1209 | 909.8236 | 866.0636 | 922.0045 | 837.3127 | 816.4067 | 752.5025 | 811.9176 | 674.0181 | 652.8525 | 703.0996 | 1001.8324 | 1073.9595 | 988.2247 | 1012.8736 | 930.7725 | 1049.0637 | 894.8469 | 915.2207 | 836.0882 | 809.2659 | 752.5844 | 702.5541 | 708.5371 | 641.6565 | 756.9382
VIC1 | Solar PV | 169.3789 | 146.1476 | 132.2014 | 127.3134 | 121.2315 | 120.5826 | 110.5851 | 106.3033 | 102.6893 | 100.4928 | 95.0055 | 89.4162 | 134.1451 | 127.2077 | 142.0372 | 138.6048 | 163.9397 | 144.5813 | 210.9799 | 198.3037 | 256.0389 | 297.5114 | 291.7539 | 255.4835 | 320.5009 | 342.9916 | 303.4307
VIC1 | Grid Battery | 16.0591 | 15.556 | 15.3514 | 14.6156 | 13.4024 | 12.6673 | 11.3204 | 11.0774 | 9.7776 | 10.0062 | 7.5414 | 6.6251 | 195.5865 | 182.2685 | 184.2899 | 172.8037 | 216.0971 | 200.9293 | 243.7911 | 222.5126 | 209.7106 | 207.9219 | 202.8113 | 178.829 | 216.3803 | 210.1877 | 180.1135
VIC1 | Pumped Hydro | 0 | 0 | 0.00010438 | 0.00010518 | 0.00010566 | 0.00010273 | 0.00010127 | 0.00011117 | 0.00010804 | 0.00013358 | 0.00016614 | 0.00016178 | 0.00016567 | 0.00016334 | 0.00021609 | 0.00021239 | 0.00020478 | 0.00020751 | 0.00055671 | 0.00054173 | 0.00050025 | 4.2939 | 4.1974 | 3.7213 | 23.254 | 49.8483 | 46.0752
VIC1 | VPP | 1.2445 | 2.0518 | 3.1305 | 5.0983 | 7.5739 | 9.5816 | 11.7429 | 14.0784 | 15.5783 | 20.0962 | 23.169 | 24.5834 | 25.9385 | 28.693 | 29.3534 | 32.1522 | 34.906 | 34.4308 | 36.6567 | 36.6798 | 36.6429 | 39.1796 | 39.9896 | 37.1627 | 36.911 | 37.4536 | 35.5663
Total excluding storage |  | 127304.0671 | 120827.4337 | 117465.1109 | 108827.7159 | 101930.0652 | 80690.5802 | 74525.3687 | 66824.9356 | 61920.7792 | 59755.0005 | 60337.0248 | 58818.2984 | 29285.5628 | 26351.9039 | 32334.1521 | 27406.9226 | 28839.5506 | 23265.7386 | 21983.9024 | 21623.3933 | 22699.9967 | 17627.287 | 16895.2651 | 22709.2177 | 13949.9905 | 15941.4721 | 15622.1606
Region | Technology | 2023-24 | 2024-25 | 2025-26 | 2026-27 | 2027-28 | 2028-29 | 2029-30 | 2030-31 | 2031-32 | 2032-33 | 2033-34 | 2034-35 | 2035-36 | 2036-37 | 2037-38 | 2038-39 | 2039-40 | 2040-41 | 2041-42 | 2042-43 | 2043-44 | 2044-45 | 2045-46 | 2046-47 | 2047-48 | 2048-49 | 2049-50
SA1 | Black Coal | 0 | 0 | 0 | 0 | 0 | 0 | 0 | 0 | 0 | 0 | 0 | 0 | 0 | 0 | 0 | 0 | 0 | 0 | 0 | 0 | 0 | 0 | 0 | 0 | 0 | 0 | 0
SA1 | Brown Coal | 0 | 0 | 0 | 0 | 0 | 0 | 0 | 0 | 0 | 0 | 0 | 0 | 0 | 0 | 0 | 0 | 0 | 0 | 0 | 0 | 0 | 0 | 0 | 0 | 0 | 0 | 0
SA1 | CCGT | 4461.755 | 3721.8655 | 3716.9445 | 458.4188 | 274.9479 | 1205.3981 | 419.729 | 728.517 | 373.9838 | 2015.4506 | 4601.2055 | 6016.578 | 5341.2275 | 5190.6805 | 0 | 0 | 0 | 0 | 0 | 0 | 0 | 0 | 0 | 0 | 0 | 0 | 0
SA1 | Gas - Steam | 89.5634 | 103.6827 | 130.0683 | 0 | 0 | 0 | 0 | 0 | 0 | 0 | 0 | 0 | 0 | 0 | 0 | 0 | 0 | 0 | 0 | 0 | 0 | 0 | 0 | 0 | 0 | 0 | 0
SA1 | OCGT / Diesel | 680.8593 | 856.1102 | 859.4352 | 244.9419 | 195.1123 | 647.8566 | 120.6377 | 346.6211 | 173.6849 | 796.1143 | 2410.1547 | 4407.7047 | 3728.7164 | 3698.9937 | 5132.3283 | 4144.6523 | 4872.754 | 3431.9576 | 3186.8271 | 3150.1487 | 4160.278 | 1263.6224 | 1149.9355 | 1036.4364 | 978.5532 | 1186.072 | 1096.0273
SA1 | Hydro | 0 | 0 | 0 | 0 | 0 | 0 | 0 | 0 | 0 | 0 | 0 | 0 | 0 | 0 | 0 | 0 | 0 | 0 | 0 | 0 | 0 | 0 | 0 | 0 | 0 | 0 | 0
SA1 | Hydrogen Turbine | 0 | 0 | 0 | 0 | 0 | 0 | 0 | 0 | 0 | 0 | 0 | 0 | 0 | 0 | 0 | 0 | 0 | 0 | 0 | 0 | 0 | 0 | 0 | 0 | 0 | 0 | 0
SA1 | Wind | 565.6788 | 538.097 | 491.4591 | 516.5537 | 490.288 | 439.9151 | 399.1569 | 365.4536 | 373.2136 | 316.7163 | 440.2661 | 398.9522 | 559.2909 | 527.6452 | 567.56 | 540.3133 | 492.6521 | 521.349 | 460.9473 | 466.0973 | 385.3359 | 428.0569 | 397.4387 | 446.6403 | 490.2273 | 491.7953 | 499.2715
SA1 | Solar PV | 100.7391 | 87.1427 | 82.8329 | 74.4689 | 73.0896 | 69.6933 | 63.7913 | 60.3619 | 59.2544 | 56.3434 | 52.9143 | 52.3273 | 52.8857 | 69.3152 | 99.83 | 93.803 | 92.3623 | 104.8494 | 155.1937 | 137.0163 | 177.9872 | 166.3311 | 167.7829 | 168.2424 | 171.3561 | 234.4142 | 237.1723
SA1 | Grid Battery | 17.0851 | 16.5783 | 15.4633 | 14.6543 | 13.4927 | 12.5786 | 11.6481 | 10.9585 | 10.1651 | 9.6629 | 9.1654 | 7.3562 | 65.3617 | 63.7316 | 101.5873 | 92.9562 | 89.7037 | 96.2434 | 146.2336 | 125.1574 | 131.852 | 164.2834 | 165.3439 | 140.3289 | 125.6434 | 170.376 | 147.6654
SA1 | Pumped Hydro | 0 | 0 | 8.7952e-05 | 8.5709e-05 | 8.3368e-05 | 8.5686e-05 | 8.2746e-05 | 8.7398e-05 | 8.4645e-05 | 0.0001044 | 0.00011127 | 0.00012587 | 0.0001725 | 0.00017031 | 0.00016142 | 0.00015605 | 0.00014926 | 0.00015328 | 0.00015677 | 0.00014522 | 0.0001585 | 0.00016732 | 0.00016192 | 0.00014834 | 0.00015859 | 0.00015515 | 0.00015234
SA1 | VPP | 5.0549 | 6.7494 | 7.8695 | 9.358 | 10.4722 | 11.5141 | 12.5794 | 13.6547 | 14.8723 | 16.2686 | 17.7366 | 18.3001 | 19.2651 | 20.5832 | 20.8958 | 21.0394 | 21.2878 | 20.1292 | 21.3385 | 20.8939 | 20.4052 | 20.3183 | 20.5063 | 19.5406 | 18.8442 | 19.5743 | 18.8114
Total excluding storage |  | 5920.7356 | 5330.2258 | 5304.0727 | 1318.3957 | 1057.4028 | 2386.9559 | 1027.5426 | 1525.567 | 1005.1743 | 3210.5563 | 7531.4426 | 10901.2186 | 9766.7476 | 9570.9495 | 5922.2015 | 4892.7644 | 5568.76 | 4174.5286 | 3970.5405 | 3899.3137 | 4875.8584 | 2042.6122 | 1901.0074 | 1811.1889 | 1784.6246 | 2102.2319 | 1998.948
Region | Technology | 2023-24 | 2024-25 | 2025-26 | 2026-27 | 2027-28 | 2028-29 | 2029-30 | 2030-31 | 2031-32 | 2032-33 | 2033-34 | 2034-35 | 2035-36 | 2036-37 | 2037-38 | 2038-39 | 2039-40 | 2040-41 | 2041-42 | 2042-43 | 2043-44 | 2044-45 | 2045-46 | 2046-47 | 2047-48 | 2048-49 | 2049-50
TAS1 | Black Coal | 0 | 0 | 0 | 0 | 0 | 0 | 0 | 0 | 0 | 0 | 0 | 0 | 0 | 0 | 0 | 0 | 0 | 0 | 0 | 0 | 0 | 0 | 0 | 0 | 0 | 0 | 0
TAS1 | Brown Coal | 0 | 0 | 0 | 0 | 0 | 0 | 0 | 0 | 0 | 0 | 0 | 0 | 0 | 0 | 0 | 0 | 0 | 0 | 0 | 0 | 0 | 0 | 0 | 0 | 0 | 0 | 0
TAS1 | CCGT | 0 | 0 | 0 | 0 | 0 | 0 | 0 | 0 | 0 | 0 | 0 | 0 | 0 | 0 | 0 | 0 | 0 | 0 | 0 | 0 | 0 | 0 | 0 | 0 | 0 | 0 | 0
TAS1 | Gas - Steam | 0 | 0 | 0 | 0 | 0 | 0 | 0 | 0 | 0 | 0 | 0 | 0 | 0 | 0 | 0 | 0 | 0 | 0 | 0 | 0 | 0 | 0 | 0 | 0 | 0 | 0 | 0
TAS1 | OCGT / Diesel | 0.00033658 | 0.00043329 | 0.00042909 | 0.00042716 | 0.00042492 | 0.00042743 | 0.00043822 | 3.1451 | 0.37345 | 14.0584 | 0.00057065 | 24.8575 | 55.711 | 17.0025 | 58.6594 | 32.5473 | 126.5561 | 7.8779 | 16.5411 | 5.3645 | 10.5678 | 13.5477 | 5.969 | 0.00041772 | 13.2678 | 34.8609 | 15.7872
TAS1 | Hydro | 64646.5402 | 53421.7222 | 43580.1878 | 39217.5449 | 33060.3894 | 39802.6176 | 43358.2915 | 40774.4503 | 39058.0957 | 37542.2082 | 44027.7323 | 41987.3357 | 38065.9426 | 32401.9453 | 32898.0361 | 29119.3244 | 27356.5502 | 24263.1102 | 22723.165 | 22924.2591 | 20911.9941 | 18605.3508 | 15765.9808 | 17417.1031 | 17171.4285 | 17637.6617 | 16177.2129
TAS1 | Hydrogen Turbine | 0 | 0 | 0 | 0 | 0 | 0 | 0 | 0 | 0 | 0 | 0 | 0 | 0 | 0 | 0 | 0 | 0 | 0 | 0 | 0 | 0 | 0 | 0 | 0 | 0 | 0 | 0
TAS1 | Wind | 163.5229 | 248.7894 | 303.2013 | 335.9302 | 357.6726 | 331.2556 | 377.5342 | 381.5787 | 434.9849 | 420.8534 | 419.2258 | 450.2364 | 576.251 | 594.0892 | 573.2279 | 527.3875 | 491.1194 | 505.2346 | 481.8567 | 437.9584 | 438.7901 | 419.4631 | 446.442 | 420.9166 | 420.4256 | 394.2137 | 403.1348
TAS1 | Solar PV | 0 | 6.5955e-06 | 5.9916e-06 | 6.2739e-06 | 7.0615e-06 | 5.9134e-06 | 6.3815e-06 | 7.8077e-06 | 7.3206e-06 | 8.9528e-06 | 1.1994e-05 | 1.2947e-05 | 2.9321e-05 | 2.7197e-05 | 2.4626e-05 | 2.3879e-05 | 2.6358e-05 | 2.2661e-05 | 3.2225e-05 | 5.4065e-05 | 0.00026215 | 1.6428 | 1.5185 | 1.2567 | 7.0237 | 6.9455 | 5.9887
TAS1 | Grid Battery | 0 | 9.3761e-05 | 0.00010404 | 0.00010305 | 9.8482e-05 | 9.3641e-05 | 9.8842e-05 | 9.9142e-05 | 0.00010202 | 0.00015582 | 0.00015893 | 0.00015665 | 0.00018179 | 0.00017654 | 0.00021318 | 0.00020838 | 0.00020573 | 0.00022586 | 0.00021699 | 0.00020073 | 0.0002009 | 0.00022321 | 0.00021272 | 0.00020827 | 0.00021828 | 0.00019505 | 0.00029589
TAS1 | Pumped Hydro | 0 | 0 | 0.00020107 | 0.00020408 | 0.00020784 | 0.00020703 | 0.00022894 | 0.00025012 | 0.00026872 | 0.0006902 | 7.7416 | 35.2827 | 107.5167 | 108.1383 | 114.6861 | 113.2058 | 112.0577 | 95.1391 | 88.7472 | 79.3506 | 88.4217 | 88.4391 | 81.4783 | 79.6579 | 70.398 | 62.9554 | 57.244
TAS1 | VPP | 0.013637 | 0.058192 | 0.13975 | 0.25771 | 0.41677 | 0.47811 | 1.0182 | 1.206 | 1.5159 | 1.9695 | 2.1033 | 2.1671 | 1.9155 | 2.014 | 2.2295 | 2.179 | 2.4133 | 2.2974 | 2.3015 | 2.3248 | 2.4968 | 2.3299 | 2.4659 | 2.5344 | 2.4885 | 2.3184 | 2.2291
Total excluding storage |  | 64810.0771 | 53670.5703 | 43883.5296 | 39553.7335 | 33418.4795 | 40134.352 | 43736.8447 | 41160.3805 | 39494.9703 | 37979.0904 | 44456.8038 | 42499.8796 | 38807.337 | 33123.1896 | 33646.8392 | 29794.6441 | 28088.6969 | 24873.6594 | 23312.6119 | 23449.2577 | 21452.271 | 19130.7738 | 16303.8548 | 17921.4694 | 17685.0323 | 18138.9559 | 16661.597
Explicitly modelled pumping
Region | Technology | 2023-24 | 2024-25 | 2025-26 | 2026-27 | 2027-28 | 2028-29 | 2029-30 | 2030-31 | 2031-32 | 2032-33 | 2033-34 | 2034-35 | 2035-36 | 2036-37 | 2037-38 | 2038-39 | 2039-40 | 2040-41 | 2041-42 | 2042-43 | 2043-44 | 2044-45 | 2045-46 | 2046-47 | 2047-48 | 2048-49 | 2049-50
NEM | Grid Battery pump | 48.5824 | 46.9413 | 44.7835 | 42.7109 | 39.386 | 36.8969 | 33.9207 | 32.5275 | 29.5949 | 28.8155 | 24.7612 | 21.1511 | 19.3291 | 16.999 | 15.3665 | 14.3509 | 13.746 | 12.4787 | 7.7936 | 7.3723 | 3.393 | 3.1899 | 2.9768 | 2.669 | 2.5163 | 2.4294 | 2.3224
NEM | Pumped Hydro Pump | 13624.5115 | 14760.3232 | 13444.9383 | 18589.0143 | 19345.3704 | 16542.8815 | 18222.6149 | 21203.2973 | 19715.194 | 21755.4807 | 20399.6039 | 19043.5555 | 28002.8787 | 26353.1955 | 21079.7814 | 22827.9074 | 21648.3472 | 22018.9019 | 20575.7026 | 20183.1688 | 17460.3241 | 18405.1363 | 17033.8397 | 15103.6746 | 12491.7189 | 12221.471 | 11161.8967
NEM | VPP pump | 11.6107 | 17.5709 | 24.2334 | 33.9538 | 43.5396 | 52.7662 | 65.1758 | 76.9542 | 88.5243 | 105.2695 | 117.7327 | 126.6373 | 138.5902 | 151.072 | 156.2016 | 165.9212 | 176.9362 | 176.0296 | 186.1708 | 188.7968 | 187.007 | 194.9143 | 196.4839 | 186.9854 | 188.636 | 190.9337 | 187.447
Region | Technology | 2023-24 | 2024-25 | 2025-26 | 2026-27 | 2027-28 | 2028-29 | 2029-30 | 2030-31 | 2031-32 | 2032-33 | 2033-34 | 2034-35 | 2035-36 | 2036-37 | 2037-38 | 2038-39 | 2039-40 | 2040-41 | 2041-42 | 2042-43 | 2043-44 | 2044-45 | 2045-46 | 2046-47 | 2047-48 | 2048-49 | 2049-50
NSW1 | Grid Battery pump | 3.3473 | 3.0456 | 2.8892 | 2.8545 | 2.5618 | 2.3404 | 2.1955 | 2.1699 | 1.9388 | 1.7523 | 1.5918 | 1.4429 | 1.4302 | 0 | 0 | 0 | 0 | 0 | 0 | 0 | 0 | 0 | 0 | 0 | 0 | 0 | 0
NSW1 | Pumped Hydro Pump | 8002.1015 | 8246.445 | 6117.5448 | 10104.0297 | 11653.4107 | 10387.4237 | 11444.9794 | 13923.6901 | 13085.6024 | 14610.6797 | 13850.7499 | 13103.5035 | 23502.2497 | 22900.3195 | 18938.3388 | 20519.9753 | 19483.3928 | 19539.9871 | 18559.444 | 17724.0238 | 15314.2055 | 16076.154 | 14959.339 | 13793.0557 | 11003.0247 | 10805.5724 | 9859.2377
NSW1 | VPP pump | 2.851 | 5.0336 | 7.8761 | 11.6392 | 14.7716 | 17.8785 | 22.7102 | 27.5045 | 31.1126 | 35.1131 | 38.4819 | 41.5955 | 47.5503 | 51.4445 | 53.1156 | 55.566 | 59.9133 | 58.7186 | 61.5117 | 61.4706 | 59.4853 | 63.7963 | 63.0179 | 60.738 | 62.0629 | 64.7442 | 63.4388
Region | Technology | 2023-24 | 2024-25 | 2025-26 | 2026-27 | 2027-28 | 2028-29 | 2029-30 | 2030-31 | 2031-32 | 2032-33 | 2033-34 | 2034-35 | 2035-36 | 2036-37 | 2037-38 | 2038-39 | 2039-40 | 2040-41 | 2041-42 | 2042-43 | 2043-44 | 2044-45 | 2045-46 | 2046-47 | 2047-48 | 2048-49 | 2049-50
QLD1 | Grid Battery pump | 5.989 | 5.7786 | 5.3222 | 5.1396 | 4.8322 | 4.6774 | 4.4007 | 4.2802 | 3.9451 | 3.7448 | 3.3744 | 3.1213 | 2.9325 | 2.8013 | 2.4977 | 2.4075 | 2.3168 | 2.1804 | 2.0903 | 1.9786 | 1.8489 | 1.745 | 1.6638 | 1.494 | 1.4644 | 1.3633 | 1.3395
QLD1 | Pumped Hydro Pump | 5622.41 | 6513.8782 | 7327.3935 | 8484.9845 | 7691.9597 | 6155.4578 | 6777.6355 | 7279.6072 | 6629.5916 | 7144.801 | 6548.854 | 5940.052 | 4500.629 | 3452.876 | 2141.4426 | 2307.9321 | 2164.9544 | 2478.9148 | 2016.2586 | 2459.145 | 2146.1186 | 2328.9823 | 2074.5007 | 1310.6189 | 1488.6942 | 1415.8986 | 1302.659
QLD1 | VPP pump | 1.346 | 2.1147 | 3.2473 | 5.0105 | 6.996 | 9.553 | 12.5824 | 15.474 | 19.7344 | 25.065 | 28.6724 | 32.0341 | 35.6417 | 39.2739 | 41.3508 | 45.0333 | 48.2449 | 50.2135 | 53.9076 | 56.6672 | 57.6607 | 58.3747 | 59.1699 | 56.7696 | 57.8265 | 56.5851 | 57.4071
Region | Technology | 2023-24 | 2024-25 | 2025-26 | 2026-27 | 2027-28 | 2028-29 | 2029-30 | 2030-31 | 2031-32 | 2032-33 | 2033-34 | 2034-35 | 2035-36 | 2036-37 | 2037-38 | 2038-39 | 2039-40 | 2040-41 | 2041-42 | 2042-43 | 2043-44 | 2044-45 | 2045-46 | 2046-47 | 2047-48 | 2048-49 | 2049-50
VIC1 | Grid Battery pump | 19.0776 | 18.5206 | 18.2894 | 17.3863 | 15.9961 | 15.0405 | 13.5133 | 13.1518 | 11.6729 | 11.9044 | 8.9549 | 7.8967 | 6.7492 | 6.2832 | 5.5916 | 5.2026 | 5.0419 | 4.5724 | 0 | 0 | 0 | 0 | 0 | 0 | 0 | 0 | 0
VIC1 | Pumped Hydro Pump | 0 | 0 | 0 | 0 | 0 | 0 | 0 | 0 | 0 | 0 | 0 | 0 | 0 | 0 | 0 | 0 | 0 | 0 | 0 | 0 | 0 | 0 | 0 | 0 | 0 | 0 | 0
VIC1 | VPP pump | 1.4607 | 2.414 | 3.6904 | 5.991 | 8.9303 | 11.2536 | 13.8479 | 16.5315 | 18.373 | 23.6483 | 27.2432 | 28.9216 | 30.4854 | 33.7584 | 34.5356 | 37.935 | 40.9619 | 40.6311 | 43.0068 | 43.2873 | 42.9807 | 46.0966 | 47.1884 | 43.585 | 43.5691 | 43.9248 | 41.8458
Region | Technology | 2023-24 | 2024-25 | 2025-26 | 2026-27 | 2027-28 | 2028-29 | 2029-30 | 2030-31 | 2031-32 | 2032-33 | 2033-34 | 2034-35 | 2035-36 | 2036-37 | 2037-38 | 2038-39 | 2039-40 | 2040-41 | 2041-42 | 2042-43 | 2043-44 | 2044-45 | 2045-46 | 2046-47 | 2047-48 | 2048-49 | 2049-50
SA1 | Grid Battery pump | 20.1685 | 19.5965 | 18.2826 | 17.3304 | 15.9959 | 14.8386 | 13.8113 | 12.9255 | 12.0381 | 11.414 | 10.8401 | 8.6902 | 8.2172 | 7.9144 | 7.2772 | 6.7408 | 6.3874 | 5.7259 | 5.7033 | 5.3937 | 1.5441 | 1.4449 | 1.313 | 1.1749 | 1.0519 | 1.0661 | 0.98296
SA1 | Pumped Hydro Pump | 0 | 0 | 0 | 0 | 0 | 0 | 0 | 0 | 0 | 0 | 0 | 0 | 0 | 0 | 0 | 0 | 0 | 0 | 0 | 0 | 0 | 0 | 0 | 0 | 0 | 0 | 0
SA1 | VPP pump | 5.9371 | 7.9402 | 9.2553 | 11.01 | 12.3494 | 13.518 | 14.8366 | 16.0287 | 17.5161 | 19.1251 | 20.866 | 21.5294 | 22.6661 | 24.217 | 24.5848 | 24.8225 | 24.9774 | 23.7525 | 25.0363 | 24.6385 | 23.9518 | 23.9054 | 24.1942 | 22.923 | 22.2374 | 22.9639 | 22.1325
Region | Technology | 2023-24 | 2024-25 | 2025-26 | 2026-27 | 2027-28 | 2028-29 | 2029-30 | 2030-31 | 2031-32 | 2032-33 | 2033-34 | 2034-35 | 2035-36 | 2036-37 | 2037-38 | 2038-39 | 2039-40 | 2040-41 | 2041-42 | 2042-43 | 2043-44 | 2044-45 | 2045-46 | 2046-47 | 2047-48 | 2048-49 | 2049-50
TAS1 | Grid Battery pump | 0 | 0 | 0 | 0 | 0 | 0 | 0 | 0 | 0 | 0 | 0 | 0 | 0 | 0 | 0 | 0 | 0 | 0 | 0 | 0 | 0 | 0 | 0 | 0 | 0 | 0 | 0
TAS1 | Pumped Hydro Pump | 0 | 0 | 0 | 0 | 0 | 0 | 0 | 0 | 0 | 0 | 0 | 0 | 0 | 0 | 0 | 0 | 0 | 0 | 0 | 0 | 0 | 0 | 0 | 0 | 0 | 0 | 0
TAS1 | VPP pump | 0.015892 | 0.068368 | 0.1643 | 0.30322 | 0.49234 | 0.56308 | 1.1987 | 1.4156 | 1.7881 | 2.318 | 2.4691 | 2.5568 | 2.2466 | 2.3782 | 2.6147 | 2.5643 | 2.8386 | 2.7139 | 2.7084 | 2.7332 | 2.9285 | 2.7413 | 2.9135 | 2.9698 | 2.9401 | 2.7156 | 2.6227

## BaseCase_FOM Cost
FOM cost by technology ($000s) - BaseCase, Progressive Change Scenario
FOM | Real June 2021 dollars discounted to 1 July 2021. For new entrant capacity, the FOM is incurred annually in modelling. For existing capacity, FOM is considered to be a sunk cost, since the fixed retirement dates are assumed to be the same in the Base Case and the option case.
Explicitly modelled generation
Region | Technology | 2023-24 | 2024-25 | 2025-26 | 2026-27 | 2027-28 | 2028-29 | 2029-30 | 2030-31 | 2031-32 | 2032-33 | 2033-34 | 2034-35 | 2035-36 | 2036-37 | 2037-38 | 2038-39 | 2039-40 | 2040-41 | 2041-42 | 2042-43 | 2043-44 | 2044-45 | 2045-46 | 2046-47 | 2047-48 | 2048-49 | 2049-50
NEM | Black Coal | 0 | 0 | 0 | 0 | 0 | 0 | 0 | 0 | 0 | 0 | 0 | 0 | 0 | 0 | 0 | 0 | 0 | 0 | 0 | 0 | 0 | 0 | 0 | 0 | 0 | 0 | 0
NEM | Brown Coal | 0 | 0 | 0 | 0 | 0 | 0 | 0 | 0 | 0 | 0 | 0 | 0 | 0 | 0 | 0 | 0 | 0 | 0 | 0 | 0 | 0 | 0 | 0 | 0 | 0 | 0 | 0
NEM | CCGT | 0 | 0 | 0 | 0 | 0 | 0 | 0 | 0 | 0 | 0 | 0 | 0 | 0 | 0 | 0 | 0 | 0 | 0 | 0 | 0 | 0 | 0 | 0 | 0 | 0 | 0 | 0
NEM | Gas - Steam | 0 | 0 | 0 | 0 | 0 | 0 | 0 | 0 | 0 | 0 | 0 | 0 | 0 | 0 | 0 | 0 | 0 | 0 | 0 | 0 | 0 | 0 | 0 | 0 | 0 | 0 | 0
NEM | OCGT / Diesel | 0 | 2299.4447 | 5550.3624 | 5261.007 | 5543.7769 | 5240.0234 | 4966.8469 | 7946.6723 | 7552.4736 | 7874.8617 | 9421.2908 | 14645.7878 | 18072.4769 | 17082.2528 | 16191.7092 | 15347.5916 | 14586.2665 | 13787.0583 | 15582.7456 | 14770.375 | 15316.5224 | 21354.8196 | 20241.5352 | 23935.4168 | 23151.9339 | 33641.2775 | 33533.9533
NEM | Hydro | 0 | 0 | 0 | 0 | 0 | 0 | 0 | 0 | 0 | 0 | 0 | 0 | 0 | 0 | 0 | 0 | 0 | 0 | 0 | 0 | 0 | 0 | 0 | 0 | 0 | 0 | 0
NEM | Hydrogen Turbine | 0 | 0 | 0 | 0 | 0 | 0 | 0 | 0 | 0 | 0 | 0 | 0 | 0 | 0 | 0 | 0 | 0 | 0 | 0 | 0 | 0 | 0 | 0 | 0 | 0 | 0 | 0
NEM | Wind | 0 | 21556.9442 | 54656.134 | 91041.4989 | 125373.1345 | 157567.361 | 183453.1139 | 175967.8989 | 169512.5037 | 162373.6242 | 183658.8603 | 193441.4127 | 259800.2546 | 271439.6533 | 297998.1595 | 309360.5101 | 297356.7118 | 308941.5614 | 318475.8992 | 322180.31 | 317617.4799 | 305871.9679 | 309909.1871 | 340343.6538 | 343853.9915 | 359537.2001 | 389318.3854
NEM | Solar PV | 0 | 0.013185 | 0.01845 | 0.025362 | 544.4052 | 3767.2952 | 10639.2646 | 10084.6119 | 9584.3601 | 9059.2173 | 31285.2302 | 33603.5608 | 49123.4772 | 51303.0654 | 74768.6062 | 70870.717 | 69834.9712 | 92154.6648 | 102619.978 | 121926.8423 | 142088.1601 | 139822.7168 | 139654.3104 | 178040.1596 | 187487.7488 | 208650.1092 | 230544.1811
NEM | Grid Battery | 0 | 0.024803 | 0.035282 | 0.034072 | 0.040359 | 2373.0566 | 2671.0917 | 2531.8436 | 2406.2507 | 7350.2168 | 21226.7715 | 21459.8148 | 46793.5067 | 44229.6054 | 58890.7571 | 55820.623 | 56780.0746 | 56370.0687 | 71804.2652 | 68060.9154 | 67652.481 | 68490.1713 | 64919.5939 | 69653.7467 | 71792.3351 | 73088.3252 | 76670.7109
NEM | Pumped Hydro | 0 | 0 | 7708.1778 | 7306.3304 | 17649.0578 | 19635.5753 | 19136.837 | 18139.1859 | 17239.383 | 16294.822 | 20096.783 | 20040.6591 | 22973.8256 | 21715.0478 | 21521.1152 | 20399.1614 | 19387.2506 | 18324.9881 | 17369.7003 | 18115.2071 | 17622.0763 | 18092.6381 | 17149.4201 | 24249.295 | 23749.0441 | 25296.7189 | 23977.9327
NEM | VPP | 0 | 0 | 0 | 0 | 0 | 0 | 0 | 0 | 0 | 0 | 0 | 0 | 0 | 0 | 0 | 0 | 0 | 0 | 0 | 0 | 0 | 0 | 0 | 0 | 0 | 0 | 0
Total excluding storage |  | 0 | 23856.4269 | 67914.7279 | 103608.8958 | 149110.4148 | 188583.3116 | 220867.1542 | 214670.2127 | 206294.9711 | 202952.742 | 265688.9358 | 283191.2353 | 396763.541 | 405769.6246 | 469370.3471 | 471798.6031 | 457945.2748 | 489578.3413 | 525852.5884 | 545053.6498 | 560296.7196 | 553632.3137 | 551874.0467 | 636222.2719 | 650035.0534 | 700213.6308 | 754045.1634
Region | Technology | 2023-24 | 2024-25 | 2025-26 | 2026-27 | 2027-28 | 2028-29 | 2029-30 | 2030-31 | 2031-32 | 2032-33 | 2033-34 | 2034-35 | 2035-36 | 2036-37 | 2037-38 | 2038-39 | 2039-40 | 2040-41 | 2041-42 | 2042-43 | 2043-44 | 2044-45 | 2045-46 | 2046-47 | 2047-48 | 2048-49 | 2049-50
NSW1 | Black Coal | 0 | 0 | 0 | 0 | 0 | 0 | 0 | 0 | 0 | 0 | 0 | 0 | 0 | 0 | 0 | 0 | 0 | 0 | 0 | 0 | 0 | 0 | 0 | 0 | 0 | 0 | 0
NSW1 | Brown Coal | 0 | 0 | 0 | 0 | 0 | 0 | 0 | 0 | 0 | 0 | 0 | 0 | 0 | 0 | 0 | 0 | 0 | 0 | 0 | 0 | 0 | 0 | 0 | 0 | 0 | 0 | 0
NSW1 | CCGT | 0 | 0 | 0 | 0 | 0 | 0 | 0 | 0 | 0 | 0 | 0 | 0 | 0 | 0 | 0 | 0 | 0 | 0 | 0 | 0 | 0 | 0 | 0 | 0 | 0 | 0 | 0
NSW1 | Gas - Steam | 0 | 0 | 0 | 0 | 0 | 0 | 0 | 0 | 0 | 0 | 0 | 0 | 0 | 0 | 0 | 0 | 0 | 0 | 0 | 0 | 0 | 0 | 0 | 0 | 0 | 0 | 0
NSW1 | OCGT / Diesel | 0 | 2299.442 | 5550.3598 | 5261.0046 | 5543.7745 | 5240.0209 | 4966.8445 | 7946.6697 | 7552.471 | 7874.859 | 9421.2849 | 8930.1279 | 8487.1443 | 8022.1181 | 7603.9034 | 7207.4914 | 6849.9601 | 6474.6383 | 6137.0979 | 5817.1544 | 5528.5915 | 5225.6698 | 4953.2416 | 5546.6685 | 5271.5232 | 7848.9447 | 7439.7581
NSW1 | Hydro | 0 | 0 | 0 | 0 | 0 | 0 | 0 | 0 | 0 | 0 | 0 | 0 | 0 | 0 | 0 | 0 | 0 | 0 | 0 | 0 | 0 | 0 | 0 | 0 | 0 | 0 | 0
NSW1 | Hydrogen Turbine | 0 | 0 | 0 | 0 | 0 | 0 | 0 | 0 | 0 | 0 | 0 | 0 | 0 | 0 | 0 | 0 | 0 | 0 | 0 | 0 | 0 | 0 | 0 | 0 | 0 | 0 | 0
NSW1 | Wind | 0 | 16261.9125 | 36761.6115 | 61036.5985 | 80907.5679 | 100158.1199 | 114621.1161 | 108645.6077 | 103256.1867 | 97598.5913 | 108381.7261 | 107674.2528 | 108304.1147 | 105600.5747 | 104835.8555 | 120177.6381 | 114216.1664 | 117475.3477 | 122319.8725 | 118734.0054 | 120888.5498 | 115642.2421 | 116463.5056 | 117004.4182 | 121093.5631 | 121590.8248 | 125027.6223
NSW1 | Solar PV | 0 | 0.0040918 | 0.0058456 | 0.0092162 | 544.3879 | 3767.2777 | 10639.2446 | 10084.5921 | 9584.3407 | 9059.1973 | 31285.2088 | 33603.5358 | 43139.7754 | 41786.6451 | 44224.7407 | 41919.1856 | 39839.7629 | 50850.0507 | 51092.6287 | 55484.4753 | 57562.9954 | 54409.0136 | 54946.9387 | 64349.235 | 61365.846 | 63934.5389 | 74189.0716
NSW1 | Grid Battery | 0 | 0.013082 | 0.023049 | 0.022182 | 0.029057 | 2373.0454 | 2671.0805 | 2531.831 | 2406.2383 | 7350.1932 | 18675.0631 | 17701.4824 | 16823.392 | 15901.6079 | 15072.6171 | 14286.8409 | 13578.135 | 12834.1662 | 16205.9037 | 15361.0463 | 14599.0539 | 14769.3289 | 13999.364 | 19295.219 | 18338.0699 | 17333.3019 | 17696.0799
NSW1 | Pumped Hydro | 0 | 0 | 7708.1663 | 7306.3188 | 17649.0461 | 19635.563 | 19136.8243 | 18139.1701 | 17239.3673 | 16294.7908 | 15445.3288 | 14640.1221 | 13913.8913 | 13151.5238 | 12465.8993 | 11816.0183 | 11229.8787 | 10614.5731 | 10061.2068 | 9536.6889 | 9063.6166 | 9847.8463 | 9334.4514 | 8847.8217 | 8408.921 | 7948.1809 | 7533.8207
NSW1 | VPP | 0 | 0 | 0 | 0 | 0 | 0 | 0 | 0 | 0 | 0 | 0 | 0 | 0 | 0 | 0 | 0 | 0 | 0 | 0 | 0 | 0 | 0 | 0 | 0 | 0 | 0 | 0
Total excluding storage |  | 0 | 18561.3717 | 50020.1665 | 73603.9533 | 104644.8055 | 131174.0269 | 152035.11 | 147347.8705 | 140038.6041 | 138177.6317 | 183208.6117 | 182549.521 | 190668.3178 | 184462.4696 | 184203.0161 | 195407.1743 | 185713.9031 | 198248.7761 | 205816.7095 | 204933.3703 | 207642.8071 | 199894.1008 | 199697.5013 | 215043.3625 | 214477.9233 | 218655.7912 | 231886.3527
Region | Technology | 2023-24 | 2024-25 | 2025-26 | 2026-27 | 2027-28 | 2028-29 | 2029-30 | 2030-31 | 2031-32 | 2032-33 | 2033-34 | 2034-35 | 2035-36 | 2036-37 | 2037-38 | 2038-39 | 2039-40 | 2040-41 | 2041-42 | 2042-43 | 2043-44 | 2044-45 | 2045-46 | 2046-47 | 2047-48 | 2048-49 | 2049-50
QLD1 | Black Coal | 0 | 0 | 0 | 0 | 0 | 0 | 0 | 0 | 0 | 0 | 0 | 0 | 0 | 0 | 0 | 0 | 0 | 0 | 0 | 0 | 0 | 0 | 0 | 0 | 0 | 0 | 0
QLD1 | Brown Coal | 0 | 0 | 0 | 0 | 0 | 0 | 0 | 0 | 0 | 0 | 0 | 0 | 0 | 0 | 0 | 0 | 0 | 0 | 0 | 0 | 0 | 0 | 0 | 0 | 0 | 0 | 0
QLD1 | CCGT | 0 | 0 | 0 | 0 | 0 | 0 | 0 | 0 | 0 | 0 | 0 | 0 | 0 | 0 | 0 | 0 | 0 | 0 | 0 | 0 | 0 | 0 | 0 | 0 | 0 | 0 | 0
QLD1 | Gas - Steam | 0 | 0 | 0 | 0 | 0 | 0 | 0 | 0 | 0 | 0 | 0 | 0 | 0 | 0 | 0 | 0 | 0 | 0 | 0 | 0 | 0 | 0 | 0 | 0 | 0 | 0 | 0
QLD1 | OCGT / Diesel | 0 | 0.00066823 | 0.00063339 | 0.00060169 | 0.00058927 | 0.00071773 | 0.00068347 | 0.00089443 | 0.00085209 | 0.00081022 | 0.0040276 | 5715.6578 | 6336.8005 | 5989.5956 | 5677.3419 | 5381.3667 | 5114.4212 | 4834.1927 | 4582.1732 | 4343.2922 | 4127.8409 | 3901.669 | 3698.2644 | 7402.9386 | 7035.7121 | 14070.6358 | 13337.0956
QLD1 | Hydro | 0 | 0 | 0 | 0 | 0 | 0 | 0 | 0 | 0 | 0 | 0 | 0 | 0 | 0 | 0 | 0 | 0 | 0 | 0 | 0 | 0 | 0 | 0 | 0 | 0 | 0 | 0
QLD1 | Hydrogen Turbine | 0 | 0 | 0 | 0 | 0 | 0 | 0 | 0 | 0 | 0 | 0 | 0 | 0 | 0 | 0 | 0 | 0 | 0 | 0 | 0 | 0 | 0 | 0 | 0 | 0 | 0 | 0
QLD1 | Wind | 0 | 0.015176 | 0.014385 | 10664.6295 | 23824.02 | 35761.8923 | 46287.7919 | 43874.6843 | 41698.2581 | 39413.5343 | 37358.8213 | 41014.4187 | 62753.4494 | 68654.6521 | 85185.2734 | 80744.335 | 76738.9709 | 78890.4073 | 87899.7476 | 93392.472 | 90450.7237 | 85547.9309 | 88454.4353 | 109494.5659 | 104692.329 | 121557.6702 | 117881.4499
QLD1 | Solar PV | 0 | 0.0030507 | 0.0029089 | 0.0068518 | 0.0079643 | 0.0083338 | 0.011081 | 0.010515 | 0.010012 | 0.0094823 | 0.0090085 | 0.0085552 | 2376.4584 | 4759.0639 | 19275.0627 | 18270.2016 | 17363.8989 | 27368.0595 | 26976.1716 | 42952.6135 | 48893.3098 | 46214.3559 | 46278.0744 | 71062.7013 | 76075.875 | 87409.447 | 98904.6764
QLD1 | Grid Battery | 0 | 0.0027468 | 0.0030365 | 0.0030094 | 0.002862 | 0.0030273 | 0.0028969 | 0.00389 | 0.0037121 | 0.0069564 | 2551.6888 | 3758.3084 | 13468.7233 | 12730.7473 | 24696.1201 | 23408.6447 | 22247.4469 | 21028.4686 | 26760.0884 | 25365.0131 | 26311.5612 | 24869.9026 | 23573.3675 | 24437.3308 | 23225.1046 | 24111.8315 | 28981.0839
QLD1 | Pumped Hydro | 0 | 0 | 0.0025444 | 0.0026921 | 0.0026734 | 0.0030676 | 0.0029363 | 0.0049537 | 0.0047168 | 0.0065956 | 4404.9889 | 4175.3452 | 3968.2251 | 3750.7988 | 3555.2595 | 3369.9143 | 3202.748 | 3027.2635 | 2869.4444 | 4370.8886 | 4154.0684 | 3926.4594 | 3721.7625 | 11521.6569 | 10950.1193 | 12265.4322 | 11626.0021
QLD1 | VPP | 0 | 0 | 0 | 0 | 0 | 0 | 0 | 0 | 0 | 0 | 0 | 0 | 0 | 0 | 0 | 0 | 0 | 0 | 0 | 0 | 0 | 0 | 0 | 0 | 0 | 0 | 0
Total excluding storage |  | 0 | 0.021642 | 0.023508 | 10664.6426 | 23824.0341 | 35761.9075 | 46287.8095 | 43874.7045 | 41698.2774 | 39413.5582 | 44315.5121 | 54663.7386 | 88903.6566 | 95884.8576 | 138389.0576 | 131174.4623 | 124667.4859 | 135148.3918 | 149087.6251 | 170424.2793 | 173937.504 | 164460.3178 | 165725.9041 | 223919.1935 | 221979.1399 | 259415.0166 | 270730.3079
Region | Technology | 2023-24 | 2024-25 | 2025-26 | 2026-27 | 2027-28 | 2028-29 | 2029-30 | 2030-31 | 2031-32 | 2032-33 | 2033-34 | 2034-35 | 2035-36 | 2036-37 | 2037-38 | 2038-39 | 2039-40 | 2040-41 | 2041-42 | 2042-43 | 2043-44 | 2044-45 | 2045-46 | 2046-47 | 2047-48 | 2048-49 | 2049-50
VIC1 | Black Coal | 0 | 0 | 0 | 0 | 0 | 0 | 0 | 0 | 0 | 0 | 0 | 0 | 0 | 0 | 0 | 0 | 0 | 0 | 0 | 0 | 0 | 0 | 0 | 0 | 0 | 0 | 0
VIC1 | Brown Coal | 0 | 0 | 0 | 0 | 0 | 0 | 0 | 0 | 0 | 0 | 0 | 0 | 0 | 0 | 0 | 0 | 0 | 0 | 0 | 0 | 0 | 0 | 0 | 0 | 0 | 0 | 0
VIC1 | CCGT | 0 | 0 | 0 | 0 | 0 | 0 | 0 | 0 | 0 | 0 | 0 | 0 | 0 | 0 | 0 | 0 | 0 | 0 | 0 | 0 | 0 | 0 | 0 | 0 | 0 | 0 | 0
VIC1 | Gas - Steam | 0 | 0 | 0 | 0 | 0 | 0 | 0 | 0 | 0 | 0 | 0 | 0 | 0 | 0 | 0 | 0 | 0 | 0 | 0 | 0 | 0 | 0 | 0 | 0 | 0 | 0 | 0
VIC1 | OCGT / Diesel | 0 | 0.00074459 | 0.00070577 | 0.00066897 | 0.00063579 | 0.00060766 | 0.00058445 | 0.0005956 | 0.00058499 | 0.00061206 | 0.00062036 | 0.00068466 | 3248.5271 | 3070.5344 | 2910.4591 | 2758.729 | 2621.8809 | 2478.2232 | 4863.4705 | 4609.9246 | 4381.247 | 10224.6726 | 9691.6328 | 9186.3818 | 9134.5323 | 10105.2333 | 10630.4221
VIC1 | Hydro | 0 | 0 | 0 | 0 | 0 | 0 | 0 | 0 | 0 | 0 | 0 | 0 | 0 | 0 | 0 | 0 | 0 | 0 | 0 | 0 | 0 | 0 | 0 | 0 | 0 | 0 | 0
VIC1 | Hydrogen Turbine | 0 | 0 | 0 | 0 | 0 | 0 | 0 | 0 | 0 | 0 | 0 | 0 | 0 | 0 | 0 | 0 | 0 | 0 | 0 | 0 | 0 | 0 | 0 | 0 | 0 | 0 | 0
VIC1 | Wind | 0 | 0.0095422 | 10366.0714 | 9825.6624 | 9338.2556 | 8826.5959 | 8366.4418 | 7930.2768 | 7536.8916 | 7123.9319 | 6752.5446 | 13081.746 | 37114.3305 | 44617.3381 | 48464.1021 | 50583.3785 | 48817.7911 | 54671.1734 | 52205.5329 | 54893.7477 | 52992.2419 | 51654.3799 | 51192.1717 | 53121.0433 | 51863.1706 | 49335.3847 | 81995.7254
VIC1 | Solar PV | 0 | 0.0021419 | 0.0059933 | 0.0056862 | 0.0054132 | 0.0051265 | 0.0048605 | 0.0046166 | 0.0043946 | 0.0041619 | 0.0041799 | 0.0047231 | 3607.1672 | 3409.5241 | 6352.5276 | 6021.3533 | 8171.9275 | 7724.1789 | 13451.3481 | 12968.5846 | 19941.4986 | 23564.1042 | 23609.1617 | 24502.9156 | 30798.9601 | 31920.1668 | 31580.7569
VIC1 | Grid Battery | 0 | 0.0032561 | 0.0031021 | 0.0029869 | 0.0028388 | 0.0028689 | 0.0027889 | 0.0029527 | 0.0028584 | 0.0053818 | 0.0065946 | 0.0074737 | 13006.4939 | 12293.8443 | 13272.5771 | 12580.6418 | 15685.0345 | 15917.5993 | 19813.9386 | 18780.9845 | 17849.3442 | 16871.3461 | 15991.7972 | 15158.1017 | 19679.9554 | 18601.6547 | 17631.9002
VIC1 | Pumped Hydro | 0 | 0 | 0.0023046 | 0.0023124 | 0.0023247 | 0.0023824 | 0.0023234 | 0.0026027 | 0.0024943 | 0.0033237 | 0.0044885 | 0.0044497 | 0.0050738 | 0.0048164 | 0.0069486 | 0.0066131 | 0.0063285 | 0.0061892 | 0.018019 | 0.017089 | 0.01625 | 139.0831 | 131.8324 | 124.9596 | 821.4081 | 1710.0399 | 1620.8909
VIC1 | VPP | 0 | 0 | 0 | 0 | 0 | 0 | 0 | 0 | 0 | 0 | 0 | 0 | 0 | 0 | 0 | 0 | 0 | 0 | 0 | 0 | 0 | 0 | 0 | 0 | 0 | 0 | 0
Total excluding storage |  | 0 | 0.015685 | 10366.0835 | 9825.674 | 9338.2668 | 8826.6069 | 8366.4524 | 7930.2875 | 7536.9019 | 7123.9454 | 6752.5605 | 13081.7634 | 56976.5238 | 63391.2456 | 70999.6729 | 71944.1093 | 75296.6402 | 80791.1809 | 90334.3081 | 91253.2584 | 95164.3479 | 102453.5858 | 100616.5958 | 102093.4019 | 112298.0264 | 111672.4793 | 143459.6955
Region | Technology | 2023-24 | 2024-25 | 2025-26 | 2026-27 | 2027-28 | 2028-29 | 2029-30 | 2030-31 | 2031-32 | 2032-33 | 2033-34 | 2034-35 | 2035-36 | 2036-37 | 2037-38 | 2038-39 | 2039-40 | 2040-41 | 2041-42 | 2042-43 | 2043-44 | 2044-45 | 2045-46 | 2046-47 | 2047-48 | 2048-49 | 2049-50
SA1 | Black Coal | 0 | 0 | 0 | 0 | 0 | 0 | 0 | 0 | 0 | 0 | 0 | 0 | 0 | 0 | 0 | 0 | 0 | 0 | 0 | 0 | 0 | 0 | 0 | 0 | 0 | 0 | 0
SA1 | Brown Coal | 0 | 0 | 0 | 0 | 0 | 0 | 0 | 0 | 0 | 0 | 0 | 0 | 0 | 0 | 0 | 0 | 0 | 0 | 0 | 0 | 0 | 0 | 0 | 0 | 0 | 0 | 0
SA1 | CCGT | 0 | 0 | 0 | 0 | 0 | 0 | 0 | 0 | 0 | 0 | 0 | 0 | 0 | 0 | 0 | 0 | 0 | 0 | 0 | 0 | 0 | 0 | 0 | 0 | 0 | 0 | 0
SA1 | Gas - Steam | 0 | 0 | 0 | 0 | 0 | 0 | 0 | 0 | 0 | 0 | 0 | 0 | 0 | 0 | 0 | 0 | 0 | 0 | 0 | 0 | 0 | 0 | 0 | 0 | 0 | 0 | 0
SA1 | OCGT / Diesel | 0 | 0.0006694 | 0.00063451 | 0.00060245 | 0.00059126 | 0.00060292 | 0.00058744 | 0.00060916 | 0.00059981 | 0.00063789 | 0.00064518 | 0.00087729 | 0.0039144 | 0.003703 | 0.0035277 | 0.0033438 | 0.0031812 | 0.003008 | 0.0028523 | 0.0027047 | 1278.8415 | 2002.8066 | 1898.3948 | 1799.4264 | 1710.1649 | 1616.4622 | 2126.6762
SA1 | Hydro | 0 | 0 | 0 | 0 | 0 | 0 | 0 | 0 | 0 | 0 | 0 | 0 | 0 | 0 | 0 | 0 | 0 | 0 | 0 | 0 | 0 | 0 | 0 | 0 | 0 | 0 | 0
SA1 | Hydrogen Turbine | 0 | 0 | 0 | 0 | 0 | 0 | 0 | 0 | 0 | 0 | 0 | 0 | 0 | 0 | 0 | 0 | 0 | 0 | 0 | 0 | 0 | 0 | 0 | 0 | 0 | 0 | 0
SA1 | Wind | 0 | 0.012603 | 0.011946 | 0.012532 | 0.012164 | 0.013441 | 0.012985 | 0.015193 | 0.014769 | 0.025895 | 11875.6837 | 11455.7732 | 23543.5654 | 24185.1297 | 30764.2483 | 30605.2246 | 31685.5961 | 33425.4544 | 31708.1403 | 32069.3207 | 30568.6365 | 30793.8811 | 30828.4224 | 38420.3944 | 42742.4596 | 44876.4028 | 43392.8127
SA1 | Solar PV | 0 | 0.0028196 | 0.0026726 | 0.0025568 | 0.0027256 | 0.0028713 | 0.0029196 | 0.0033819 | 0.0035203 | 0.0047643 | 0.0064566 | 0.0098717 | 0.072841 | 1347.8291 | 4916.2718 | 4659.9732 | 4459.3785 | 6212.3724 | 11099.8254 | 10521.1625 | 15690.3267 | 15481.6883 | 14674.5861 | 17987.346 | 18514.2036 | 24693.2473 | 25213.0799
SA1 | Grid Battery | 0 | 0.0033003 | 0.0033975 | 0.0032271 | 0.003067 | 0.0029258 | 0.0028825 | 0.0031087 | 0.0030229 | 0.0064016 | 0.0076524 | 0.011106 | 3494.8902 | 3303.3988 | 5849.4332 | 5544.4865 | 5269.4495 | 6589.8254 | 9024.3252 | 8553.8628 | 8892.5134 | 11979.5833 | 11355.0553 | 10763.0856 | 10549.1942 | 13041.5267 | 12361.6368
SA1 | Pumped Hydro | 0 | 0 | 0.0019237 | 0.0018406 | 0.0017895 | 0.0018931 | 0.0018152 | 0.0019522 | 0.0018721 | 0.0024566 | 0.0027523 | 0.0032262 | 0.0047891 | 0.0045669 | 0.0044631 | 0.0042352 | 0.0040336 | 0.0039949 | 0.0040034 | 0.0038064 | 0.0041716 | 0.0042797 | 0.0040642 | 0.0038626 | 0.0040122 | 0.0039118 | 0.0037468
SA1 | VPP | 0 | 0 | 0 | 0 | 0 | 0 | 0 | 0 | 0 | 0 | 0 | 0 | 0 | 0 | 0 | 0 | 0 | 0 | 0 | 0 | 0 | 0 | 0 | 0 | 0 | 0 | 0
Total excluding storage |  | 0 | 0.019392 | 0.020574 | 0.020759 | 0.020337 | 0.021734 | 0.02119 | 0.024245 | 0.023784 | 0.040156 | 11875.7012 | 11455.7982 | 27038.5371 | 28836.3658 | 41529.9613 | 40809.6919 | 41414.4313 | 46227.6592 | 51832.2978 | 51144.3525 | 56430.3223 | 60257.9635 | 58756.4627 | 68970.2563 | 73516.0263 | 84227.643 | 83094.2094
Region | Technology | 2023-24 | 2024-25 | 2025-26 | 2026-27 | 2027-28 | 2028-29 | 2029-30 | 2030-31 | 2031-32 | 2032-33 | 2033-34 | 2034-35 | 2035-36 | 2036-37 | 2037-38 | 2038-39 | 2039-40 | 2040-41 | 2041-42 | 2042-43 | 2043-44 | 2044-45 | 2045-46 | 2046-47 | 2047-48 | 2048-49 | 2049-50
TAS1 | Black Coal | 0 | 0 | 0 | 0 | 0 | 0 | 0 | 0 | 0 | 0 | 0 | 0 | 0 | 0 | 0 | 0 | 0 | 0 | 0 | 0 | 0 | 0 | 0 | 0 | 0 | 0 | 0
TAS1 | Brown Coal | 0 | 0 | 0 | 0 | 0 | 0 | 0 | 0 | 0 | 0 | 0 | 0 | 0 | 0 | 0 | 0 | 0 | 0 | 0 | 0 | 0 | 0 | 0 | 0 | 0 | 0 | 0
TAS1 | CCGT | 0 | 0 | 0 | 0 | 0 | 0 | 0 | 0 | 0 | 0 | 0 | 0 | 0 | 0 | 0 | 0 | 0 | 0 | 0 | 0 | 0 | 0 | 0 | 0 | 0 | 0 | 0
TAS1 | Gas - Steam | 0 | 0 | 0 | 0 | 0 | 0 | 0 | 0 | 0 | 0 | 0 | 0 | 0 | 0 | 0 | 0 | 0 | 0 | 0 | 0 | 0 | 0 | 0 | 0 | 0 | 0 | 0
TAS1 | OCGT / Diesel | 0 | 0.00063332 | 0.0006003 | 0.00057051 | 0.00055844 | 0.00055714 | 0.00056372 | 0.00056565 | 0.00056426 | 0.00058285 | 0.00058182 | 0.00061353 | 0.0010766 | 0.0010192 | 0.0012151 | 0.0011531 | 0.0010986 | 0.0010419 | 0.0011842 | 0.0011239 | 0.0015096 | 0.0017042 | 0.0016164 | 0.0015334 | 0.0014587 | 0.0013804 | 0.0013098
TAS1 | Hydro | 0 | 0 | 0 | 0 | 0 | 0 | 0 | 0 | 0 | 0 | 0 | 0 | 0 | 0 | 0 | 0 | 0 | 0 | 0 | 0 | 0 | 0 | 0 | 0 | 0 | 0 | 0
TAS1 | Hydrogen Turbine | 0 | 0 | 0 | 0 | 0 | 0 | 0 | 0 | 0 | 0 | 0 | 0 | 0 | 0 | 0 | 0 | 0 | 0 | 0 | 0 | 0 | 0 | 0 | 0 | 0 | 0 | 0
TAS1 | Wind | 0 | 5294.9944 | 7528.4248 | 9514.596 | 11303.2789 | 12820.7395 | 14177.7511 | 15517.3148 | 17021.1525 | 18237.5407 | 19290.0845 | 20215.222 | 28084.7946 | 28381.9587 | 28748.6801 | 27249.9339 | 25898.1873 | 24479.1785 | 24342.606 | 23090.7643 | 22717.328 | 22233.5339 | 22970.652 | 22303.2321 | 23462.4692 | 22176.9176 | 21020.775
TAS1 | Solar PV | 0 | 0.0010813 | 0.0010297 | 0.0010507 | 0.0012081 | 0.0011873 | 0.0011896 | 0.0013655 | 0.0013901 | 0.0015143 | 0.0017372 | 0.0018344 | 0.0033941 | 0.0032803 | 0.0034176 | 0.0032547 | 0.0034264 | 0.0032485 | 0.004335 | 0.0064068 | 0.029564 | 153.5548 | 145.5496 | 137.9617 | 732.8641 | 692.7092 | 656.5964
TAS1 | Grid Battery | 0 | 0.002418 | 0.0026968 | 0.0026668 | 0.0025345 | 0.0024104 | 0.0026182 | 0.0026678 | 0.0027579 | 0.0048604 | 0.0053917 | 0.0054494 | 0.0074581 | 0.0070685 | 0.0095853 | 0.0091108 | 0.0087675 | 0.0092521 | 0.0092135 | 0.0087477 | 0.0083563 | 0.01031 | 0.0097905 | 0.00953 | 0.010971 | 0.010485 | 0.010009
TAS1 | Pumped Hydro | 0 | 0 | 0.0047106 | 0.0047781 | 0.0048607 | 0.0048898 | 0.0056308 | 0.0063567 | 0.0066578 | 0.018867 | 246.4581 | 1225.1842 | 5091.6993 | 4812.7158 | 5499.9449 | 5213.2179 | 4954.6136 | 4683.1413 | 4439.0272 | 4207.6087 | 4404.3709 | 4179.2451 | 3961.3697 | 3754.8529 | 3568.5916 | 3373.062 | 3197.2152
TAS1 | VPP | 0 | 0 | 0 | 0 | 0 | 0 | 0 | 0 | 0 | 0 | 0 | 0 | 0 | 0 | 0 | 0 | 0 | 0 | 0 | 0 | 0 | 0 | 0 | 0 | 0 | 0 | 0
Total excluding storage |  | 0 | 5294.9985 | 7528.4338 | 9514.6051 | 11303.288 | 12820.7485 | 14177.7611 | 15517.3258 | 17021.1639 | 18237.5666 | 19536.5503 | 21440.4141 | 33176.5059 | 33194.6859 | 34248.6392 | 32463.1654 | 30852.8142 | 29162.3333 | 28781.6479 | 27298.3892 | 27121.7383 | 26566.3458 | 27077.5827 | 26196.0577 | 27763.9374 | 26242.7007 | 24874.5979

## BaseCase_Fuel Cost
Fuel cost by technology ($000s) - BaseCase, Progressive Change Scenario
Fuel | Real June 2021 dollars discounted to 1 July 2021
Explicitly modelled generation
Region | Technology | 2023-24 | 2024-25 | 2025-26 | 2026-27 | 2027-28 | 2028-29 | 2029-30 | 2030-31 | 2031-32 | 2032-33 | 2033-34 | 2034-35 | 2035-36 | 2036-37 | 2037-38 | 2038-39 | 2039-40 | 2040-41 | 2041-42 | 2042-43 | 2043-44 | 2044-45 | 2045-46 | 2046-47 | 2047-48 | 2048-49 | 2049-50
NEM | Black Coal | 1446566.51 | 1313348.071 | 1111163.5875 | 935024.782 | 829334.222 | 924674.39 | 775633.176 | 711502.856 | 663068.421 | 728498.84 | 534226.006 | 509171.977 | 359587.905 | 337506.951 | 301654.818 | 280285.868 | 250837.805 | 133265.047 | 127630.004 | 77078.103 | 74062.479 | 63847.78 | 48304.3375 | 35420.189 | 32866.453 | 31976.3805 | 30352.2775
NEM | Brown Coal | 218264.91 | 199574.82 | 194204.496 | 180905.704 | 174513.372 | 114498.694 | 111978.376 | 102473.166 | 94260.463 | 93256.964 | 91106.373 | 87296.231 | 27119.1 | 26164.249 | 27303.763 | 25128.725 | 24053.923 | 19165.803 | 18792.962 | 18374.373 | 17266.842 | 9832.6907 | 10536.86 | 14801.249 | 0 | 0 | 0
NEM | CCGT | 118167.7598 | 115374.0559 | 122518.7964 | 81039.9893 | 71380.7522 | 75597.4247 | 61230.8307 | 92079.5387 | 75353.7961 | 135279.1316 | 292598.0105 | 323080.569 | 331377.538 | 288544.152 | 245265.395 | 203056.354 | 167023.9825 | 149587.406 | 125433.9785 | 147991.0875 | 100276.033 | 86673.839 | 46195.9755 | 30645.384 | 29525.736 | 28033.372 | 27134.472
NEM | Gas - Steam | 5463.9009 | 6492.8564 | 7940.2684 | 2040.5408 | 1147.7386 | 8298.6335 | 1279.6262 | 3734.7545 | 1789.4984 | 4775.046 | 5252.7975 | 12496.177 | 55619.1 | 57709.24 | 69215.512 | 56081.492 | 0 | 0 | 0 | 0 | 0 | 0 | 0 | 0 | 0 | 0 | 0
NEM | OCGT / Diesel | 7851.7202 | 9851.8089 | 12499.0485 | 6768.9009 | 8407.0725 | 15049.5726 | 2046.1591 | 16482.298 | 8727.1781 | 27607.9585 | 108109.9485 | 214877.6116 | 214641.691 | 302406.5988 | 414964.2835 | 301372.5983 | 475563.6775 | 470958.7166 | 333486.1658 | 418227.5647 | 571463.5169 | 447056.1596 | 490658.4979 | 607688.1014 | 770582.5569 | 962898.3343 | 971452.6518
NEM | Hydro | 0 | 0 | 0 | 0 | 0 | 0 | 0 | 0 | 0 | 0 | 0 | 0 | 0 | 0 | 0 | 0 | 0 | 0 | 0 | 0 | 0 | 0 | 0 | 0 | 0 | 0 | 0
NEM | Hydrogen Turbine | 0 | 0 | 0 | 0 | 0 | 0 | 0 | 0 | 0 | 0 | 0 | 0 | 0 | 0 | 0 | 0 | 0 | 0 | 0 | 0 | 0 | 0 | 0 | 0 | 0 | 0 | 0
NEM | Wind | 0 | 0 | 0 | 0 | 0 | 0 | 0 | 0 | 0 | 0 | 0 | 0 | 0 | 0 | 0 | 0 | 0 | 0 | 0 | 0 | 0 | 0 | 0 | 0 | 0 | 0 | 0
NEM | Solar PV | 0 | 0 | 0 | 0 | 0 | 0 | 0 | 0 | 0 | 0 | 0 | 0 | 0 | 0 | 0 | 0 | 0 | 0 | 0 | 0 | 0 | 0 | 0 | 0 | 0 | 0 | 0
NEM | Grid Battery | 0 | 0 | 0 | 0 | 0 | 0 | 0 | 0 | 0 | 0 | 0 | 0 | 0 | 0 | 0 | 0 | 0 | 0 | 0 | 0 | 0 | 0 | 0 | 0 | 0 | 0 | 0
NEM | Pumped Hydro | 0 | 0 | 0 | 0 | 0 | 0 | 0 | 0 | 0 | 0 | 0 | 0 | 0 | 0 | 0 | 0 | 0 | 0 | 0 | 0 | 0 | 0 | 0 | 0 | 0 | 0 | 0
NEM | VPP | 0 | 0 | 0 | 0 | 0 | 0 | 0 | 0 | 0 | 0 | 0 | 0 | 0 | 0 | 0 | 0 | 0 | 0 | 0 | 0 | 0 | 0 | 0 | 0 | 0 | 0 | 0
Total excluding storage |  | 1796314.801 | 1644641.6121 | 1448326.1969 | 1205779.9171 | 1084783.1573 | 1138118.7147 | 952168.168 | 926272.6131 | 843199.3566 | 989417.9401 | 1031293.1355 | 1146922.5656 | 988345.334 | 1012331.1908 | 1058403.7715 | 865925.0373 | 917479.388 | 772976.9726 | 605343.1103 | 661671.1282 | 763068.8709 | 607410.4693 | 595695.6709 | 688554.9234 | 832974.7459 | 1022908.0868 | 1028939.4013
Region | Technology | 2023-24 | 2024-25 | 2025-26 | 2026-27 | 2027-28 | 2028-29 | 2029-30 | 2030-31 | 2031-32 | 2032-33 | 2033-34 | 2034-35 | 2035-36 | 2036-37 | 2037-38 | 2038-39 | 2039-40 | 2040-41 | 2041-42 | 2042-43 | 2043-44 | 2044-45 | 2045-46 | 2046-47 | 2047-48
NSW1 | Black Coal | 728280.768 | 638956.934 | 486330.6855 | 392515.776 | 314697.334 | 411412.576 | 323885.576 | 313947.956 | 297032.212 | 339045.052 | 140054.752 | 131823.772 | 124125.848 | 110557.656 | 109376.56 | 102728.588 | 88553.98 | 0 | 0 | 0 | 0 | 0 | 0 | 0 | 0 | 0 | 0
NSW1 | Brown Coal | 0 | 0 | 0 | 0 | 0 | 0 | 0 | 0 | 0 | 0 | 0 | 0 | 0 | 0 | 0 | 0 | 0 | 0 | 0 | 0 | 0 | 0 | 0 | 0 | 0 | 0 | 0
NSW1 | CCGT | 264.6981 | 270.0701 | 2219.169 | 1858.5959 | 1994.0238 | 1524.0272 | 460.6711 | 8815.665 | 5071.5045 | 15845.967 | 68761.656 | 69112.984 | 60399.22 | 60297.348 | 69604.048 | 55623.384 | 46551.168 | 45429.188 | 36787.488 | 45594.432 | 0 | 0 | 0 | 0 | 0 | 0 | 0
NSW1 | Gas - Steam | 0 | 0 | 0 | 0 | 0 | 0 | 0 | 0 | 0 | 0 | 0 | 0 | 0 | 0 | 0 | 0 | 0 | 0 | 0 | 0 | 0 | 0 | 0 | 0 | 0 | 0 | 0
NSW1 | OCGT / Diesel | 252.691 | 570.2993 | 4062.2508 | 1618.2564 | 4285.4911 | 2089.8947 | 296.6647 | 7099.3577 | 3963.2812 | 9129.0974 | 65047.5806 | 118015.8642 | 43240.9487 | 78583.4049 | 115996.471 | 84262.0978 | 136410.3116 | 217477.3995 | 123833.9772 | 175607.826 | 249775.315 | 154863.9414 | 170063.9664 | 207401.13 | 238844.8963 | 243475.2113 | 270039.2819
NSW1 | Hydro | 0 | 0 | 0 | 0 | 0 | 0 | 0 | 0 | 0 | 0 | 0 | 0 | 0 | 0 | 0 | 0 | 0 | 0 | 0 | 0 | 0 | 0 | 0 | 0 | 0 | 0 | 0
NSW1 | Hydrogen Turbine | 0 | 0 | 0 | 0 | 0 | 0 | 0 | 0 | 0 | 0 | 0 | 0 | 0 | 0 | 0 | 0 | 0 | 0 | 0 | 0 | 0 | 0 | 0 | 0 | 0 | 0 | 0
NSW1 | Wind | 0 | 0 | 0 | 0 | 0 | 0 | 0 | 0 | 0 | 0 | 0 | 0 | 0 | 0 | 0 | 0 | 0 | 0 | 0 | 0 | 0 | 0 | 0 | 0 | 0 | 0 | 0
NSW1 | Solar PV | 0 | 0 | 0 | 0 | 0 | 0 | 0 | 0 | 0 | 0 | 0 | 0 | 0 | 0 | 0 | 0 | 0 | 0 | 0 | 0 | 0 | 0 | 0 | 0 | 0 | 0 | 0
NSW1 | Grid Battery | 0 | 0 | 0 | 0 | 0 | 0 | 0 | 0 | 0 | 0 | 0 | 0 | 0 | 0 | 0 | 0 | 0 | 0 | 0 | 0 | 0 | 0 | 0 | 0 | 0 | 0 | 0
NSW1 | Pumped Hydro | 0 | 0 | 0 | 0 | 0 | 0 | 0 | 0 | 0 | 0 | 0 | 0 | 0 | 0 | 0 | 0 | 0 | 0 | 0 | 0 | 0 | 0 | 0 | 0 | 0 | 0 | 0
NSW1 | VPP | 0 | 0 | 0 | 0 | 0 | 0 | 0 | 0 | 0 | 0 | 0 | 0 | 0 | 0 | 0 | 0 | 0 | 0 | 0 | 0 | 0 | 0 | 0 | 0 | 0 | 0 | 0
Total excluding storage |  | 728798.157 | 639797.3033 | 492612.1053 | 395992.6283 | 320976.8489 | 415026.4979 | 324642.9118 | 329862.9787 | 306066.9977 | 364020.1164 | 273863.9886 | 318952.6202 | 227766.0167 | 249438.4089 | 294977.079 | 242614.0698 | 271515.4596 | 262906.5875 | 160621.4652 | 221202.258 | 249775.315 | 154863.9414 | 170063.9664 | 207401.13 | 238844.8963 | 243475.2113 | 270039.2819
Region | Technology | 2023-24 | 2024-25 | 2025-26 | 2026-27 | 2027-28 | 2028-29 | 2029-30 | 2030-31 | 2031-32 | 2032-33 | 2033-34 | 2034-35 | 2035-36 | 2036-37 | 2037-38 | 2038-39 | 2039-40 | 2040-41 | 2041-42 | 2042-43 | 2043-44 | 2044-45 | 2045-46 | 2046-47 | 2047-48
QLD1 | Black Coal | 718285.742 | 674391.137 | 624832.902 | 542509.006 | 514636.888 | 513261.814 | 451747.6 | 397554.9 | 366036.209 | 389453.788 | 394171.254 | 377348.205 | 235462.057 | 226949.295 | 192278.258 | 177557.28 | 162283.825 | 133265.047 | 127630.004 | 77078.103 | 74062.479 | 63847.78 | 48304.3375 | 35420.189 | 32866.453 | 31976.3805 | 30352.2775
QLD1 | Brown Coal | 0 | 0 | 0 | 0 | 0 | 0 | 0 | 0 | 0 | 0 | 0 | 0 | 0 | 0 | 0 | 0 | 0 | 0 | 0 | 0 | 0 | 0 | 0 | 0 | 0 | 0 | 0
QLD1 | CCGT | 67611.8613 | 72903.2298 | 77695.8034 | 73905.2049 | 66209.1506 | 60085.3545 | 55887.4566 | 74761.3707 | 65885.5726 | 95585.5226 | 169174.5185 | 182262.737 | 207119.326 | 165990.56 | 175661.347 | 147432.97 | 120472.8145 | 104158.218 | 88646.4905 | 102396.6555 | 100276.033 | 86673.839 | 46195.9755 | 30645.384 | 29525.736 | 28033.372 | 27134.472
QLD1 | Gas - Steam | 0 | 0 | 0 | 0 | 0 | 0 | 0 | 0 | 0 | 0 | 0 | 0 | 0 | 0 | 0 | 0 | 0 | 0 | 0 | 0 | 0 | 0 | 0 | 0 | 0 | 0 | 0
QLD1 | OCGT / Diesel | 10.7217 | 0.018525 | 118.3929 | 177.4623 | 107.9447 | 165.1522 | 0.018618 | 2408.9475 | 485.4733 | 5171.213 | 15726.3853 | 34608.6339 | 88608.8596 | 145319.4301 | 171258.1836 | 122527.3221 | 142693.0996 | 128950.1649 | 70648.0558 | 128075.559 | 129861.8508 | 128662.5516 | 142536.4339 | 166556.9833 | 201197.9819 | 299164.4373 | 295821.2787
QLD1 | Hydro | 0 | 0 | 0 | 0 | 0 | 0 | 0 | 0 | 0 | 0 | 0 | 0 | 0 | 0 | 0 | 0 | 0 | 0 | 0 | 0 | 0 | 0 | 0 | 0 | 0 | 0 | 0
QLD1 | Hydrogen Turbine | 0 | 0 | 0 | 0 | 0 | 0 | 0 | 0 | 0 | 0 | 0 | 0 | 0 | 0 | 0 | 0 | 0 | 0 | 0 | 0 | 0 | 0 | 0 | 0 | 0 | 0 | 0
QLD1 | Wind | 0 | 0 | 0 | 0 | 0 | 0 | 0 | 0 | 0 | 0 | 0 | 0 | 0 | 0 | 0 | 0 | 0 | 0 | 0 | 0 | 0 | 0 | 0 | 0 | 0 | 0 | 0
QLD1 | Solar PV | 0 | 0 | 0 | 0 | 0 | 0 | 0 | 0 | 0 | 0 | 0 | 0 | 0 | 0 | 0 | 0 | 0 | 0 | 0 | 0 | 0 | 0 | 0 | 0 | 0 | 0 | 0
QLD1 | Grid Battery | 0 | 0 | 0 | 0 | 0 | 0 | 0 | 0 | 0 | 0 | 0 | 0 | 0 | 0 | 0 | 0 | 0 | 0 | 0 | 0 | 0 | 0 | 0 | 0 | 0 | 0 | 0
QLD1 | Pumped Hydro | 0 | 0 | 0 | 0 | 0 | 0 | 0 | 0 | 0 | 0 | 0 | 0 | 0 | 0 | 0 | 0 | 0 | 0 | 0 | 0 | 0 | 0 | 0 | 0 | 0 | 0 | 0
QLD1 | VPP | 0 | 0 | 0 | 0 | 0 | 0 | 0 | 0 | 0 | 0 | 0 | 0 | 0 | 0 | 0 | 0 | 0 | 0 | 0 | 0 | 0 | 0 | 0 | 0 | 0 | 0 | 0
Total excluding storage |  | 785908.325 | 747294.3853 | 702647.0983 | 616591.6732 | 580953.9833 | 573512.3207 | 507635.0752 | 474725.2181 | 432407.2549 | 490210.5236 | 579072.1578 | 594219.5759 | 531190.2426 | 538259.2851 | 539197.7886 | 447517.5721 | 425449.7391 | 366373.4299 | 286924.5503 | 307550.3175 | 304200.3628 | 279184.1706 | 237036.7469 | 232622.5563 | 263590.1709 | 359174.1898 | 353308.0282
Region | Technology | 2023-24 | 2024-25 | 2025-26 | 2026-27 | 2027-28 | 2028-29 | 2029-30 | 2030-31 | 2031-32 | 2032-33 | 2033-34 | 2034-35 | 2035-36 | 2036-37 | 2037-38 | 2038-39 | 2039-40 | 2040-41 | 2041-42 | 2042-43 | 2043-44 | 2044-45 | 2045-46 | 2046-47 | 2047-48
VIC1 | Black Coal | 0 | 0 | 0 | 0 | 0 | 0 | 0 | 0 | 0 | 0 | 0 | 0 | 0 | 0 | 0 | 0 | 0 | 0 | 0 | 0 | 0 | 0 | 0 | 0 | 0 | 0 | 0
VIC1 | Brown Coal | 218264.91 | 199574.82 | 194204.496 | 180905.704 | 174513.372 | 114498.694 | 111978.376 | 102473.166 | 94260.463 | 93256.964 | 91106.373 | 87296.231 | 27119.1 | 26164.249 | 27303.763 | 25128.725 | 24053.923 | 19165.803 | 18792.962 | 18374.373 | 17266.842 | 9832.6907 | 10536.86 | 14801.249 | 0 | 0 | 0
VIC1 | CCGT | 0 | 0 | 0 | 0 | 0 | 0 | 0 | 0 | 0 | 0 | 0 | 0 | 0 | 0 | 0 | 0 | 0 | 0 | 0 | 0 | 0 | 0 | 0 | 0 | 0 | 0 | 0
VIC1 | Gas - Steam | 907.4614 | 1154.3989 | 1169.0389 | 2040.5408 | 1147.7386 | 8298.6335 | 1279.6262 | 3734.7545 | 1789.4984 | 4775.046 | 5252.7975 | 12496.177 | 55619.1 | 57709.24 | 69215.512 | 56081.492 | 0 | 0 | 0 | 0 | 0 | 0 | 0 | 0 | 0 | 0 | 0
VIC1 | OCGT / Diesel | 1317.4452 | 1672.4334 | 758.3224 | 2032.9072 | 1507.0002 | 5601.4985 | 562.9452 | 2801.6873 | 2155.394 | 4153.5239 | 3003.7876 | 11562.9601 | 40296.7295 | 36306.5457 | 65460.7918 | 45729.1784 | 134704.4186 | 82136.8533 | 100209.5013 | 76598.807 | 122444.3806 | 126690.2833 | 140355.3775 | 197527.0063 | 295448.8748 | 378860.2872 | 361286.443
VIC1 | Hydro | 0 | 0 | 0 | 0 | 0 | 0 | 0 | 0 | 0 | 0 | 0 | 0 | 0 | 0 | 0 | 0 | 0 | 0 | 0 | 0 | 0 | 0 | 0 | 0 | 0 | 0 | 0
VIC1 | Hydrogen Turbine | 0 | 0 | 0 | 0 | 0 | 0 | 0 | 0 | 0 | 0 | 0 | 0 | 0 | 0 | 0 | 0 | 0 | 0 | 0 | 0 | 0 | 0 | 0 | 0 | 0 | 0 | 0
VIC1 | Wind | 0 | 0 | 0 | 0 | 0 | 0 | 0 | 0 | 0 | 0 | 0 | 0 | 0 | 0 | 0 | 0 | 0 | 0 | 0 | 0 | 0 | 0 | 0 | 0 | 0 | 0 | 0
VIC1 | Solar PV | 0 | 0 | 0 | 0 | 0 | 0 | 0 | 0 | 0 | 0 | 0 | 0 | 0 | 0 | 0 | 0 | 0 | 0 | 0 | 0 | 0 | 0 | 0 | 0 | 0 | 0 | 0
VIC1 | Grid Battery | 0 | 0 | 0 | 0 | 0 | 0 | 0 | 0 | 0 | 0 | 0 | 0 | 0 | 0 | 0 | 0 | 0 | 0 | 0 | 0 | 0 | 0 | 0 | 0 | 0 | 0 | 0
VIC1 | Pumped Hydro | 0 | 0 | 0 | 0 | 0 | 0 | 0 | 0 | 0 | 0 | 0 | 0 | 0 | 0 | 0 | 0 | 0 | 0 | 0 | 0 | 0 | 0 | 0 | 0 | 0 | 0 | 0
VIC1 | VPP | 0 | 0 | 0 | 0 | 0 | 0 | 0 | 0 | 0 | 0 | 0 | 0 | 0 | 0 | 0 | 0 | 0 | 0 | 0 | 0 | 0 | 0 | 0 | 0 | 0 | 0 | 0
Total excluding storage |  | 220489.8166 | 202401.6523 | 196131.8573 | 184979.152 | 177168.1108 | 128398.826 | 113820.9474 | 109009.6078 | 98205.3554 | 102185.5339 | 99362.9581 | 111355.3681 | 123034.9295 | 120180.0347 | 161980.0668 | 126939.3954 | 158758.3416 | 101302.6563 | 119002.4633 | 94973.18 | 139711.2226 | 136522.974 | 150892.2375 | 212328.2553 | 295448.8748 | 378860.2872 | 361286.443
Region | Technology | 2023-24 | 2024-25 | 2025-26 | 2026-27 | 2027-28 | 2028-29 | 2029-30 | 2030-31 | 2031-32 | 2032-33 | 2033-34 | 2034-35 | 2035-36 | 2036-37 | 2037-38 | 2038-39 | 2039-40 | 2040-41 | 2041-42 | 2042-43 | 2043-44 | 2044-45 | 2045-46 | 2046-47 | 2047-48
SA1 | Black Coal | 0 | 0 | 0 | 0 | 0 | 0 | 0 | 0 | 0 | 0 | 0 | 0 | 0 | 0 | 0 | 0 | 0 | 0 | 0 | 0 | 0 | 0 | 0 | 0 | 0 | 0 | 0
SA1 | Brown Coal | 0 | 0 | 0 | 0 | 0 | 0 | 0 | 0 | 0 | 0 | 0 | 0 | 0 | 0 | 0 | 0 | 0 | 0 | 0 | 0 | 0 | 0 | 0 | 0 | 0 | 0 | 0
SA1 | CCGT | 50291.2005 | 42200.756 | 42603.824 | 5276.1885 | 3177.5778 | 13988.043 | 4882.703 | 8502.503 | 4396.719 | 23847.642 | 54661.836 | 71704.848 | 63858.992 | 62256.244 | 0 | 0 | 0 | 0 | 0 | 0 | 0 | 0 | 0 | 0 | 0 | 0 | 0
SA1 | Gas - Steam | 4556.4395 | 5338.4575 | 6771.2295 | 0 | 0 | 0 | 0 | 0 | 0 | 0 | 0 | 0 | 0 | 0 | 0 | 0 | 0 | 0 | 0 | 0 | 0 | 0 | 0 | 0 | 0 | 0 | 0
SA1 | OCGT / Diesel | 6270.8574 | 7609.0479 | 7560.0727 | 2940.2654 | 2506.6267 | 7193.0173 | 1186.5204 | 4123.0806 | 2117.2109 | 8928.8196 | 24332.1809 | 50283.4995 | 41575.1795 | 41914.2378 | 61268.3865 | 48308.7316 | 59638.6916 | 42257.0861 | 38506.1516 | 37851.6879 | 69197.2974 | 36602.328 | 37598.2035 | 36202.968 | 34857.8816 | 40786.0077 | 44027.954
SA1 | Hydro | 0 | 0 | 0 | 0 | 0 | 0 | 0 | 0 | 0 | 0 | 0 | 0 | 0 | 0 | 0 | 0 | 0 | 0 | 0 | 0 | 0 | 0 | 0 | 0 | 0 | 0 | 0
SA1 | Hydrogen Turbine | 0 | 0 | 0 | 0 | 0 | 0 | 0 | 0 | 0 | 0 | 0 | 0 | 0 | 0 | 0 | 0 | 0 | 0 | 0 | 0 | 0 | 0 | 0 | 0 | 0 | 0 | 0
SA1 | Wind | 0 | 0 | 0 | 0 | 0 | 0 | 0 | 0 | 0 | 0 | 0 | 0 | 0 | 0 | 0 | 0 | 0 | 0 | 0 | 0 | 0 | 0 | 0 | 0 | 0 | 0 | 0
SA1 | Solar PV | 0 | 0 | 0 | 0 | 0 | 0 | 0 | 0 | 0 | 0 | 0 | 0 | 0 | 0 | 0 | 0 | 0 | 0 | 0 | 0 | 0 | 0 | 0 | 0 | 0 | 0 | 0
SA1 | Grid Battery | 0 | 0 | 0 | 0 | 0 | 0 | 0 | 0 | 0 | 0 | 0 | 0 | 0 | 0 | 0 | 0 | 0 | 0 | 0 | 0 | 0 | 0 | 0 | 0 | 0 | 0 | 0
SA1 | Pumped Hydro | 0 | 0 | 0 | 0 | 0 | 0 | 0 | 0 | 0 | 0 | 0 | 0 | 0 | 0 | 0 | 0 | 0 | 0 | 0 | 0 | 0 | 0 | 0 | 0 | 0 | 0 | 0
SA1 | VPP | 0 | 0 | 0 | 0 | 0 | 0 | 0 | 0 | 0 | 0 | 0 | 0 | 0 | 0 | 0 | 0 | 0 | 0 | 0 | 0 | 0 | 0 | 0 | 0 | 0 | 0 | 0
Total excluding storage |  | 61118.4974 | 55148.2614 | 56935.1262 | 8216.4539 | 5684.2045 | 21181.0603 | 6069.2234 | 12625.5836 | 6513.9299 | 32776.4616 | 78994.0169 | 121988.3475 | 105434.1715 | 104170.4818 | 61268.3865 | 48308.7316 | 59638.6916 | 42257.0861 | 38506.1516 | 37851.6879 | 69197.2974 | 36602.328 | 37598.2035 | 36202.968 | 34857.8816 | 40786.0077 | 44027.954
Region | Technology | 2023-24 | 2024-25 | 2025-26 | 2026-27 | 2027-28 | 2028-29 | 2029-30 | 2030-31 | 2031-32 | 2032-33 | 2033-34 | 2034-35 | 2035-36 | 2036-37 | 2037-38 | 2038-39 | 2039-40 | 2040-41 | 2041-42 | 2042-43 | 2043-44 | 2044-45 | 2045-46 | 2046-47 | 2047-48
TAS1 | Black Coal | 0 | 0 | 0 | 0 | 0 | 0 | 0 | 0 | 0 | 0 | 0 | 0 | 0 | 0 | 0 | 0 | 0 | 0 | 0 | 0 | 0 | 0 | 0 | 0 | 0 | 0 | 0
TAS1 | Brown Coal | 0 | 0 | 0 | 0 | 0 | 0 | 0 | 0 | 0 | 0 | 0 | 0 | 0 | 0 | 0 | 0 | 0 | 0 | 0 | 0 | 0 | 0 | 0 | 0 | 0 | 0 | 0
TAS1 | CCGT | 0 | 0 | 0 | 0 | 0 | 0 | 0 | 0 | 0 | 0 | 0 | 0 | 0 | 0 | 0 | 0 | 0 | 0 | 0 | 0 | 0 | 0 | 0 | 0 | 0 | 0 | 0
TAS1 | Gas - Steam | 0 | 0 | 0 | 0 | 0 | 0 | 0 | 0 | 0 | 0 | 0 | 0 | 0 | 0 | 0 | 0 | 0 | 0 | 0 | 0 | 0 | 0 | 0 | 0 | 0 | 0 | 0
TAS1 | OCGT / Diesel | 0.0049489 | 0.0098062 | 0.0097535 | 0.009707 | 0.009695 | 0.00981 | 0.010234 | 49.225 | 5.8187 | 225.3046 | 0.014081 | 406.6539 | 919.9736 | 282.9804 | 980.4506 | 545.2684 | 2117.156 | 137.2128 | 288.4798 | 93.6848 | 184.6729 | 237.0552 | 104.5167 | 0.013767 | 232.9223 | 612.3907 | 277.6941
TAS1 | Hydro | 0 | 0 | 0 | 0 | 0 | 0 | 0 | 0 | 0 | 0 | 0 | 0 | 0 | 0 | 0 | 0 | 0 | 0 | 0 | 0 | 0 | 0 | 0 | 0 | 0 | 0 | 0
TAS1 | Hydrogen Turbine | 0 | 0 | 0 | 0 | 0 | 0 | 0 | 0 | 0 | 0 | 0 | 0 | 0 | 0 | 0 | 0 | 0 | 0 | 0 | 0 | 0 | 0 | 0 | 0 | 0 | 0 | 0
TAS1 | Wind | 0 | 0 | 0 | 0 | 0 | 0 | 0 | 0 | 0 | 0 | 0 | 0 | 0 | 0 | 0 | 0 | 0 | 0 | 0 | 0 | 0 | 0 | 0 | 0 | 0 | 0 | 0
TAS1 | Solar PV | 0 | 0 | 0 | 0 | 0 | 0 | 0 | 0 | 0 | 0 | 0 | 0 | 0 | 0 | 0 | 0 | 0 | 0 | 0 | 0 | 0 | 0 | 0 | 0 | 0 | 0 | 0
TAS1 | Grid Battery | 0 | 0 | 0 | 0 | 0 | 0 | 0 | 0 | 0 | 0 | 0 | 0 | 0 | 0 | 0 | 0 | 0 | 0 | 0 | 0 | 0 | 0 | 0 | 0 | 0 | 0 | 0
TAS1 | Pumped Hydro | 0 | 0 | 0 | 0 | 0 | 0 | 0 | 0 | 0 | 0 | 0 | 0 | 0 | 0 | 0 | 0 | 0 | 0 | 0 | 0 | 0 | 0 | 0 | 0 | 0 | 0 | 0
TAS1 | VPP | 0 | 0 | 0 | 0 | 0 | 0 | 0 | 0 | 0 | 0 | 0 | 0 | 0 | 0 | 0 | 0 | 0 | 0 | 0 | 0 | 0 | 0 | 0 | 0 | 0 | 0 | 0
Total excluding storage |  | 0.0049489 | 0.0098062 | 0.0097535 | 0.009707 | 0.009695 | 0.00981 | 0.010234 | 49.225 | 5.8187 | 225.3046 | 0.014081 | 406.6539 | 919.9736 | 282.9804 | 980.4506 | 545.2684 | 2117.156 | 137.2128 | 288.4798 | 93.6848 | 184.6729 | 237.0552 | 104.5167 | 0.013767 | 232.9223 | 612.3907 | 277.6941

## BaseCase_Build Cost
New generation build cost (CAPEX) by technology ($000s) - BaseCase, Progressive Change Scenario
CAPEX | Real June 2021 dollars discounted to 1 July 2021. The total capital costs are annualised for modelling purposes.
Explicitly modelled generation
Region | Technology | 2023-24 | 2024-25 | 2025-26 | 2026-27 | 2027-28 | 2028-29 | 2029-30 | 2030-31 | 2031-32 | 2032-33 | 2033-34 | 2034-35 | 2035-36 | 2036-37 | 2037-38 | 2038-39 | 2039-40 | 2040-41 | 2041-42 | 2042-43 | 2043-44 | 2044-45 | 2045-46 | 2046-47 | 2047-48 | 2048-49 | 2049-50
NEM | Black Coal | 0 | 0 | 0 | 0 | 0 | 0 | 0 | 0 | 0 | 0 | 0 | 0 | 0 | 0 | 0 | 0 | 0 | 0 | 0 | 0 | 0 | 0 | 0 | 0 | 0 | 0 | 0
NEM | Brown Coal | 0 | 0 | 0 | 0 | 0 | 0 | 0 | 0 | 0 | 0 | 0 | 0 | 0 | 0 | 0 | 0 | 0 | 0 | 0 | 0 | 0 | 0 | 0 | 0 | 0 | 0 | 0
NEM | CCGT | 0 | 0 | 0 | 0 | 0 | 0 | 0 | 0 | 0 | 0 | 0 | 0 | 0 | 0 | 0 | 0 | 0 | 0 | 0 | 0 | 0 | 0 | 0 | 0 | 0 | 0 | 0
NEM | Gas - Steam | 0 | 0 | 0 | 0 | 0 | 0 | 0 | 0 | 0 | 0 | 0 | 0 | 0 | 0 | 0 | 0 | 0 | 0 | 0 | 0 | 0 | 0 | 0 | 0 | 0 | 0 | 0
NEM | OCGT / Diesel | 0 | 16779.2388 | 40449.2874 | 38340.5568 | 40385.3691 | 38172.5829 | 36182.5436 | 57679.1658 | 54817.9619 | 57106.767 | 68167.5307 | 106564.6216 | 131810.2748 | 124588.1487 | 118093.0346 | 111936.5257 | 106383.8572 | 100554.8911 | 113621.9056 | 107698.4888 | 111593.8591 | 155265.1581 | 147170.7661 | 173472.1147 | 168652.3905 | 246274.8728 | 243115.8817
NEM | Hydro | 0 | 0 | 0 | 0 | 0 | 0 | 0 | 0 | 0 | 0 | 0 | 0 | 0 | 0 | 0 | 0 | 0 | 0 | 0 | 0 | 0 | 0 | 0 | 0 | 0 | 0 | 0
NEM | Hydrogen Turbine | 0 | 0 | 0 | 0 | 0 | 0 | 0 | 0 | 0 | 0 | 0 | 0 | 0 | 0 | 0 | 0 | 0 | 0 | 0 | 0 | 0 | 0 | 0 | 0 | 0 | 0 | 0
NEM | Wind | 0 | 138296.3476 | 348269.6639 | 578878.9533 | 794656.3577 | 995650.2237 | 1154748.4579 | 1108552.2181 | 1068399.2924 | 1023818.224 | 1159639.0971 | 1221288.531 | 1631154.9437 | 1699672.8218 | 1852327.5208 | 1914678.8444 | 1839842.2892 | 1906540.0212 | 1958586.789 | 1973050.2352 | 1942894.5877 | 1870432.8249 | 1895481.9848 | 2065729.796 | 2081295.7669 | 2174397.6323 | 2185658.2428
NEM | Solar PV | 0 | 0.079171 | 0.10966 | 0.14709 | 2825.1965 | 19328.4575 | 52864.4993 | 50108.535 | 47622.8778 | 45013.5419 | 144887.2771 | 154887.6901 | 222734.5556 | 232012.2714 | 332520.8192 | 315185.6114 | 311072.0885 | 401590.6789 | 445485.0071 | 518752.5786 | 603049.6219 | 596057.2539 | 591409.8189 | 735799.0903 | 772539.0724 | 849178.4465 | 930800.8194
NEM | Grid Battery | 0 | 0.20368 | 0.28676 | 0.27661 | 0.32393 | 17186.6782 | 19160.863 | 18161.9751 | 17261.0438 | 43966.9568 | 117576.3013 | 118494.3817 | 246139.286 | 232652.8664 | 300641.4297 | 284968.1806 | 287514.2461 | 283551.7476 | 347697.0846 | 329570.6986 | 325630.8362 | 326366.956 | 309352.5339 | 325049.3856 | 331073.9575 | 327434.9394 | 337726.4888
NEM | Pumped Hydro | 0 | 0 | 80749.261 | 76539.5921 | 184500.7302 | 204277.9765 | 198931.2306 | 188560.4513 | 179206.8192 | 169387.8935 | 219389.4944 | 214939.2146 | 231950.4953 | 219241.5048 | 214422.372 | 203243.9553 | 193161.9359 | 182578.2476 | 173060.3964 | 185111.6997 | 179555.8179 | 187091.2329 | 177337.6627 | 269411.88 | 266152.218 | 289164.6433 | 274089.7104
NEM | VPP | 0 | 0 | 0 | 0 | 0 | 0 | 0 | 0 | 0 | 0 | 0 | 0 | 0 | 0 | 0 | 0 | 0 | 0 | 0 | 0 | 0 | 0 | 0 | 0 | 0 | 0 | 0
Total excluding storage |  | 0 | 155075.8693 | 469468.6087 | 693759.5259 | 1022367.9774 | 1274615.9187 | 1461887.5944 | 1423062.3454 | 1367307.9951 | 1339293.3832 | 1709659.7005 | 1816174.439 | 2463789.5553 | 2508167.613 | 2818005.1762 | 2830013.1175 | 2737974.4169 | 2874815.5865 | 3038451.1827 | 3114183.7009 | 3162724.7228 | 3135213.4258 | 3120752.7663 | 3569462.2667 | 3619713.4052 | 3886450.5343 | 3971391.1431
Region | Technology | 2023-24 | 2024-25 | 2025-26 | 2026-27 | 2027-28 | 2028-29 | 2029-30 | 2030-31 | 2031-32 | 2032-33 | 2033-34 | 2034-35 | 2035-36 | 2036-37 | 2037-38 | 2038-39 | 2039-40 | 2040-41 | 2041-42 | 2042-43 | 2043-44 | 2044-45 | 2045-46 | 2046-47 | 2047-48 | 2048-49 | 2049-50
NSW1 | Black Coal | 0 | 0 | 0 | 0 | 0 | 0 | 0 | 0 | 0 | 0 | 0 | 0 | 0 | 0 | 0 | 0 | 0 | 0 | 0 | 0 | 0 | 0 | 0 | 0 | 0 | 0 | 0
NSW1 | Brown Coal | 0 | 0 | 0 | 0 | 0 | 0 | 0 | 0 | 0 | 0 | 0 | 0 | 0 | 0 | 0 | 0 | 0 | 0 | 0 | 0 | 0 | 0 | 0 | 0 | 0 | 0 | 0
NSW1 | CCGT | 0 | 0 | 0 | 0 | 0 | 0 | 0 | 0 | 0 | 0 | 0 | 0 | 0 | 0 | 0 | 0 | 0 | 0 | 0 | 0 | 0 | 0 | 0 | 0 | 0 | 0 | 0
NSW1 | Gas - Steam | 0 | 0 | 0 | 0 | 0 | 0 | 0 | 0 | 0 | 0 | 0 | 0 | 0 | 0 | 0 | 0 | 0 | 0 | 0 | 0 | 0 | 0 | 0 | 0 | 0 | 0 | 0
NSW1 | OCGT / Diesel | 0 | 16779.2157 | 40449.2655 | 38340.536 | 40385.3489 | 38172.5618 | 36182.5231 | 57679.1433 | 54817.9398 | 57106.7446 | 68167.4835 | 64613.7285 | 61408.5314 | 58043.8456 | 55017.8632 | 52149.6333 | 49562.7241 | 46847.0918 | 44404.8263 | 42089.8828 | 40001.9927 | 37810.2103 | 35839.0619 | 39941.4586 | 37960.1421 | 55886.332 | 48576.6218
NSW1 | Hydro | 0 | 0 | 0 | 0 | 0 | 0 | 0 | 0 | 0 | 0 | 0 | 0 | 0 | 0 | 0 | 0 | 0 | 0 | 0 | 0 | 0 | 0 | 0 | 0 | 0 | 0 | 0
NSW1 | Hydrogen Turbine | 0 | 0 | 0 | 0 | 0 | 0 | 0 | 0 | 0 | 0 | 0 | 0 | 0 | 0 | 0 | 0 | 0 | 0 | 0 | 0 | 0 | 0 | 0 | 0 | 0 | 0 | 0
NSW1 | Wind | 0 | 101380.5234 | 228833.5344 | 379353.7999 | 504066.482 | 624151.1577 | 711833.0329 | 674723.2542 | 641253.2616 | 606117.8222 | 678266.2038 | 674753.4038 | 679663.3487 | 663359.9934 | 656745.3998 | 744584.4809 | 707648.9924 | 728869.2282 | 757484.0073 | 733572.8291 | 744706.1753 | 712424.3737 | 716430.3439 | 718642.9882 | 741021.9939 | 743882.8272 | 731383.2395
NSW1 | Solar PV | 0 | 0.023621 | 0.033329 | 0.051356 | 2825.0949 | 19328.3554 | 52864.3852 | 50108.4223 | 47622.7686 | 45013.4306 | 144887.1595 | 154887.5564 | 195937.8512 | 189515.9505 | 198789.9518 | 188426.4948 | 179079.5021 | 223857.512 | 223388.0031 | 239304.5731 | 245732.8905 | 232268.7358 | 232279.9254 | 272340.4318 | 259623.5262 | 271385.9298 | 316908.5497
NSW1 | Grid Battery | 0 | 0.10667 | 0.18589 | 0.17869 | 0.23086 | 17186.5863 | 19160.7722 | 18161.8763 | 17260.9477 | 43966.799 | 103790.3642 | 98379.4961 | 93499.3345 | 88376.3364 | 83769.0529 | 79401.9462 | 75463.1725 | 71328.4163 | 84721.9183 | 80305.1362 | 76321.5593 | 76048.7409 | 72084.086 | 91830.0277 | 87274.7318 | 76606.873 | 76407.1903
NSW1 | Pumped Hydro | 0 | 0 | 80749.1298 | 76539.4601 | 184500.5984 | 204277.8374 | 198931.0894 | 188560.2754 | 179206.6465 | 169387.5868 | 160557.311 | 152187.0248 | 144637.7096 | 136712.7449 | 129585.5402 | 122829.8961 | 116736.8563 | 110340.6304 | 104588.2757 | 99135.8065 | 94218.1241 | 104275.0158 | 98838.8777 | 93686.1473 | 89038.7981 | 84160.1995 | 79772.7011
NSW1 | VPP | 0 | 0 | 0 | 0 | 0 | 0 | 0 | 0 | 0 | 0 | 0 | 0 | 0 | 0 | 0 | 0 | 0 | 0 | 0 | 0 | 0 | 0 | 0 | 0 | 0 | 0 | 0
Total excluding storage |  | 0 | 118159.8694 | 350032.149 | 494234.0261 | 731777.7551 | 903116.4985 | 1018971.8029 | 989232.9715 | 940161.5642 | 921592.3832 | 1155668.5221 | 1144821.2096 | 1175146.7753 | 1136008.8707 | 1123907.8078 | 1187392.4513 | 1128491.2474 | 1181242.8787 | 1214587.0307 | 1194408.2277 | 1200980.742 | 1162827.0765 | 1155472.2949 | 1216441.0537 | 1214919.192 | 1231922.1616 | 1253048.3025
Region | Technology | 2023-24 | 2024-25 | 2025-26 | 2026-27 | 2027-28 | 2028-29 | 2029-30 | 2030-31 | 2031-32 | 2032-33 | 2033-34 | 2034-35 | 2035-36 | 2036-37 | 2037-38 | 2038-39 | 2039-40 | 2040-41 | 2041-42 | 2042-43 | 2043-44 | 2044-45 | 2045-46 | 2046-47 | 2047-48 | 2048-49 | 2049-50
QLD1 | Black Coal | 0 | 0 | 0 | 0 | 0 | 0 | 0 | 0 | 0 | 0 | 0 | 0 | 0 | 0 | 0 | 0 | 0 | 0 | 0 | 0 | 0 | 0 | 0 | 0 | 0 | 0 | 0
QLD1 | Brown Coal | 0 | 0 | 0 | 0 | 0 | 0 | 0 | 0 | 0 | 0 | 0 | 0 | 0 | 0 | 0 | 0 | 0 | 0 | 0 | 0 | 0 | 0 | 0 | 0 | 0 | 0 | 0
QLD1 | CCGT | 0 | 0 | 0 | 0 | 0 | 0 | 0 | 0 | 0 | 0 | 0 | 0 | 0 | 0 | 0 | 0 | 0 | 0 | 0 | 0 | 0 | 0 | 0 | 0 | 0 | 0 | 0
QLD1 | Gas - Steam | 0 | 0 | 0 | 0 | 0 | 0 | 0 | 0 | 0 | 0 | 0 | 0 | 0 | 0 | 0 | 0 | 0 | 0 | 0 | 0 | 0 | 0 | 0 | 0 | 0 | 0 | 0
QLD1 | OCGT / Diesel | 0 | 0.0056795 | 0.0053834 | 0.0051125 | 0.0050073 | 0.0060632 | 0.0057737 | 0.0075073 | 0.007152 | 0.0068018 | 0.031465 | 41950.8747 | 46495.8418 | 43948.2496 | 41657.109 | 39485.4114 | 37526.7174 | 35470.5599 | 33621.3838 | 31868.6102 | 30287.7515 | 28628.2302 | 27135.7633 | 53724.077 | 51059.0667 | 101346.8122 | 96063.3277
QLD1 | Hydro | 0 | 0 | 0 | 0 | 0 | 0 | 0 | 0 | 0 | 0 | 0 | 0 | 0 | 0 | 0 | 0 | 0 | 0 | 0 | 0 | 0 | 0 | 0 | 0 | 0 | 0 | 0
QLD1 | Hydrogen Turbine | 0 | 0 | 0 | 0 | 0 | 0 | 0 | 0 | 0 | 0 | 0 | 0 | 0 | 0 | 0 | 0 | 0 | 0 | 0 | 0 | 0 | 0 | 0 | 0 | 0 | 0 | 0
QLD1 | Wind | 0 | 0.097385 | 0.092308 | 69890.3982 | 151842.5863 | 225732.1866 | 290953.7506 | 275785.5457 | 262105.0625 | 247743.847 | 234828.4171 | 257614.0167 | 389271.0153 | 423119.5681 | 518346.1542 | 491323.369 | 466951.0217 | 477985.5453 | 528153.0096 | 557854.58 | 540349.7248 | 511064.3976 | 530887.6855 | 652855.9206 | 624394.9054 | 726001.1192 | 703602.8002
QLD1 | Solar PV | 0 | 0.018344 | 0.017487 | 0.039335 | 0.045095 | 0.046836 | 0.06033 | 0.057243 | 0.054494 | 0.051598 | 0.049004 | 0.046526 | 10235.0458 | 20521.8237 | 81625.2162 | 77369.8732 | 73531.9011 | 113998.0251 | 112210.4495 | 174296.9403 | 196310.1527 | 185553.9603 | 184758.0038 | 274011.9091 | 290045.8981 | 328560.3731 | 366122.3372
QLD1 | Grid Battery | 0 | 0.022717 | 0.024966 | 0.024688 | 0.023477 | 0.024481 | 0.023391 | 0.029454 | 0.028084 | 0.04587 | 13785.81 | 20114.7368 | 69147.0603 | 65358.3664 | 121572.585 | 115234.6779 | 109518.4028 | 103517.6893 | 127547.0648 | 120897.6935 | 124119.0715 | 117318.3529 | 111202.2294 | 113725.3112 | 108083.9092 | 110579.4678 | 128382.2388
QLD1 | Pumped Hydro | 0 | 0 | 0.030073 | 0.031786 | 0.031573 | 0.036166 | 0.034613 | 0.057982 | 0.055209 | 0.077168 | 57095.409 | 54118.8747 | 51434.2806 | 48616.1024 | 46081.6142 | 43679.2552 | 41512.5235 | 39237.9765 | 37192.3981 | 56326.8665 | 53532.7436 | 50599.587 | 47961.694 | 146780.6223 | 139499.4945 | 156049.7812 | 147914.4847
QLD1 | VPP | 0 | 0 | 0 | 0 | 0 | 0 | 0 | 0 | 0 | 0 | 0 | 0 | 0 | 0 | 0 | 0 | 0 | 0 | 0 | 0 | 0 | 0 | 0 | 0 | 0 | 0 | 0
Total excluding storage |  | 0 | 0.14413 | 0.17022 | 69890.4992 | 151842.6914 | 225732.3002 | 290953.8747 | 275785.6979 | 262105.2074 | 247744.0284 | 305709.7166 | 373798.5494 | 566583.2438 | 601564.1101 | 809282.6786 | 767092.5868 | 729040.5665 | 770209.7961 | 838724.3057 | 941244.6905 | 944599.4442 | 893164.528 | 901945.376 | 1241097.8401 | 1213083.2738 | 1422537.5535 | 1442085.1885
Region | Technology | 2023-24 | 2024-25 | 2025-26 | 2026-27 | 2027-28 | 2028-29 | 2029-30 | 2030-31 | 2031-32 | 2032-33 | 2033-34 | 2034-35 | 2035-36 | 2036-37 | 2037-38 | 2038-39 | 2039-40 | 2040-41 | 2041-42 | 2042-43 | 2043-44 | 2044-45 | 2045-46 | 2046-47 | 2047-48 | 2048-49 | 2049-50
VIC1 | Black Coal | 0 | 0 | 0 | 0 | 0 | 0 | 0 | 0 | 0 | 0 | 0 | 0 | 0 | 0 | 0 | 0 | 0 | 0 | 0 | 0 | 0 | 0 | 0 | 0 | 0 | 0 | 0
VIC1 | Brown Coal | 0 | 0 | 0 | 0 | 0 | 0 | 0 | 0 | 0 | 0 | 0 | 0 | 0 | 0 | 0 | 0 | 0 | 0 | 0 | 0 | 0 | 0 | 0 | 0 | 0 | 0 | 0
VIC1 | CCGT | 0 | 0 | 0 | 0 | 0 | 0 | 0 | 0 | 0 | 0 | 0 | 0 | 0 | 0 | 0 | 0 | 0 | 0 | 0 | 0 | 0 | 0 | 0 | 0 | 0 | 0 | 0
VIC1 | Gas - Steam | 0 | 0 | 0 | 0 | 0 | 0 | 0 | 0 | 0 | 0 | 0 | 0 | 0 | 0 | 0 | 0 | 0 | 0 | 0 | 0 | 0 | 0 | 0 | 0 | 0 | 0 | 0
VIC1 | OCGT / Diesel | 0 | 0.0063346 | 0.0060043 | 0.0056913 | 0.005409 | 0.0051746 | 0.0049806 | 0.0050751 | 0.0049831 | 0.0052076 | 0.0052756 | 0.005812 | 23905.8616 | 22596.0157 | 21418.0244 | 20301.445 | 19294.3815 | 18237.207 | 35595.6632 | 33739.9651 | 32066.2772 | 74371.5419 | 70494.3526 | 66819.2916 | 67290.1352 | 77374.9767 | 83169.0867
VIC1 | Hydro | 0 | 0 | 0 | 0 | 0 | 0 | 0 | 0 | 0 | 0 | 0 | 0 | 0 | 0 | 0 | 0 | 0 | 0 | 0 | 0 | 0 | 0 | 0 | 0 | 0 | 0 | 0
VIC1 | Hydrogen Turbine | 0 | 0 | 0 | 0 | 0 | 0 | 0 | 0 | 0 | 0 | 0 | 0 | 0 | 0 | 0 | 0 | 0 | 0 | 0 | 0 | 0 | 0 | 0 | 0 | 0 | 0 | 0
VIC1 | Wind | 0 | 0.062231 | 67033.1564 | 63538.5432 | 60386.682 | 57077.9868 | 54102.3576 | 51281.8561 | 48737.9939 | 46067.5515 | 43665.9392 | 83010.7325 | 231251.991 | 276776.5624 | 299274.7423 | 311931.2181 | 301090.4718 | 335992.9136 | 320837.6189 | 335895.538 | 323890.1393 | 315598.6563 | 312577.1722 | 323044.956 | 314677.2887 | 299172.0362 | 371290.6251
VIC1 | Solar PV | 0 | 0.013191 | 0.036047 | 0.034199 | 0.032553 | 0.030824 | 0.029224 | 0.027749 | 0.026408 | 0.025008 | 0.024842 | 0.027169 | 16561.2963 | 15653.8732 | 29653.0405 | 28107.1477 | 38095.6946 | 36008.389 | 61914.5545 | 59679.9606 | 95232.9648 | 112942.0028 | 112483.2118 | 116333.0821 | 146046.6886 | 150753.8706 | 148072.0962
VIC1 | Grid Battery | 0 | 0.026941 | 0.025665 | 0.024697 | 0.023472 | 0.023516 | 0.022764 | 0.023556 | 0.022703 | 0.036519 | 0.042741 | 0.046931 | 65825.6166 | 62218.9108 | 66638.3045 | 63164.2698 | 76713.0305 | 77283.2733 | 93671.3742 | 88788.0325 | 84383.6568 | 79760.1132 | 75602.0031 | 71660.6664 | 88990.7262 | 84114.7612 | 79729.6315
VIC1 | Pumped Hydro | 0 | 0 | 0.028668 | 0.028765 | 0.028933 | 0.02962 | 0.028905 | 0.032267 | 0.030939 | 0.040856 | 0.054729 | 0.054614 | 0.063057 | 0.05987 | 0.086851 | 0.082661 | 0.079145 | 0.077796 | 0.23559 | 0.22341 | 0.21243 | 2009.9163 | 1905.1346 | 1805.8149 | 11820.8808 | 24574.8643 | 23293.7103
VIC1 | VPP | 0 | 0 | 0 | 0 | 0 | 0 | 0 | 0 | 0 | 0 | 0 | 0 | 0 | 0 | 0 | 0 | 0 | 0 | 0 | 0 | 0 | 0 | 0 | 0 | 0 | 0 | 0
Total excluding storage |  | 0 | 0.1087 | 67033.2528 | 63538.6365 | 60386.7724 | 57078.0759 | 54102.4435 | 51281.9447 | 48738.079 | 46067.6591 | 43666.0668 | 83010.8671 | 337544.8286 | 377245.4219 | 416984.1986 | 423504.1633 | 435193.6576 | 467521.8606 | 512019.4464 | 518103.7196 | 535573.2505 | 584682.2304 | 573061.8743 | 579663.8109 | 628825.7195 | 635990.509 | 705555.1498
Region | Technology | 2023-24 | 2024-25 | 2025-26 | 2026-27 | 2027-28 | 2028-29 | 2029-30 | 2030-31 | 2031-32 | 2032-33 | 2033-34 | 2034-35 | 2035-36 | 2036-37 | 2037-38 | 2038-39 | 2039-40 | 2040-41 | 2041-42 | 2042-43 | 2043-44 | 2044-45 | 2045-46 | 2046-47 | 2047-48 | 2048-49 | 2049-50
SA1 | Black Coal | 0 | 0 | 0 | 0 | 0 | 0 | 0 | 0 | 0 | 0 | 0 | 0 | 0 | 0 | 0 | 0 | 0 | 0 | 0 | 0 | 0 | 0 | 0 | 0 | 0 | 0 | 0
SA1 | Brown Coal | 0 | 0 | 0 | 0 | 0 | 0 | 0 | 0 | 0 | 0 | 0 | 0 | 0 | 0 | 0 | 0 | 0 | 0 | 0 | 0 | 0 | 0 | 0 | 0 | 0 | 0 | 0
SA1 | CCGT | 0 | 0 | 0 | 0 | 0 | 0 | 0 | 0 | 0 | 0 | 0 | 0 | 0 | 0 | 0 | 0 | 0 | 0 | 0 | 0 | 0 | 0 | 0 | 0 | 0 | 0 | 0
SA1 | Gas - Steam | 0 | 0 | 0 | 0 | 0 | 0 | 0 | 0 | 0 | 0 | 0 | 0 | 0 | 0 | 0 | 0 | 0 | 0 | 0 | 0 | 0 | 0 | 0 | 0 | 0 | 0 | 0
SA1 | OCGT / Diesel | 0 | 0.0056903 | 0.0053937 | 0.0051201 | 0.0050214 | 0.0051191 | 0.004986 | 0.0051663 | 0.005086 | 0.0054012 | 0.0054647 | 0.0073757 | 0.030988 | 0.029315 | 0.027946 | 0.026489 | 0.025202 | 0.023831 | 0.022597 | 0.021428 | 9237.8255 | 14455.1619 | 13701.5753 | 12987.2751 | 12343.0347 | 11666.7407 | 15306.8364
SA1 | Hydro | 0 | 0 | 0 | 0 | 0 | 0 | 0 | 0 | 0 | 0 | 0 | 0 | 0 | 0 | 0 | 0 | 0 | 0 | 0 | 0 | 0 | 0 | 0 | 0 | 0 | 0 | 0
SA1 | Hydrogen Turbine | 0 | 0 | 0 | 0 | 0 | 0 | 0 | 0 | 0 | 0 | 0 | 0 | 0 | 0 | 0 | 0 | 0 | 0 | 0 | 0 | 0 | 0 | 0 | 0 | 0 | 0 | 0
SA1 | Wind | 0 | 0.080309 | 0.076123 | 0.075442 | 0.072804 | 0.080579 | 0.077512 | 0.090858 | 0.087958 | 0.15544 | 72670.4369 | 70094.6021 | 145296.8933 | 148968.2768 | 188276.6894 | 187044.008 | 193274.8953 | 202178.0839 | 191782.9258 | 193653.307 | 184565.4676 | 185385.4935 | 185423.0242 | 225571.5265 | 249250.2564 | 261716.018 | 252915.5325
SA1 | Solar PV | 0 | 0.016946 | 0.016063 | 0.01536 | 0.016206 | 0.016873 | 0.017013 | 0.019199 | 0.019748 | 0.025572 | 0.033464 | 0.049288 | 0.34389 | 6320.6063 | 22452.5924 | 21282.0782 | 20364.9725 | 27726.7356 | 47971.9777 | 45471.0732 | 65773.4837 | 64650.961 | 61280.5319 | 72537.2256 | 73890.0832 | 95706.0941 | 97070.1804
SA1 | Grid Battery | 0 | 0.027304 | 0.02801 | 0.026602 | 0.025282 | 0.024088 | 0.023572 | 0.024744 | 0.023929 | 0.042491 | 0.048883 | 0.066499 | 17667.2296 | 16699.2101 | 28661.433 | 27167.2352 | 25819.5908 | 31422.3178 | 41756.6771 | 39579.7888 | 40806.5031 | 53239.703 | 50464.1728 | 47833.3392 | 46724.5437 | 56133.7929 | 53207.3866
SA1 | Pumped Hydro | 0 | 0 | 0.034856 | 0.033343 | 0.032471 | 0.034199 | 0.032813 | 0.035118 | 0.033709 | 0.043161 | 0.047962 | 0.055546 | 0.080561 | 0.077031 | 0.076227 | 0.072332 | 0.068902 | 0.069477 | 0.070901 | 0.067409 | 0.075274 | 0.078067 | 0.074112 | 0.070421 | 0.073235 | 0.070978 | 0.067988
SA1 | VPP | 0 | 0 | 0 | 0 | 0 | 0 | 0 | 0 | 0 | 0 | 0 | 0 | 0 | 0 | 0 | 0 | 0 | 0 | 0 | 0 | 0 | 0 | 0 | 0 | 0 | 0 | 0
Total excluding storage |  | 0 | 0.13025 | 0.16045 | 0.15587 | 0.15179 | 0.16086 | 0.15589 | 0.17509 | 0.17043 | 0.27207 | 72670.5727 | 70094.7809 | 162964.5783 | 171988.1995 | 239390.8189 | 235493.4202 | 239459.5526 | 261327.2306 | 281511.6741 | 278704.2578 | 300383.3551 | 317731.3974 | 310869.3783 | 358929.4369 | 382207.9912 | 425222.7167 | 418500.0039
Region | Technology | 2023-24 | 2024-25 | 2025-26 | 2026-27 | 2027-28 | 2028-29 | 2029-30 | 2030-31 | 2031-32 | 2032-33 | 2033-34 | 2034-35 | 2035-36 | 2036-37 | 2037-38 | 2038-39 | 2039-40 | 2040-41 | 2041-42 | 2042-43 | 2043-44 | 2044-45 | 2045-46 | 2046-47 | 2047-48 | 2048-49 | 2049-50
TAS1 | Black Coal | 0 | 0 | 0 | 0 | 0 | 0 | 0 | 0 | 0 | 0 | 0 | 0 | 0 | 0 | 0 | 0 | 0 | 0 | 0 | 0 | 0 | 0 | 0 | 0 | 0 | 0 | 0
TAS1 | Brown Coal | 0 | 0 | 0 | 0 | 0 | 0 | 0 | 0 | 0 | 0 | 0 | 0 | 0 | 0 | 0 | 0 | 0 | 0 | 0 | 0 | 0 | 0 | 0 | 0 | 0 | 0 | 0
TAS1 | CCGT | 0 | 0 | 0 | 0 | 0 | 0 | 0 | 0 | 0 | 0 | 0 | 0 | 0 | 0 | 0 | 0 | 0 | 0 | 0 | 0 | 0 | 0 | 0 | 0 | 0 | 0 | 0
TAS1 | Gas - Steam | 0 | 0 | 0 | 0 | 0 | 0 | 0 | 0 | 0 | 0 | 0 | 0 | 0 | 0 | 0 | 0 | 0 | 0 | 0 | 0 | 0 | 0 | 0 | 0 | 0 | 0 | 0
TAS1 | OCGT / Diesel | 0 | 0.0053998 | 0.0051183 | 0.0048627 | 0.0047602 | 0.0047475 | 0.0048003 | 0.0048149 | 0.0048012 | 0.0049539 | 0.0049424 | 0.0052043 | 0.0089263 | 0.0084503 | 0.010036 | 0.0095246 | 0.0090744 | 0.0086064 | 0.0097393 | 0.0092433 | 0.012237 | 0.01379 | 0.01308 | 0.012408 | 0.011804 | 0.011171 | 0.0091845
TAS1 | Hydro | 0 | 0 | 0 | 0 | 0 | 0 | 0 | 0 | 0 | 0 | 0 | 0 | 0 | 0 | 0 | 0 | 0 | 0 | 0 | 0 | 0 | 0 | 0 | 0 | 0 | 0 | 0
TAS1 | Hydrogen Turbine | 0 | 0 | 0 | 0 | 0 | 0 | 0 | 0 | 0 | 0 | 0 | 0 | 0 | 0 | 0 | 0 | 0 | 0 | 0 | 0 | 0 | 0 | 0 | 0 | 0 | 0 | 0
TAS1 | Wind | 0 | 36915.5843 | 52402.8046 | 66096.1366 | 78360.5346 | 88688.812 | 97859.2393 | 106761.4713 | 116302.8864 | 123888.8479 | 130208.1 | 135815.7759 | 185671.6953 | 187448.4211 | 189684.5352 | 179795.7684 | 170876.9081 | 161514.2503 | 160329.2275 | 152073.9811 | 149383.0807 | 145959.9038 | 150163.7589 | 145614.4048 | 151951.3226 | 143625.6317 | 126466.0454
TAS1 | Solar PV | 0 | 0.0070685 | 0.006732 | 0.0068398 | 0.0077495 | 0.0075866 | 0.0075529 | 0.0084694 | 0.00855 | 0.0091437 | 0.010243 | 0.010666 | 0.0184 | 0.017768 | 0.018349 | 0.017469 | 0.018221 | 0.017272 | 0.022214 | 0.031372 | 0.13015 | 641.5939 | 608.1459 | 576.4418 | 2932.8764 | 2772.1788 | 2627.6558
TAS1 | Grid Battery | 0 | 0.020044 | 0.022225 | 0.021925 | 0.020838 | 0.0198 | 0.021025 | 0.021117 | 0.021409 | 0.032899 | 0.035455 | 0.035382 | 0.045143 | 0.042763 | 0.054214 | 0.051504 | 0.049437 | 0.050961 | 0.050222 | 0.047666 | 0.04548 | 0.046041 | 0.04261 | 0.041087 | 0.046574 | 0.044428 | 0.041611
TAS1 | Pumped Hydro | 0 | 0 | 0.037601 | 0.038141 | 0.038802 | 0.039039 | 0.044842 | 0.050527 | 0.052866 | 0.14558 | 1736.6716 | 8633.205 | 35878.3615 | 33912.5206 | 38755.0545 | 36734.6489 | 34912.408 | 32999.4934 | 31279.4162 | 29648.7358 | 31804.6624 | 30206.6358 | 28631.8823 | 27139.2251 | 25792.9714 | 24379.7273 | 23108.7463
TAS1 | VPP | 0 | 0 | 0 | 0 | 0 | 0 | 0 | 0 | 0 | 0 | 0 | 0 | 0 | 0 | 0 | 0 | 0 | 0 | 0 | 0 | 0 | 0 | 0 | 0 | 0 | 0 | 0
Total excluding storage |  | 0 | 36915.6168 | 52402.8762 | 66096.2083 | 78360.6067 | 88688.8832 | 97859.3175 | 106761.5562 | 116302.974 | 123889.0404 | 131944.8223 | 144449.0321 | 221550.1292 | 221361.0107 | 228439.6722 | 216530.4959 | 205789.3929 | 194513.8205 | 191608.7258 | 181722.8052 | 181187.9309 | 176808.1933 | 179403.8428 | 173330.1251 | 180677.2288 | 170777.5935 | 152202.4983

## BaseCase_Rehab Cost
Rehabilition cost by technology ($000s) - BaseCase, Progressive Change Scenario
Rehab | Real June 2021 dollars discounted to 1 July 2021
Explicitly modelled generation
Region | Technology | 2023-24 | 2024-25 | 2025-26 | 2026-27 | 2027-28 | 2028-29 | 2029-30 | 2030-31 | 2031-32 | 2032-33 | 2033-34 | 2034-35 | 2035-36 | 2036-37 | 2037-38 | 2038-39 | 2039-40 | 2040-41 | 2041-42 | 2042-43 | 2043-44 | 2044-45 | 2045-46 | 2046-47 | 2047-48 | 2048-49 | 2049-50
NEM | Black Coal | 0 | 0 | 0 | 0 | 0 | 0 | 0 | 0 | 0 | 0 | 0 | 0 | 0 | 0 | 0 | 0 | 0 | 0 | 0 | 0 | 0 | 0 | 0 | 0 | 0 | 0 | 0
NEM | Brown Coal | 0 | 0 | 0 | 0 | 0 | 0 | 0 | 0 | 0 | 0 | 0 | 0 | 0 | 0 | 0 | 0 | 0 | 0 | 0 | 0 | 0 | 0 | 0 | 0 | 0 | 0 | 0
NEM | CCGT | 0 | 0 | 0 | 0 | 0 | 0 | 0 | 0 | 0 | 0 | 0 | 0 | 0 | 0 | 0 | 0 | 0 | 0 | 0 | 0 | 0 | 0 | 0 | 0 | 0 | 0 | 0
NEM | Gas - Steam | 0 | 0 | 0 | 0 | 0 | 0 | 0 | 0 | 0 | 0 | 0 | 0 | 0 | 0 | 0 | 0 | 0 | 0 | 0 | 0 | 0 | 0 | 0 | 0 | 0 | 0 | 0
NEM | OCGT / Diesel | 0 | 0 | 0 | 0 | 0 | 0 | 0 | 0 | 0 | 0 | 0 | 0 | 0 | 0 | 0 | 0 | 0 | 0 | 0 | 0 | 0 | 0 | 0 | 0 | 0 | 0 | 0
NEM | Hydro | 0 | 0 | 0 | 0 | 0 | 0 | 0 | 0 | 0 | 0 | 0 | 0 | 0 | 0 | 0 | 0 | 0 | 0 | 0 | 0 | 0 | 0 | 0 | 0 | 0 | 0 | 0
NEM | Hydrogen Turbine | 0 | 0 | 0 | 0 | 0 | 0 | 0 | 0 | 0 | 0 | 0 | 0 | 0 | 0 | 0 | 0 | 0 | 0 | 0 | 0 | 0 | 0 | 0 | 0 | 0 | 0 | 0
NEM | Wind | 0 | 0 | 0 | 0 | 0 | 0 | 0 | 0 | 0 | 0 | 0 | 0 | 0 | 0 | 0 | 0 | 0 | 0 | 0 | 0 | 0 | 0 | 0 | 0 | 0 | 0 | 0
NEM | Solar PV | 0 | 0 | 0 | 0 | 0 | 0 | 0 | 0 | 0 | 0 | 0 | 0 | 0 | 0 | 0 | 0 | 0 | 0 | 0 | 0 | 0 | 0 | 0 | 0 | 0 | 0 | 0
NEM | Grid Battery | 0 | 0 | 0 | 0 | 0 | 0 | 0 | 0 | 0 | 0 | 0 | 0 | 0 | 0 | 0 | 0 | 0 | 0 | 0 | 0 | 0 | 0 | 0 | 0 | 0 | 0 | 0
NEM | Pumped Hydro | 0 | 0 | 0 | 0 | 0 | 0 | 0 | 0 | 0 | 0 | 0 | 0 | 0 | 0 | 0 | 0 | 0 | 0 | 0 | 0 | 0 | 0 | 0 | 0 | 0 | 0 | 0
NEM | VPP | 0 | 0 | 0 | 0 | 0 | 0 | 0 | 0 | 0 | 0 | 0 | 0 | 0 | 0 | 0 | 0 | 0 | 0 | 0 | 0 | 0 | 0 | 0 | 0 | 0 | 0 | 0
Total excluding storage |  | 0 | 0 | 0 | 0 | 0 | 0 | 0 | 0 | 0 | 0 | 0 | 0 | 0 | 0 | 0 | 0 | 0 | 0 | 0 | 0 | 0 | 0 | 0 | 0 | 0 | 0 | 0
Region | Technology | 2023-24 | 2024-25 | 2025-26 | 2026-27 | 2027-28 | 2028-29 | 2029-30 | 2030-31 | 2031-32 | 2032-33 | 2033-34 | 2034-35 | 2035-36 | 2036-37 | 2037-38 | 2038-39 | 2039-40 | 2040-41 | 2041-42 | 2042-43 | 2043-44 | 2044-45 | 2045-46 | 2046-47 | 2047-48 | 2048-49 | 2049-50
NSW1 | Black Coal | 0 | 0 | 0 | 0 | 0 | 0 | 0 | 0 | 0 | 0 | 0 | 0 | 0 | 0 | 0 | 0 | 0 | 0 | 0 | 0 | 0 | 0 | 0 | 0 | 0 | 0 | 0
NSW1 | Brown Coal | 0 | 0 | 0 | 0 | 0 | 0 | 0 | 0 | 0 | 0 | 0 | 0 | 0 | 0 | 0 | 0 | 0 | 0 | 0 | 0 | 0 | 0 | 0 | 0 | 0 | 0 | 0
NSW1 | CCGT | 0 | 0 | 0 | 0 | 0 | 0 | 0 | 0 | 0 | 0 | 0 | 0 | 0 | 0 | 0 | 0 | 0 | 0 | 0 | 0 | 0 | 0 | 0 | 0 | 0 | 0 | 0
NSW1 | Gas - Steam | 0 | 0 | 0 | 0 | 0 | 0 | 0 | 0 | 0 | 0 | 0 | 0 | 0 | 0 | 0 | 0 | 0 | 0 | 0 | 0 | 0 | 0 | 0 | 0 | 0 | 0 | 0
NSW1 | OCGT / Diesel | 0 | 0 | 0 | 0 | 0 | 0 | 0 | 0 | 0 | 0 | 0 | 0 | 0 | 0 | 0 | 0 | 0 | 0 | 0 | 0 | 0 | 0 | 0 | 0 | 0 | 0 | 0
NSW1 | Hydro | 0 | 0 | 0 | 0 | 0 | 0 | 0 | 0 | 0 | 0 | 0 | 0 | 0 | 0 | 0 | 0 | 0 | 0 | 0 | 0 | 0 | 0 | 0 | 0 | 0 | 0 | 0
NSW1 | Hydrogen Turbine | 0 | 0 | 0 | 0 | 0 | 0 | 0 | 0 | 0 | 0 | 0 | 0 | 0 | 0 | 0 | 0 | 0 | 0 | 0 | 0 | 0 | 0 | 0 | 0 | 0 | 0 | 0
NSW1 | Wind | 0 | 0 | 0 | 0 | 0 | 0 | 0 | 0 | 0 | 0 | 0 | 0 | 0 | 0 | 0 | 0 | 0 | 0 | 0 | 0 | 0 | 0 | 0 | 0 | 0 | 0 | 0
NSW1 | Solar PV | 0 | 0 | 0 | 0 | 0 | 0 | 0 | 0 | 0 | 0 | 0 | 0 | 0 | 0 | 0 | 0 | 0 | 0 | 0 | 0 | 0 | 0 | 0 | 0 | 0 | 0 | 0
NSW1 | Grid Battery | 0 | 0 | 0 | 0 | 0 | 0 | 0 | 0 | 0 | 0 | 0 | 0 | 0 | 0 | 0 | 0 | 0 | 0 | 0 | 0 | 0 | 0 | 0 | 0 | 0 | 0 | 0
NSW1 | Pumped Hydro | 0 | 0 | 0 | 0 | 0 | 0 | 0 | 0 | 0 | 0 | 0 | 0 | 0 | 0 | 0 | 0 | 0 | 0 | 0 | 0 | 0 | 0 | 0 | 0 | 0 | 0 | 0
NSW1 | VPP | 0 | 0 | 0 | 0 | 0 | 0 | 0 | 0 | 0 | 0 | 0 | 0 | 0 | 0 | 0 | 0 | 0 | 0 | 0 | 0 | 0 | 0 | 0 | 0 | 0 | 0 | 0
Total excluding storage |  | 0 | 0 | 0 | 0 | 0 | 0 | 0 | 0 | 0 | 0 | 0 | 0 | 0 | 0 | 0 | 0 | 0 | 0 | 0 | 0 | 0 | 0 | 0 | 0 | 0 | 0 | 0
Region | Technology | 2023-24 | 2024-25 | 2025-26 | 2026-27 | 2027-28 | 2028-29 | 2029-30 | 2030-31 | 2031-32 | 2032-33 | 2033-34 | 2034-35 | 2035-36 | 2036-37 | 2037-38 | 2038-39 | 2039-40 | 2040-41 | 2041-42 | 2042-43 | 2043-44 | 2044-45 | 2045-46 | 2046-47 | 2047-48 | 2048-49 | 2049-50
QLD1 | Black Coal | 0 | 0 | 0 | 0 | 0 | 0 | 0 | 0 | 0 | 0 | 0 | 0 | 0 | 0 | 0 | 0 | 0 | 0 | 0 | 0 | 0 | 0 | 0 | 0 | 0 | 0 | 0
QLD1 | Brown Coal | 0 | 0 | 0 | 0 | 0 | 0 | 0 | 0 | 0 | 0 | 0 | 0 | 0 | 0 | 0 | 0 | 0 | 0 | 0 | 0 | 0 | 0 | 0 | 0 | 0 | 0 | 0
QLD1 | CCGT | 0 | 0 | 0 | 0 | 0 | 0 | 0 | 0 | 0 | 0 | 0 | 0 | 0 | 0 | 0 | 0 | 0 | 0 | 0 | 0 | 0 | 0 | 0 | 0 | 0 | 0 | 0
QLD1 | Gas - Steam | 0 | 0 | 0 | 0 | 0 | 0 | 0 | 0 | 0 | 0 | 0 | 0 | 0 | 0 | 0 | 0 | 0 | 0 | 0 | 0 | 0 | 0 | 0 | 0 | 0 | 0 | 0
QLD1 | OCGT / Diesel | 0 | 0 | 0 | 0 | 0 | 0 | 0 | 0 | 0 | 0 | 0 | 0 | 0 | 0 | 0 | 0 | 0 | 0 | 0 | 0 | 0 | 0 | 0 | 0 | 0 | 0 | 0
QLD1 | Hydro | 0 | 0 | 0 | 0 | 0 | 0 | 0 | 0 | 0 | 0 | 0 | 0 | 0 | 0 | 0 | 0 | 0 | 0 | 0 | 0 | 0 | 0 | 0 | 0 | 0 | 0 | 0
QLD1 | Hydrogen Turbine | 0 | 0 | 0 | 0 | 0 | 0 | 0 | 0 | 0 | 0 | 0 | 0 | 0 | 0 | 0 | 0 | 0 | 0 | 0 | 0 | 0 | 0 | 0 | 0 | 0 | 0 | 0
QLD1 | Wind | 0 | 0 | 0 | 0 | 0 | 0 | 0 | 0 | 0 | 0 | 0 | 0 | 0 | 0 | 0 | 0 | 0 | 0 | 0 | 0 | 0 | 0 | 0 | 0 | 0 | 0 | 0
QLD1 | Solar PV | 0 | 0 | 0 | 0 | 0 | 0 | 0 | 0 | 0 | 0 | 0 | 0 | 0 | 0 | 0 | 0 | 0 | 0 | 0 | 0 | 0 | 0 | 0 | 0 | 0 | 0 | 0
QLD1 | Grid Battery | 0 | 0 | 0 | 0 | 0 | 0 | 0 | 0 | 0 | 0 | 0 | 0 | 0 | 0 | 0 | 0 | 0 | 0 | 0 | 0 | 0 | 0 | 0 | 0 | 0 | 0 | 0
QLD1 | Pumped Hydro | 0 | 0 | 0 | 0 | 0 | 0 | 0 | 0 | 0 | 0 | 0 | 0 | 0 | 0 | 0 | 0 | 0 | 0 | 0 | 0 | 0 | 0 | 0 | 0 | 0 | 0 | 0
QLD1 | VPP | 0 | 0 | 0 | 0 | 0 | 0 | 0 | 0 | 0 | 0 | 0 | 0 | 0 | 0 | 0 | 0 | 0 | 0 | 0 | 0 | 0 | 0 | 0 | 0 | 0 | 0 | 0
Total excluding storage |  | 0 | 0 | 0 | 0 | 0 | 0 | 0 | 0 | 0 | 0 | 0 | 0 | 0 | 0 | 0 | 0 | 0 | 0 | 0 | 0 | 0 | 0 | 0 | 0 | 0 | 0 | 0
Region | Technology | 2023-24 | 2024-25 | 2025-26 | 2026-27 | 2027-28 | 2028-29 | 2029-30 | 2030-31 | 2031-32 | 2032-33 | 2033-34 | 2034-35 | 2035-36 | 2036-37 | 2037-38 | 2038-39 | 2039-40 | 2040-41 | 2041-42 | 2042-43 | 2043-44 | 2044-45 | 2045-46 | 2046-47 | 2047-48 | 2048-49 | 2049-50
VIC1 | Black Coal | 0 | 0 | 0 | 0 | 0 | 0 | 0 | 0 | 0 | 0 | 0 | 0 | 0 | 0 | 0 | 0 | 0 | 0 | 0 | 0 | 0 | 0 | 0 | 0 | 0 | 0 | 0
VIC1 | Brown Coal | 0 | 0 | 0 | 0 | 0 | 0 | 0 | 0 | 0 | 0 | 0 | 0 | 0 | 0 | 0 | 0 | 0 | 0 | 0 | 0 | 0 | 0 | 0 | 0 | 0 | 0 | 0
VIC1 | CCGT | 0 | 0 | 0 | 0 | 0 | 0 | 0 | 0 | 0 | 0 | 0 | 0 | 0 | 0 | 0 | 0 | 0 | 0 | 0 | 0 | 0 | 0 | 0 | 0 | 0 | 0 | 0
VIC1 | Gas - Steam | 0 | 0 | 0 | 0 | 0 | 0 | 0 | 0 | 0 | 0 | 0 | 0 | 0 | 0 | 0 | 0 | 0 | 0 | 0 | 0 | 0 | 0 | 0 | 0 | 0 | 0 | 0
VIC1 | OCGT / Diesel | 0 | 0 | 0 | 0 | 0 | 0 | 0 | 0 | 0 | 0 | 0 | 0 | 0 | 0 | 0 | 0 | 0 | 0 | 0 | 0 | 0 | 0 | 0 | 0 | 0 | 0 | 0
VIC1 | Hydro | 0 | 0 | 0 | 0 | 0 | 0 | 0 | 0 | 0 | 0 | 0 | 0 | 0 | 0 | 0 | 0 | 0 | 0 | 0 | 0 | 0 | 0 | 0 | 0 | 0 | 0 | 0
VIC1 | Hydrogen Turbine | 0 | 0 | 0 | 0 | 0 | 0 | 0 | 0 | 0 | 0 | 0 | 0 | 0 | 0 | 0 | 0 | 0 | 0 | 0 | 0 | 0 | 0 | 0 | 0 | 0 | 0 | 0
VIC1 | Wind | 0 | 0 | 0 | 0 | 0 | 0 | 0 | 0 | 0 | 0 | 0 | 0 | 0 | 0 | 0 | 0 | 0 | 0 | 0 | 0 | 0 | 0 | 0 | 0 | 0 | 0 | 0
VIC1 | Solar PV | 0 | 0 | 0 | 0 | 0 | 0 | 0 | 0 | 0 | 0 | 0 | 0 | 0 | 0 | 0 | 0 | 0 | 0 | 0 | 0 | 0 | 0 | 0 | 0 | 0 | 0 | 0
VIC1 | Grid Battery | 0 | 0 | 0 | 0 | 0 | 0 | 0 | 0 | 0 | 0 | 0 | 0 | 0 | 0 | 0 | 0 | 0 | 0 | 0 | 0 | 0 | 0 | 0 | 0 | 0 | 0 | 0
VIC1 | Pumped Hydro | 0 | 0 | 0 | 0 | 0 | 0 | 0 | 0 | 0 | 0 | 0 | 0 | 0 | 0 | 0 | 0 | 0 | 0 | 0 | 0 | 0 | 0 | 0 | 0 | 0 | 0 | 0
VIC1 | VPP | 0 | 0 | 0 | 0 | 0 | 0 | 0 | 0 | 0 | 0 | 0 | 0 | 0 | 0 | 0 | 0 | 0 | 0 | 0 | 0 | 0 | 0 | 0 | 0 | 0 | 0 | 0
Total excluding storage |  | 0 | 0 | 0 | 0 | 0 | 0 | 0 | 0 | 0 | 0 | 0 | 0 | 0 | 0 | 0 | 0 | 0 | 0 | 0 | 0 | 0 | 0 | 0 | 0 | 0 | 0 | 0
Region | Technology | 2023-24 | 2024-25 | 2025-26 | 2026-27 | 2027-28 | 2028-29 | 2029-30 | 2030-31 | 2031-32 | 2032-33 | 2033-34 | 2034-35 | 2035-36 | 2036-37 | 2037-38 | 2038-39 | 2039-40 | 2040-41 | 2041-42 | 2042-43 | 2043-44 | 2044-45 | 2045-46 | 2046-47 | 2047-48 | 2048-49 | 2049-50
SA1 | Black Coal | 0 | 0 | 0 | 0 | 0 | 0 | 0 | 0 | 0 | 0 | 0 | 0 | 0 | 0 | 0 | 0 | 0 | 0 | 0 | 0 | 0 | 0 | 0 | 0 | 0 | 0 | 0
SA1 | Brown Coal | 0 | 0 | 0 | 0 | 0 | 0 | 0 | 0 | 0 | 0 | 0 | 0 | 0 | 0 | 0 | 0 | 0 | 0 | 0 | 0 | 0 | 0 | 0 | 0 | 0 | 0 | 0
SA1 | CCGT | 0 | 0 | 0 | 0 | 0 | 0 | 0 | 0 | 0 | 0 | 0 | 0 | 0 | 0 | 0 | 0 | 0 | 0 | 0 | 0 | 0 | 0 | 0 | 0 | 0 | 0 | 0
SA1 | Gas - Steam | 0 | 0 | 0 | 0 | 0 | 0 | 0 | 0 | 0 | 0 | 0 | 0 | 0 | 0 | 0 | 0 | 0 | 0 | 0 | 0 | 0 | 0 | 0 | 0 | 0 | 0 | 0
SA1 | OCGT / Diesel | 0 | 0 | 0 | 0 | 0 | 0 | 0 | 0 | 0 | 0 | 0 | 0 | 0 | 0 | 0 | 0 | 0 | 0 | 0 | 0 | 0 | 0 | 0 | 0 | 0 | 0 | 0
SA1 | Hydro | 0 | 0 | 0 | 0 | 0 | 0 | 0 | 0 | 0 | 0 | 0 | 0 | 0 | 0 | 0 | 0 | 0 | 0 | 0 | 0 | 0 | 0 | 0 | 0 | 0 | 0 | 0
SA1 | Hydrogen Turbine | 0 | 0 | 0 | 0 | 0 | 0 | 0 | 0 | 0 | 0 | 0 | 0 | 0 | 0 | 0 | 0 | 0 | 0 | 0 | 0 | 0 | 0 | 0 | 0 | 0 | 0 | 0
SA1 | Wind | 0 | 0 | 0 | 0 | 0 | 0 | 0 | 0 | 0 | 0 | 0 | 0 | 0 | 0 | 0 | 0 | 0 | 0 | 0 | 0 | 0 | 0 | 0 | 0 | 0 | 0 | 0
SA1 | Solar PV | 0 | 0 | 0 | 0 | 0 | 0 | 0 | 0 | 0 | 0 | 0 | 0 | 0 | 0 | 0 | 0 | 0 | 0 | 0 | 0 | 0 | 0 | 0 | 0 | 0 | 0 | 0
SA1 | Grid Battery | 0 | 0 | 0 | 0 | 0 | 0 | 0 | 0 | 0 | 0 | 0 | 0 | 0 | 0 | 0 | 0 | 0 | 0 | 0 | 0 | 0 | 0 | 0 | 0 | 0 | 0 | 0
SA1 | Pumped Hydro | 0 | 0 | 0 | 0 | 0 | 0 | 0 | 0 | 0 | 0 | 0 | 0 | 0 | 0 | 0 | 0 | 0 | 0 | 0 | 0 | 0 | 0 | 0 | 0 | 0 | 0 | 0
SA1 | VPP | 0 | 0 | 0 | 0 | 0 | 0 | 0 | 0 | 0 | 0 | 0 | 0 | 0 | 0 | 0 | 0 | 0 | 0 | 0 | 0 | 0 | 0 | 0 | 0 | 0 | 0 | 0
Total excluding storage |  | 0 | 0 | 0 | 0 | 0 | 0 | 0 | 0 | 0 | 0 | 0 | 0 | 0 | 0 | 0 | 0 | 0 | 0 | 0 | 0 | 0 | 0 | 0 | 0 | 0 | 0 | 0
Region | Technology | 2023-24 | 2024-25 | 2025-26 | 2026-27 | 2027-28 | 2028-29 | 2029-30 | 2030-31 | 2031-32 | 2032-33 | 2033-34 | 2034-35 | 2035-36 | 2036-37 | 2037-38 | 2038-39 | 2039-40 | 2040-41 | 2041-42 | 2042-43 | 2043-44 | 2044-45 | 2045-46 | 2046-47 | 2047-48 | 2048-49 | 2049-50
TAS1 | Black Coal | 0 | 0 | 0 | 0 | 0 | 0 | 0 | 0 | 0 | 0 | 0 | 0 | 0 | 0 | 0 | 0 | 0 | 0 | 0 | 0 | 0 | 0 | 0 | 0 | 0 | 0 | 0
TAS1 | Brown Coal | 0 | 0 | 0 | 0 | 0 | 0 | 0 | 0 | 0 | 0 | 0 | 0 | 0 | 0 | 0 | 0 | 0 | 0 | 0 | 0 | 0 | 0 | 0 | 0 | 0 | 0 | 0
TAS1 | CCGT | 0 | 0 | 0 | 0 | 0 | 0 | 0 | 0 | 0 | 0 | 0 | 0 | 0 | 0 | 0 | 0 | 0 | 0 | 0 | 0 | 0 | 0 | 0 | 0 | 0 | 0 | 0
TAS1 | Gas - Steam | 0 | 0 | 0 | 0 | 0 | 0 | 0 | 0 | 0 | 0 | 0 | 0 | 0 | 0 | 0 | 0 | 0 | 0 | 0 | 0 | 0 | 0 | 0 | 0 | 0 | 0 | 0
TAS1 | OCGT / Diesel | 0 | 0 | 0 | 0 | 0 | 0 | 0 | 0 | 0 | 0 | 0 | 0 | 0 | 0 | 0 | 0 | 0 | 0 | 0 | 0 | 0 | 0 | 0 | 0 | 0 | 0 | 0
TAS1 | Hydro | 0 | 0 | 0 | 0 | 0 | 0 | 0 | 0 | 0 | 0 | 0 | 0 | 0 | 0 | 0 | 0 | 0 | 0 | 0 | 0 | 0 | 0 | 0 | 0 | 0 | 0 | 0
TAS1 | Hydrogen Turbine | 0 | 0 | 0 | 0 | 0 | 0 | 0 | 0 | 0 | 0 | 0 | 0 | 0 | 0 | 0 | 0 | 0 | 0 | 0 | 0 | 0 | 0 | 0 | 0 | 0 | 0 | 0
TAS1 | Wind | 0 | 0 | 0 | 0 | 0 | 0 | 0 | 0 | 0 | 0 | 0 | 0 | 0 | 0 | 0 | 0 | 0 | 0 | 0 | 0 | 0 | 0 | 0 | 0 | 0 | 0 | 0
TAS1 | Solar PV | 0 | 0 | 0 | 0 | 0 | 0 | 0 | 0 | 0 | 0 | 0 | 0 | 0 | 0 | 0 | 0 | 0 | 0 | 0 | 0 | 0 | 0 | 0 | 0 | 0 | 0 | 0
TAS1 | Grid Battery | 0 | 0 | 0 | 0 | 0 | 0 | 0 | 0 | 0 | 0 | 0 | 0 | 0 | 0 | 0 | 0 | 0 | 0 | 0 | 0 | 0 | 0 | 0 | 0 | 0 | 0 | 0
TAS1 | Pumped Hydro | 0 | 0 | 0 | 0 | 0 | 0 | 0 | 0 | 0 | 0 | 0 | 0 | 0 | 0 | 0 | 0 | 0 | 0 | 0 | 0 | 0 | 0 | 0 | 0 | 0 | 0 | 0
TAS1 | VPP | 0 | 0 | 0 | 0 | 0 | 0 | 0 | 0 | 0 | 0 | 0 | 0 | 0 | 0 | 0 | 0 | 0 | 0 | 0 | 0 | 0 | 0 | 0 | 0 | 0 | 0 | 0
Total excluding storage |  | 0 | 0 | 0 | 0 | 0 | 0 | 0 | 0 | 0 | 0 | 0 | 0 | 0 | 0 | 0 | 0 | 0 | 0 | 0 | 0 | 0 | 0 | 0 | 0 | 0 | 0 | 0

## BaseCase_REZ Tx Cost
REZ transmission expansion cost by region ($000s) - BaseCase, Progressive Change Scenario
REZ Expansion | Real June 2021 dollars discounted to 1 July 2021. As with the total capital costs, the REZ transmission expansion costs are annualised for modelling purposes.
Explicitly modelled generation
Region | Technology | 2023-24 | 2024-25 | 2025-26 | 2026-27 | 2027-28 | 2028-29 | 2029-30 | 2030-31 | 2031-32 | 2032-33 | 2033-34 | 2034-35 | 2035-36 | 2036-37 | 2037-38 | 2038-39 | 2039-40 | 2040-41 | 2041-42 | 2042-43 | 2043-44 | 2044-45 | 2045-46 | 2046-47 | 2047-48 | 2048-49 | 2049-50 | Sum | Raw | Equal
NSW1 | Transmission | 0 | 0.0002121 | 0.00023522 | 0.00028831 | 0.00030352 | 0.00033716 | 0.00034282 | 0.00033512 | 0.00032917 | 0.00035356 | 14123.603 | 18088.271 | 22247.031 | 23195.0913 | 21985.8685 | 20839.6859 | 19805.9226 | 18720.7201 | 17744.7585 | 17031.1782 | 22305.6177 | 21083.4522 | 32455.9591 | 48088.8212 | 50667.0042 | 61788.4053 | 73547.6736 | 503719.0661 | 503719.0661 | TRUE
QLD1 | Transmission | 68.9739 | 65.4774 | 62.064 | 58.8285 | 56.1736 | 78.4483 | 79.9566 | 77.2878 | 73.6138 | 69.581 | 66.9471 | 72.5676 | 30439.6378 | 32273.164 | 50071.8502 | 47463.7191 | 45048.5025 | 56297.2668 | 64192.1048 | 77792.0031 | 82275.5407 | 78019.6226 | 78149.8378 | 124336.603 | 125245.472 | 157333.4378 | 174307.3421 | 1224076.0239 | 1224076.0239 | TRUE
VIC1 | Transmission | 0 | 9.0433e-05 | 8.9802e-05 | 8.512e-05 | 8.0898e-05 | 8.5418e-05 | 8.0965e-05 | 7.6744e-05 | 7.6015e-05 | 7.891e-05 | 8.3883e-05 | 8.8982e-05 | 0.0002992 | 5992.6017 | 5680.1913 | 6342.0888 | 6027.4863 | 12388.6095 | 11742.7579 | 12128.1491 | 11526.5261 | 11814.7682 | 15077.0895 | 16884.2151 | 17044.0051 | 16598.9152 | 15857.6296 | 165105.0345 | 165105.0345 | TRUE
SA1 | Transmission | 57.1281 | 54.0052 | 51.1919 | 48.5235 | 46.1168 | 43.5908 | 41.3185 | 39.1654 | 37.2228 | 35.1872 | 1779.4857 | 1686.7222 | 1619.9556 | 1548.1122 | 9469.5102 | 9054.5318 | 9761.4439 | 14370.3096 | 14102.2996 | 14401.9875 | 14579.8852 | 15281.2089 | 14487.2339 | 28734.2841 | 34629.9133 | 36328.6469 | 36130.4249 | 258419.4056 | 258419.4056 | TRUE
TAS1 | Transmission | 0 | 0.0001177 | 0.00013765 | 0.00014138 | 0.00015593 | 0.00021765 | 0.00021527 | 0.00021008 | 0.00020663 | 0.00021551 | 127.4028 | 205.0056 | 210.3077 | 2584.6447 | 5134.498 | 4866.8227 | 4625.4015 | 4371.9673 | 5757.015 | 5711.5528 | 6532.862 | 6174.9146 | 8827.3038 | 9040.9035 | 9864.5384 | 9324.0423 | 8837.9548 | 92197.1393 | 92197.1393 | TRUE
NEM | Total | 126.102 | 119.483 | 113.2563 | 107.3525 | 102.2909 | 122.0397 | 121.2758 | 116.4538 | 110.8373 | 104.7689 | 16097.4387 | 20052.5664 | 54516.9325 | 65593.6139 | 92341.9182 | 88566.8483 | 85268.7568 | 106148.8733 | 113538.9358 | 127064.8707 | 137220.4317 | 132373.9665 | 148997.424 | 227084.8269 | 237450.9329 | 281373.4476 | 308681.0251

## BaseCase_USE+DSP Cost
USE+DSP cost by region ($000s) - BaseCase, Progressive Change Scenario
USE+DSP | Real June 2021 dollars discounted to 1 July 2021
Explicitly modelled generation
Region | Technology | 2023-24 | 2024-25 | 2025-26 | 2026-27 | 2027-28 | 2028-29 | 2029-30 | 2030-31 | 2031-32 | 2032-33 | 2033-34 | 2034-35 | 2035-36 | 2036-37 | 2037-38 | 2038-39 | 2039-40 | 2040-41 | 2041-42 | 2042-43 | 2043-44 | 2044-45 | 2045-46 | 2046-47 | 2047-48 | 2048-49 | 2049-50
NSW1 | USE+DSP | 18535.7693 | 16178.8105 | 27003.4226 | 116.9457 | 24854.0827 | 33297.1725 | 0.09245 | 33712.4831 | 1477.9625 | 10957.6519 | 48870.7163 | 61317.2678 | 58.2249 | 45.8686 | 9887.809 | 0.65239 | 44.7061 | 43.9443 | 10999.9721 | 26.5043 | 188.823 | 593.5428 | 160.7726 | 10972.2282 | 112.473 | 313.0217 | 915.584
QLD1 | USE+DSP | 0.010816 | 0.011026 | 0.011081 | 0.011052 | 0.01109 | 1760.4785 | 0.011051 | 7293.0151 | 0.011194 | 391.8134 | 3116.2749 | 5245.9773 | 9857.3085 | 0.012081 | 86822.1823 | 0.012063 | 0.012106 | 10.9392 | 1102.6193 | 832.5377 | 326.7812 | 1684.1268 | 407.3167 | 2609.9688 | 0.013038 | 1861.4351 | 4302.6522
VIC1 | USE+DSP | 27.8899 | 2852.056 | 0.11815 | 0.13532 | 19.1514 | 52.3894 | 0.11869 | 54.778 | 1.2782 | 57.5432 | 49.7699 | 151.0515 | 8531.2316 | 545.9822 | 7850.4892 | 388.829 | 1415.1377 | 1019.9609 | 5594.4038 | 346.7369 | 673.7926 | 1187.7943 | 341.777 | 0.14314 | 916.5873 | 1874.8839 | 1731.8559
SA1 | USE+DSP | 4.1471 | 0.013038 | 0.013038 | 1.3728 | 15.8971 | 28.1094 | 0.0128 | 34.0401 | 1.5227 | 36.7023 | 5.1865 | 111.1393 | 784.133 | 871.0595 | 1267.3544 | 37.6925 | 63.308 | 136.8364 | 1003.6198 | 43.6579 | 284.1904 | 539.3572 | 138.8933 | 143.5345 | 403.1034 | 520.3581 | 928.348
TAS1 | USE+DSP | 0.0076106 | 0.0075803 | 0.0075747 | 0.0075721 | 0.00759 | 0.0075839 | 0.0076804 | 11.6601 | 0.0077735 | 22.1908 | 0.0083474 | 29.5823 | 33.8983 | 0.0085239 | 87.7276 | 6.2152 | 30.735 | 96.1663 | 206.099 | 0.0087493 | 152.2661 | 286.5035 | 85.758 | 0.0089513 | 189.986 | 139.3019 | 135.8953
NEM | Total | 18567.8248 | 19030.8982 | 27003.5724 | 118.4724 | 24889.1498 | 35138.1574 | 0.24267 | 41105.9764 | 1480.7824 | 11465.9016 | 52041.9559 | 66855.0182 | 19264.7963 | 1462.9309 | 105915.5625 | 433.4012 | 1553.8988 | 1307.847 | 18906.714 | 1249.4456 | 1625.8534 | 4291.3245 | 1134.5175 | 13725.8836 | 1622.1627 | 4709.0008 | 8014.3354

## Option 3A_CF
Annual capacity factor by technology - Option 3A, Progressive Change Scenario
Explicitly modelled generation
Region | Technology | 2023-24 | 2024-25 | 2025-26 | 2026-27 | 2027-28 | 2028-29 | 2029-30 | 2030-31 | 2031-32 | 2032-33 | 2033-34 | 2034-35 | 2035-36 | 2036-37 | 2037-38 | 2038-39 | 2039-40 | 2040-41 | 2041-42 | 2042-43 | 2043-44 | 2044-45 | 2045-46 | 2046-47 | 2047-48 | 2048-49 | 2049-50
NEM | Black Coal | 51.15% | 49.42% | 47.97% | 52.77% | 51.76% | 55.44% | 49.45% | 58.4% | 57.34% | 66% | 69.77% | 70.43% | 71.7% | 72.11% | 72.72% | 71.65% | 70.17% | 63.61% | 65.06% | 66.19% | 66.69% | 61.95% | 59.75% | 62.98% | 59.99% | 62.37% | 62.85%
NEM | Brown Coal | 69.42% | 67.04% | 68.75% | 67.46% | 68.23% | 70.1% | 72.36% | 69.92% | 67.68% | 70.89% | 73.06% | 73.97% | 69.08% | 70.52% | 76.07% | 75.13% | 76.06% | 65.39% | 68.48% | 68.54% | 68.04% | 42.28% | 47.92% | 67.44% | - | - | -
NEM | CCGT | 5.631% | 5.877% | 6.473% | 4.258% | 4.033% | 4.74% | 3.881% | 6.757% | 5.307% | 11.37% | 28.49% | 33.24% | 36.35% | 37.87% | 44.14% | 39.07% | 36.87% | 33.44% | 30.47% | 36.55% | 36.05% | 33.14% | 31.83% | 31.09% | 31.18% | 30.98% | 31.54%
NEM | Gas - Steam | 0.4457% | 0.5467% | 0.7012% | 0.5143% | 0.3073% | 2.275% | 0.3651% | 1.102% | 0.5417% | 1.51% | 1.69% | 4.602% | 19.69% | 22.19% | 26.26% | 12.13% | - | - | - | - | - | - | - | - | - | - | -
NEM | OCGT / Diesel | 0.1313% | 0.1549% | 0.1898% | 0.09359% | 0.1128% | 0.236% | 0.03633% | 0.2661% | 0.141% | 0.5223% | 2.224% | 4.063% | 4.031% | 5.987% | 8.411% | 5.548% | 9.283% | 10.95% | 6.873% | 9.696% | 13.99% | 9.787% | 11.5% | 13.54% | 17.94% | 17.44% | 18.87%
NEM | Hydro | 23.8% | 23.57% | 21.95% | 20.94% | 18.02% | 24.76% | 24.38% | 23.61% | 23.48% | 23.31% | 28.28% | 28.86% | 28.11% | 24.84% | 28.74% | 25.05% | 23.71% | 23.8% | 22.52% | 24.35% | 25.14% | 23.45% | 20.52% | 26.36% | 26.93% | 27.48% | 29.3%
NEM | Hydrogen Turbine | bar: 2023-24 to 2049-50
NEM | Wind | 31.78% | 31.14% | 32.4% | 33.91% | 36.7% | 35.52% | 34.91% | 35.27% | 37.04% | 35.54% | 35.36% | 35.51% | 37.48% | 38.03% | 36.27% | 36.35% | 36.11% | 36.51% | 35.39% | 34.41% | 33.63% | 34.77% | 35.59% | 34.44% | 34.18% | 33.39% | 33.68%
NEM | Solar PV | 23.93% | 21.05% | 21.9% | 21.87% | 22.76% | 21.09% | 21.16% | 22.57% | 23.6% | 23.69% | 24.42% | 24.18% | 25.97% | 25.92% | 22.22% | 23.88% | 25.41% | 24.97% | 24.98% | 24.32% | 23.15% | 24.05% | 23.86% | 20.2% | 21.38% | 22.52% | 22.93%
NEM | Grid Battery | 5.325% | 5.418% | 5.449% | 5.491% | 5.376% | 7.699% | 7.915% | 8.257% | 7.972% | 10.14% | 12.02% | 12.08% | 15.99% | 16.06% | 16.56% | 16.6% | 17.32% | 16.71% | 19.29% | 18.61% | 18.88% | 19.66% | 20.02% | 17.94% | 18.5% | 19.01% | 19.12%
NEM | Pumped Hydro | 11.37% | 13.81% | 16.78% | 20.89% | 12.49% | 12.64% | 12.24% | 16.21% | 14.27% | 16.37% | 17.14% | 16.88% | 21.33% | 20.79% | 18.33% | 19.32% | 20.9% | 20.75% | 20.32% | 20.42% | 20.29% | 21.49% | 21.81% | 19.48% | 20.17% | 20.55% | 20.11%
NEM | VPP | 8.751% | 8.802% | 8.764% | 8.86% | 8.653% | 8.385% | 8.269% | 8.508% | 8.134% | 8.288% | 7.993% | 7.53% | 7.4% | 7.302% | 6.907% | 6.818% | 6.815% | 6.561% | 6.729% | 6.594% | 6.417% | 6.577% | 6.589% | 6.192% | 6.304% | 6.413% | 6.299%
Region | Technology | 2023-24 | 2024-25 | 2025-26 | 2026-27 | 2027-28 | 2028-29 | 2029-30 | 2030-31 | 2031-32 | 2032-33 | 2033-34 | 2034-35 | 2035-36 | 2036-37 | 2037-38 | 2038-39 | 2039-40 | 2040-41 | 2041-42 | 2042-43 | 2043-44 | 2044-45 | 2045-46 | 2046-47 | 2047-48 | 2048-49 | 2049-50
NSW1 | Black Coal | 45.2% | 41.98% | 37.94% | 51.28% | 48.02% | 54.41% | 45% | 55.07% | 54.99% | 66.48% | 69.98% | 69.98% | 70.17% | 66.42% | 69.98% | 69.98% | 65.72% | - | - | - | - | - | - | - | - | - | -
NSW1 | Brown Coal | bar: 2023-24 to 2049-50
NSW1 | CCGT | 0.1021% | 0.1067% | 0.9305% | 0.8031% | 0.8932% | 0.71% | 0.2266% | 4.563% | 2.72% | 9.043% | 41.99% | 44.21% | 40.37% | 42.46% | 50.58% | 43.43% | 39.69% | 38.27% | 34.84% | 41.98% | - | - | - | - | - | - | -
NSW1 | Gas - Steam | bar: 2023-24 to 2049-50
NSW1 | OCGT / Diesel | 0.01329% | 0.02006% | 0.1306% | 0.05499% | 0.1457% | 0.07429% | 0.01093% | 0.2391% | 0.137% | 0.3321% | 2.322% | 4.402% | 1.647% | 3.023% | 4.722% | 2.729% | 6.143% | 10.65% | 6.145% | 8.013% | 14.41% | 10.82% | 13.43% | 15.8% | 20.56% | 17.09% | 20.29%
NSW1 | Hydro | 10.63% | 13.02% | 12.96% | 12.67% | 10.19% | 16.37% | 12.85% | 12.93% | 11.96% | 12.22% | 14.15% | 14.82% | 14.25% | 11.9% | 16.82% | 14.2% | 13.02% | 13.48% | 11.99% | 14.03% | 14.7% | 14.09% | 11.99% | 16.78% | 16.8% | 17.08% | 17.22%
NSW1 | Hydrogen Turbine | bar: 2023-24 to 2049-50
NSW1 | Wind | 35.95% | 33.55% | 34.02% | 34.31% | 36.81% | 36.67% | 34.26% | 34.79% | 35% | 35.17% | 34.23% | 33.95% | 35.71% | 35.54% | 35.58% | 34.45% | 34.81% | 33.13% | 33.83% | 32.63% | 32.04% | 33.41% | 33.15% | 34% | 32.44% | 31.88% | 30.3%
NSW1 | Solar PV | 26.07% | 20.94% | 21.07% | 22.54% | 23.67% | 21.55% | 22.04% | 23.63% | 23.92% | 24.19% | 24.2% | 23.89% | 25.87% | 25.87% | 22.22% | 23.31% | 25.43% | 24.7% | 24.68% | 24.13% | 22.91% | 24.29% | 23.98% | 20.76% | 21.29% | 22.8% | 22.81%
NSW1 | Grid Battery | 7.356% | 7.046% | 7.058% | 7.354% | 6.972% | 20.9% | 21.27% | 21.82% | 21.26% | 16.04% | 14.97% | 14.35% | 14.9% | 15.08% | 14.4% | 13.92% | 14.44% | 13.82% | 17.75% | 17.12% | 16.41% | 18.26% | 18.04% | 16.76% | 16.87% | 18.21% | 18.26%
NSW1 | Pumped Hydro | 10.01% | 11.51% | 21.02% | 26.43% | 12.05% | 12.71% | 11.84% | 16.23% | 14.03% | 16.11% | 15.05% | 14.85% | 22.52% | 22.16% | 19.69% | 20.81% | 22.3% | 22.21% | 22.25% | 21.39% | 21.21% | 22.84% | 23.24% | 20.13% | 19.33% | 20.29% | 18.99%
NSW1 | VPP | 9.052% | 8.865% | 8.978% | 9.191% | 8.742% | 8.381% | 8.273% | 8.672% | 8.203% | 7.954% | 7.586% | 7.191% | 7.394% | 7.28% | 6.945% | 6.691% | 6.794% | 6.501% | 6.684% | 6.545% | 6.289% | 6.707% | 6.608% | 6.287% | 6.319% | 6.652% | 6.526%
Region | Technology | 2023-24 | 2024-25 | 2025-26 | 2026-27 | 2027-28 | 2028-29 | 2029-30 | 2030-31 | 2031-32 | 2032-33 | 2033-34 | 2034-35 | 2035-36 | 2036-37 | 2037-38 | 2038-39 | 2039-40 | 2040-41 | 2041-42 | 2042-43 | 2043-44 | 2044-45 | 2045-46 | 2046-47 | 2047-48 | 2048-49 | 2049-50
QLD1 | Black Coal | 57.26% | 57.04% | 59.22% | 53.86% | 53.84% | 56.02% | 51.92% | 60.3% | 58.67% | 65.73% | 69.72% | 70.53% | 72.19% | 73.93% | 73.7% | 72.25% | 71.76% | 63.61% | 65.06% | 66.19% | 66.69% | 61.95% | 59.75% | 62.98% | 59.99% | 62.37% | 62.85%
QLD1 | Brown Coal | bar: 2023-24 to 2049-50
QLD1 | CCGT | 5.684% | 6.048% | 6.609% | 6.602% | 6.397% | 6.37% | 6.064% | 9.358% | 7.861% | 13.79% | 29.49% | 33.97% | 41.29% | 44.55% | 49.38% | 44.19% | 42.89% | 37.95% | 34.6% | 41.43% | 43.07% | 39.59% | 47.45% | 67.01% | 67.22% | 66.79% | 67.99%
QLD1 | Gas - Steam | bar: 2023-24 to 2049-50
QLD1 | OCGT / Diesel | 0.0006538% | 2.228e-06% | 0.00806% | 0.01243% | 0.007647% | 0.01265% | 2.896e-06% | 0.2119% | 0.04384% | 0.4997% | 2.133% | 2.825% | 6.907% | 11.79% | 14.36% | 10.53% | 13.83% | 13.71% | 7.767% | 14.83% | 16.27% | 16.56% | 19.57% | 18.37% | 22.41% | 19.24% | 21.4%
QLD1 | Hydro | 53.02% | 53.72% | 55.13% | 52.32% | 53.8% | 54.3% | 52.92% | 53.75% | 54.13% | 54.04% | 55.3% | 55.19% | 55.98% | 55.89% | 46.65% | 47.77% | 47.9% | 44.12% | 41.95% | - | - | - | - | - | - | - | -
QLD1 | Hydrogen Turbine | bar: 2023-24 to 2049-50
QLD1 | Wind | 39.1% | 31.5% | 35.26% | 38.32% | 39.83% | 37.77% | 36.5% | 37.99% | 38.1% | 37.56% | 37.44% | 37.14% | 37% | 38.71% | 36.48% | 36.08% | 37.02% | 35.47% | 35.26% | 32.98% | 32.77% | 32.59% | 34.03% | 33.07% | 32.62% | 32.99% | 31.8%
QLD1 | Solar PV | 22.93% | 21.93% | 24.22% | 22.49% | 23.36% | 21.19% | 20.9% | 22.61% | 24.89% | 24.57% | 26.82% | 26.55% | 28.14% | 27.63% | 22.65% | 25.39% | 26.3% | 26.69% | 26.61% | 25.7% | 24.93% | 25.44% | 24.83% | 20.34% | 22.89% | 24.02% | 24.89%
QLD1 | Grid Battery | 6.582% | 6.684% | 6.484% | 6.628% | 6.563% | 6.69% | 6.65% | 6.824% | 6.612% | 6.652% | 12.07% | 15.12% | 20.69% | 20.58% | 20.24% | 20.56% | 21.44% | 21.36% | 21.77% | 21.98% | 21.94% | 22.32% | 22.63% | 19.82% | 21.61% | 21.32% | 22.45%
QLD1 | Pumped Hydro | 11.95% | 14.78% | 12.44% | 15.22% | 14.53% | 12.31% | 14.25% | 16.12% | 15.49% | 17.7% | 22.94% | 22.03% | 19.53% | 17.68% | 13.65% | 14.88% | 16.08% | 16.6% | 15.29% | 18.68% | 18.45% | 18.89% | 19.11% | 18.59% | 21.33% | 21.04% | 21.81%
QLD1 | VPP | 7.947% | 7.993% | 7.853% | 8.171% | 8.077% | 8.293% | 8.29% | 8.509% | 8.359% | 8.521% | 8.1% | 7.706% | 7.546% | 7.415% | 7.026% | 7.096% | 7.002% | 6.899% | 7.024% | 7.075% | 6.974% | 6.921% | 6.914% | 6.497% | 6.65% | 6.507% | 6.698%
Region | Technology | 2023-24 | 2024-25 | 2025-26 | 2026-27 | 2027-28 | 2028-29 | 2029-30 | 2030-31 | 2031-32 | 2032-33 | 2033-34 | 2034-35 | 2035-36 | 2036-37 | 2037-38 | 2038-39 | 2039-40 | 2040-41 | 2041-42 | 2042-43 | 2043-44 | 2044-45 | 2045-46 | 2046-47 | 2047-48 | 2048-49 | 2049-50
VIC1 | Black Coal | bar: 2023-24 to 2049-50
VIC1 | Brown Coal | 69.42% | 67.04% | 68.75% | 67.46% | 68.23% | 70.1% | 72.36% | 69.92% | 67.68% | 70.89% | 73.06% | 73.97% | 69.08% | 70.52% | 76.07% | 75.13% | 76.06% | 65.39% | 68.48% | 68.54% | 68.04% | 42.28% | 47.92% | 67.44% | - | - | -
VIC1 | CCGT | bar: 2023-24 to 2049-50
VIC1 | Gas - Steam | 0.1969% | 0.258% | 0.2748% | 0.5143% | 0.3073% | 2.275% | 0.3651% | 1.102% | 0.5417% | 1.51% | 1.69% | 4.602% | 19.69% | 22.19% | 26.26% | 12.13% | - | - | - | - | - | - | - | - | - | - | -
VIC1 | OCGT / Diesel | 0.06004% | 0.08588% | 0.04158% | 0.119% | 0.0904% | 0.3714% | 0.03988% | 0.1919% | 0.1502% | 0.3022% | 0.2445% | 1.052% | 2.67% | 2.609% | 4.912% | 1.944% | 6.564% | 5.619% | 4.705% | 4.129% | 8.143% | 4.741% | 4.98% | 7.82% | 12.52% | 15.74% | 15.99%
VIC1 | Hydro | 13.79% | 16.72% | 17.22% | 16.36% | 13.68% | 20.5% | 17.11% | 14.8% | 14.78% | 13.49% | 16.49% | 17% | 16.23% | 13.58% | 20.38% | 17.05% | 14.76% | 14.75% | 13.46% | 16.44% | 17.01% | 16.15% | 13.53% | 20.32% | 20.35% | 20.36% | 20.37%
VIC1 | Hydrogen Turbine | bar: 2023-24 to 2049-50
VIC1 | Wind | 27.27% | 26.89% | 28.38% | 28.55% | 33.06% | 31.43% | 32.32% | 31.35% | 36.01% | 31.41% | 32.43% | 33.72% | 36.43% | 36.64% | 33.24% | 36.3% | 34.56% | 38.21% | 34.37% | 35.01% | 33.61% | 35.08% | 36.78% | 33.73% | 36.07% | 34.05% | 38.33%
VIC1 | Solar PV | 20.43% | 18.6% | 17.78% | 18.08% | 18.15% | 19.05% | 18.39% | 18.66% | 19% | 19.63% | 19.62% | 19.52% | 21.7% | 21.85% | 19.54% | 22.52% | 23.45% | 21.81% | 22.86% | 21.66% | 20.33% | 21.25% | 21.29% | 18.63% | 18.53% | 19.79% | 18.94%
VIC1 | Grid Battery | 5.582% | 5.704% | 5.94% | 5.967% | 5.834% | 5.746% | 5.472% | 5.605% | 5.22% | 5.681% | 5.284% | 4.873% | 15.46% | 15.33% | 14.46% | 14.89% | 15.87% | 15.16% | 19.05% | 17.61% | 17.16% | 17.84% | 18.35% | 16.41% | 16.64% | 17.37% | 16.2%
VIC1 | Pumped Hydro | bar: 2023-24 to 2049-50
VIC1 | VPP | 8.967% | 9.134% | 9.399% | 9.532% | 9.556% | 9.16% | 8.753% | 8.96% | 8.199% | 9.051% | 8.772% | 8.096% | 7.563% | 7.388% | 6.764% | 6.838% | 6.807% | 6.452% | 6.678% | 6.315% | 6.149% | 6.295% | 6.356% | 5.853% | 6.13% | 6.198% | 5.783%
Region | Technology | 2023-24 | 2024-25 | 2025-26 | 2026-27 | 2027-28 | 2028-29 | 2029-30 | 2030-31 | 2031-32 | 2032-33 | 2033-34 | 2034-35 | 2035-36 | 2036-37 | 2037-38 | 2038-39 | 2039-40 | 2040-41 | 2041-42 | 2042-43 | 2043-44 | 2044-45 | 2045-46 | 2046-47 | 2047-48 | 2048-49 | 2049-50
SA1 | Black Coal | bar: 2023-24 to 2049-50
SA1 | Brown Coal | bar: 2023-24 to 2049-50
SA1 | CCGT | 10.59% | 12.47% | 13.22% | 1.725% | 1.09% | 5.033% | 1.853% | 3.384% | 1.83% | 10.45% | 25.43% | 34.98% | 32.37% | 33.62% | - | - | - | - | - | - | - | - | - | - | - | - | -
SA1 | Gas - Steam | 0.6012% | 0.7271% | 0.9678% | - | - | - | - | - | - | - | - | - | - | - | - | - | - | - | - | - | - | - | - | - | - | - | -
SA1 | OCGT / Diesel | 0.5673% | 0.7393% | 0.7836% | 0.2685% | 0.2196% | 0.7641% | 0.1439% | 0.6325% | 0.3386% | 2.144% | 6.612% | 13.38% | 12.61% | 13.47% | 20.65% | 16.08% | 19.99% | 16.47% | 14.39% | 15.03% | 17.01% | 9.105% | 10.43% | 11.42% | 11.72% | 14.17% | 13.08%
SA1 | Hydro | bar: 2023-24 to 2049-50
SA1 | Hydrogen Turbine | bar: 2023-24 to 2049-50
SA1 | Wind | 31.36% | 31.55% | 30.29% | 33.64% | 34.13% | 32.3% | 32.23% | 32.75% | 35.19% | 31.57% | 33.4% | 31.67% | 36.68% | 36.79% | 34.86% | 35.15% | 34.11% | 36.09% | 33.71% | 34.31% | 31.15% | 34.35% | 34.75% | 32.4% | 32.68% | 31.03% | 33.17%
SA1 | Solar PV | 22.83% | 20.67% | 20.81% | 19.77% | 20.32% | 20.46% | 19.81% | 19.74% | 20.66% | 20.85% | 20.62% | 21.51% | 23.59% | 24.87% | 23.05% | 22.79% | 23.55% | 22.78% | 23.55% | 21.95% | 20.89% | 20.78% | 22.37% | 18.66% | 18.76% | 19.27% | 19.87%
SA1 | Grid Battery | 4.649% | 4.76% | 4.682% | 4.687% | 4.604% | 4.484% | 4.4% | 4.626% | 4.531% | 4.559% | 4.567% | 4.067% | 12.91% | 13.27% | 15.35% | 15.18% | 15.55% | 14.31% | 17.65% | 15.97% | 18.51% | 18.38% | 19.88% | 17.64% | 16.8% | 18.11% | 16.1%
SA1 | Pumped Hydro | bar: 2023-24 to 2049-50
SA1 | VPP | 8.998% | 9.153% | 8.973% | 8.799% | 8.553% | 8.178% | 7.921% | 7.941% | 7.768% | 7.759% | 7.74% | 7.304% | 7.215% | 7.302% | 7.032% | 6.83% | 6.73% | 6.415% | 6.622% | 6.489% | 6.297% | 6.356% | 6.565% | 6.236% | 6.143% | 6.307% | 6.161%
Region | Technology | 2023-24 | 2024-25 | 2025-26 | 2026-27 | 2027-28 | 2028-29 | 2029-30 | 2030-31 | 2031-32 | 2032-33 | 2033-34 | 2034-35 | 2035-36 | 2036-37 | 2037-38 | 2038-39 | 2039-40 | 2040-41 | 2041-42 | 2042-43 | 2043-44 | 2044-45 | 2045-46 | 2046-47 | 2047-48 | 2048-49 | 2049-50
TAS1 | Black Coal | bar: 2023-24 to 2049-50
TAS1 | Brown Coal | bar: 2023-24 to 2049-50
TAS1 | CCGT | bar: 2023-24 to 2049-50
TAS1 | Gas - Steam | bar: 2023-24 to 2049-50
TAS1 | OCGT / Diesel | 4.873e-06% | 1.027e-05% | 1.074e-05% | 1.127e-05% | 1.181e-05% | 1.251e-05% | 1.351e-05% | 0.03116% | 0.003702% | 0.1548% | 2.169e-05% | 0.297% | 0.7847% | 0.2102% | 1.136% | 0.1248% | 0.3898% | 0.3203% | 0.8738% | 0.3139% | 0.6365% | 0.8843% | 0.3855% | 0.1322% | 0.837% | 3.307% | 1.43%
TAS1 | Hydro | 43.96% | 38.31% | 33.05% | 31.32% | 27.48% | 35.07% | 40.53% | 40.21% | 40.76% | 41.16% | 51.11% | 51.7% | 50.7% | 45.78% | 47.49% | 42.29% | 41.6% | 41.53% | 40.48% | 41.57% | 42.7% | 39.2% | 35.18% | 41.19% | 42.8% | 44.09% | 49.2%
TAS1 | Hydrogen Turbine | bar: 2023-24 to 2049-50
TAS1 | Wind | 37.85% | 41.94% | 46.6% | 48.1% | 48.31% | 42.67% | 46.85% | 45.66% | 50.29% | 47.46% | 46.24% | 48.86% | 50.14% | 51.32% | 49.42% | 47.81% | 46.73% | 50.95% | 49.46% | 47.2% | 48.89% | 50.22% | 51.89% | 50.23% | 49.06% | 48.33% | 52.37%
TAS1 | Solar PV | bar: 2023-24 to 2049-50
TAS1 | Grid Battery | bar: 2023-24 to 2049-50
TAS1 | Pumped Hydro | - | - | - | - | - | - | - | - | - | - | 27.54% | 25.7% | 17.96% | 18.85% | 19.33% | 19.21% | 21.99% | 20.26% | 19.04% | 18.95% | 19.25% | 19.19% | 19.26% | 19.5% | 20.19% | 19.73% | 18.53%
TAS1 | VPP | 0.8163% | 2.132% | 3.269% | 4.163% | 5.07% | 4.487% | 7.296% | 7.394% | 7.635% | 8.576% | 7.833% | 7.113% | 5.547% | 5.392% | 5.476% | 5.095% | 5.493% | 5.413% | 4.894% | 4.874% | 4.735% | 4.595% | 4.828% | 4.398% | 4.408% | 4.771% | 4.448%
Explicitly modelled pumping
Region | Technology | 2023-24 | 2024-25 | 2025-26 | 2026-27 | 2027-28 | 2028-29 | 2029-30 | 2030-31 | 2031-32 | 2032-33 | 2033-34 | 2034-35 | 2035-36 | 2036-37 | 2037-38 | 2038-39 | 2039-40 | 2040-41 | 2041-42 | 2042-43 | 2043-44 | 2044-45 | 2045-46 | 2046-47 | 2047-48 | 2048-49 | 2049-50
NEM | Grid Battery pump | 6.639% | 6.767% | 6.811% | 6.856% | 6.731% | 9.606% | 9.905% | 10.3% | 9.993% | 12.38% | 14.46% | 14.56% | 19.28% | 19.37% | 20.01% | 20.05% | 20.85% | 20.22% | 23.25% | 22.48% | 22.76% | 23.72% | 24.22% | 21.63% | 22.35% | 22.92% | 23.05%
NEM | Pumped Hydro Pump | 18.08% | 20.66% | 21.41% | 27.58% | 17.64% | 16.35% | 17.87% | 21.61% | 20.53% | 22.56% | 23.54% | 22.75% | 28.23% | 28.26% | 24.15% | 26.17% | 28.04% | 28% | 26.86% | 27.72% | 26.62% | 28.73% | 29.44% | 25.7% | 26.56% | 27.1% | 26.49%
NEM | VPP pump | 10.27% | 10.35% | 10.32% | 10.42% | 10.19% | 9.855% | 9.739% | 10% | 9.59% | 9.739% | 9.403% | 8.86% | 8.701% | 8.591% | 8.135% | 8.032% | 8.001% | 7.74% | 7.901% | 7.766% | 7.538% | 7.737% | 7.768% | 7.274% | 7.425% | 7.536% | 7.407%
Region | Technology | 2023-24 | 2024-25 | 2025-26 | 2026-27 | 2027-28 | 2028-29 | 2029-30 | 2030-31 | 2031-32 | 2032-33 | 2033-34 | 2034-35 | 2035-36 | 2036-37 | 2037-38 | 2038-39 | 2039-40 | 2040-41 | 2041-42 | 2042-43 | 2043-44 | 2044-45 | 2045-46 | 2046-47 | 2047-48 | 2048-49 | 2049-50
NSW1 | Grid Battery pump | 8.737% | 8.388% | 8.403% | 8.754% | 8.3% | 25.15% | 25.65% | 26.22% | 25.66% | 19.01% | 17.72% | 16.99% | 17.63% | 17.85% | 17.05% | 16.51% | 17.04% | 16.41% | 21.18% | 20.44% | 19.57% | 21.81% | 21.62% | 20% | 20.24% | 21.72% | 21.85%
NSW1 | Pumped Hydro Pump | 16.57% | 17.98% | 22.28% | 29.34% | 16.76% | 15.87% | 17.16% | 21.01% | 19.92% | 21.75% | 20.72% | 19.88% | 28.96% | 29.45% | 25.15% | 27.6% | 29.21% | 29.19% | 28.49% | 28.55% | 27.04% | 29.85% | 30.65% | 25.97% | 24.99% | 26.12% | 24.77%
NSW1 | VPP pump | 10.63% | 10.43% | 10.56% | 10.81% | 10.29% | 9.856% | 9.735% | 10.2% | 9.674% | 9.338% | 8.927% | 8.468% | 8.691% | 8.565% | 8.18% | 7.886% | 7.972% | 7.67% | 7.843% | 7.702% | 7.397% | 7.89% | 7.796% | 7.376% | 7.447% | 7.812% | 7.677%
Region | Technology | 2023-24 | 2024-25 | 2025-26 | 2026-27 | 2027-28 | 2028-29 | 2029-30 | 2030-31 | 2031-32 | 2032-33 | 2033-34 | 2034-35 | 2035-36 | 2036-37 | 2037-38 | 2038-39 | 2039-40 | 2040-41 | 2041-42 | 2042-43 | 2043-44 | 2044-45 | 2045-46 | 2046-47 | 2047-48 | 2048-49 | 2049-50
QLD1 | Grid Battery pump | 7.815% | 7.957% | 7.733% | 7.876% | 7.813% | 7.965% | 7.917% | 8.124% | 7.892% | 7.899% | 14.23% | 17.99% | 24.83% | 24.68% | 24.42% | 24.68% | 25.74% | 25.75% | 26.19% | 26.45% | 26.37% | 26.85% | 27.23% | 23.9% | 25.96% | 25.71% | 26.98%
QLD1 | Pumped Hydro Pump | 20.79% | 25.45% | 19.69% | 24.06% | 23% | 19.47% | 22.54% | 25.53% | 24.55% | 27.89% | 33.4% | 32.13% | 28.19% | 25.64% | 19.78% | 21.34% | 23.15% | 24.17% | 22.04% | 26.65% | 26.08% | 26.93% | 27.46% | 25.36% | 29.01% | 28.81% | 29.38%
QLD1 | VPP pump | 9.325% | 9.404% | 9.262% | 9.598% | 9.502% | 9.757% | 9.753% | 10.01% | 9.859% | 10.01% | 9.53% | 9.071% | 8.873% | 8.724% | 8.29% | 8.339% | 8.228% | 8.132% | 8.262% | 8.325% | 8.195% | 8.141% | 8.134% | 7.657% | 7.81% | 7.668% | 7.868%
Region | Technology | 2023-24 | 2024-25 | 2025-26 | 2026-27 | 2027-28 | 2028-29 | 2029-30 | 2030-31 | 2031-32 | 2032-33 | 2033-34 | 2034-35 | 2035-36 | 2036-37 | 2037-38 | 2038-39 | 2039-40 | 2040-41 | 2041-42 | 2042-43 | 2043-44 | 2044-45 | 2045-46 | 2046-47 | 2047-48 | 2048-49 | 2049-50
VIC1 | Grid Battery pump | 6.631% | 6.791% | 7.076% | 7.098% | 6.963% | 6.823% | 6.532% | 6.654% | 6.232% | 6.759% | 6.275% | 5.8% | 18.54% | 18.39% | 17.35% | 17.92% | 18.98% | 18.26% | 22.83% | 21.24% | 20.54% | 21.43% | 22.13% | 19.64% | 20.08% | 20.86% | 19.49%
VIC1 | Pumped Hydro Pump | bar: 2023-24 to 2049-50
VIC1 | VPP pump | 10.53% | 10.75% | 11.08% | 11.2% | 11.27% | 10.76% | 10.32% | 10.52% | 9.67% | 10.65% | 10.32% | 9.513% | 8.897% | 8.692% | 7.958% | 8.068% | 7.987% | 7.614% | 7.836% | 7.452% | 7.214% | 7.406% | 7.5% | 6.865% | 7.234% | 7.271% | 6.804%
Region | Technology | 2023-24 | 2024-25 | 2025-26 | 2026-27 | 2027-28 | 2028-29 | 2029-30 | 2030-31 | 2031-32 | 2032-33 | 2033-34 | 2034-35 | 2035-36 | 2036-37 | 2037-38 | 2038-39 | 2039-40 | 2040-41 | 2041-42 | 2042-43 | 2043-44 | 2044-45 | 2045-46 | 2046-47 | 2047-48 | 2048-49 | 2049-50
SA1 | Grid Battery pump | 6.127% | 6.281% | 6.179% | 6.187% | 6.094% | 5.905% | 5.824% | 6.139% | 6.037% | 6.059% | 6.078% | 5.445% | 16.57% | 17.03% | 19.36% | 19.21% | 19.55% | 18.07% | 21.82% | 19.84% | 23% | 22.88% | 24.85% | 21.89% | 20.98% | 22.31% | 19.9%
SA1 | Pumped Hydro Pump | bar: 2023-24 to 2049-50
SA1 | VPP pump | 10.57% | 10.77% | 10.55% | 10.35% | 10.09% | 9.602% | 9.342% | 9.322% | 9.148% | 9.121% | 9.105% | 8.593% | 8.489% | 8.59% | 8.272% | 8.058% | 7.897% | 7.569% | 7.77% | 7.652% | 7.391% | 7.478% | 7.746% | 7.315% | 7.249% | 7.399% | 7.248%
Region | Technology | 2023-24 | 2024-25 | 2025-26 | 2026-27 | 2027-28 | 2028-29 | 2029-30 | 2030-31 | 2031-32 | 2032-33 | 2033-34 | 2034-35 | 2035-36 | 2036-37 | 2037-38 | 2038-39 | 2039-40 | 2040-41 | 2041-42 | 2042-43 | 2043-44 | 2044-45 | 2045-46 | 2046-47 | 2047-48 | 2048-49 | 2049-50
TAS1 | Grid Battery pump | bar: 2023-24 to 2049-50
TAS1 | Pumped Hydro Pump | - | - | - | - | - | - | - | - | - | - | 36.4% | 34.04% | 23.57% | 25.09% | 25.16% | 25.28% | 28.93% | 26.96% | 24.92% | 24.94% | 25.25% | 25.21% | 25.65% | 25.35% | 26.87% | 25.65% | 24.38%
TAS1 | VPP pump | 0.9529% | 2.504% | 3.842% | 4.898% | 5.989% | 5.285% | 8.59% | 8.679% | 9.006% | 10.09% | 9.196% | 8.392% | 6.506% | 6.366% | 6.423% | 5.997% | 6.46% | 6.391% | 5.755% | 5.74% | 5.55% | 5.406% | 5.703% | 5.153% | 5.208% | 5.592% | 5.233%
Non-controllable capacity
Region | Technology | 2023-24 | 2024-25 | 2025-26 | 2026-27 | 2027-28 | 2028-29 | 2029-30 | 2030-31 | 2031-32 | 2032-33 | 2033-34 | 2034-35 | 2035-36 | 2036-37 | 2037-38 | 2038-39 | 2039-40 | 2040-41 | 2041-42 | 2042-43 | 2043-44 | 2044-45 | 2045-46 | 2046-47 | 2047-48 | 2048-49 | 2049-50
NEM | Distributed PV | 14.3% | 14.01% | 13.6% | 14.58% | 14.64% | 13.2% | 13.92% | 14.5% | 14.75% | 14.82% | 14.47% | 14.1% | 15.17% | 15.23% | 13.66% | 14.38% | 15.01% | 15.3% | 15.33% | 14.93% | 14.5% | 15.48% | 15.45% | 13.84% | 14.55% | 15.14% | 15.39%
NEM | Behind the meter battery | 4.438% | 4.449% | 4.457% | 4.469% | 4.49% | 4.441% | 4.435% | 4.405% | 4.427% | 4.406% | 4.384% | 4.367% | 4.355% | 4.321% | 4.296% | 4.254% | 4.225% | 4.163% | 4.155% | 4.146% | 4.142% | 4.124% | 4.114% | 4.101% | 4.109% | 4.084% | 4.066%
NEM | Behind the meter battery pump | 5.225% | 5.237% | 5.245% | 5.26% | 5.285% | 5.228% | 5.22% | 5.184% | 5.211% | 5.187% | 5.16% | 5.141% | 5.126% | 5.086% | 5.055% | 5.008% | 4.974% | 4.9% | 4.892% | 4.881% | 4.876% | 4.854% | 4.842% | 4.827% | 4.837% | 4.808% | 4.786%
Region | Technology | 2023-24 | 2024-25 | 2025-26 | 2026-27 | 2027-28 | 2028-29 | 2029-30 | 2030-31 | 2031-32 | 2032-33 | 2033-34 | 2034-35 | 2035-36 | 2036-37 | 2037-38 | 2038-39 | 2039-40 | 2040-41 | 2041-42 | 2042-43 | 2043-44 | 2044-45 | 2045-46 | 2046-47 | 2047-48 | 2048-49 | 2049-50
NSW1 | Distributed PV | 14.08% | 14.02% | 13.55% | 14.96% | 14.75% | 13.13% | 13.56% | 14.4% | 15.03% | 14.63% | 14.5% | 14.06% | 15.53% | 15.31% | 13.63% | 14.04% | 14.92% | 15.57% | 15.13% | 14.94% | 14.43% | 15.8% | 15.52% | 13.8% | 14.19% | 15.04% | 15.65%
NSW1 | Behind the meter battery | 4.454% | 4.516% | 4.536% | 4.524% | 4.516% | 4.454% | 4.445% | 4.407% | 4.407% | 4.371% | 4.345% | 4.352% | 4.356% | 4.321% | 4.289% | 4.244% | 4.218% | 4.157% | 4.137% | 4.112% | 4.094% | 4.094% | 4.104% | 4.101% | 4.115% | 4.099% | 4.087%
NSW1 | Behind the meter battery pump | 5.245% | 5.317% | 5.337% | 5.326% | 5.316% | 5.244% | 5.23% | 5.185% | 5.189% | 5.145% | 5.114% | 5.122% | 5.129% | 5.088% | 5.046% | 4.998% | 4.967% | 4.895% | 4.872% | 4.841% | 4.821% | 4.82% | 4.831% | 4.829% | 4.844% | 4.825% | 4.81%
Region | Technology | 2023-24 | 2024-25 | 2025-26 | 2026-27 | 2027-28 | 2028-29 | 2029-30 | 2030-31 | 2031-32 | 2032-33 | 2033-34 | 2034-35 | 2035-36 | 2036-37 | 2037-38 | 2038-39 | 2039-40 | 2040-41 | 2041-42 | 2042-43 | 2043-44 | 2044-45 | 2045-46 | 2046-47 | 2047-48 | 2048-49 | 2049-50
QLD1 | Distributed PV | 15.12% | 14.61% | 14.75% | 15.69% | 15.78% | 13.32% | 14.51% | 15.01% | 15.7% | 15.54% | 14.96% | 15.14% | 16.15% | 16.18% | 13.65% | 14.85% | 15.41% | 16.18% | 16% | 15.39% | 15.55% | 16.43% | 16.42% | 13.83% | 15.05% | 15.55% | 16.32%
QLD1 | Behind the meter battery | 4.41% | 4.384% | 4.417% | 4.441% | 4.475% | 4.454% | 4.471% | 4.453% | 4.517% | 4.51% | 4.487% | 4.442% | 4.412% | 4.354% | 4.308% | 4.258% | 4.231% | 4.179% | 4.193% | 4.211% | 4.224% | 4.196% | 4.171% | 4.142% | 4.12% | 4.078% | 4.058%
QLD1 | Behind the meter battery pump | 5.192% | 5.158% | 5.198% | 5.228% | 5.267% | 5.243% | 5.261% | 5.24% | 5.316% | 5.308% | 5.28% | 5.23% | 5.194% | 5.124% | 5.07% | 5.013% | 4.98% | 4.917% | 4.935% | 4.955% | 4.97% | 4.938% | 4.91% | 4.874% | 4.85% | 4.803% | 4.775%
Region | Technology | 2023-24 | 2024-25 | 2025-26 | 2026-27 | 2027-28 | 2028-29 | 2029-30 | 2030-31 | 2031-32 | 2032-33 | 2033-34 | 2034-35 | 2035-36 | 2036-37 | 2037-38 | 2038-39 | 2039-40 | 2040-41 | 2041-42 | 2042-43 | 2043-44 | 2044-45 | 2045-46 | 2046-47 | 2047-48 | 2048-49 | 2049-50
VIC1 | Distributed PV | 13.26% | 13.01% | 12.29% | 13.07% | 13.28% | 12.71% | 13.35% | 13.86% | 13.34% | 14.06% | 13.73% | 13% | 13.87% | 14.09% | 13.3% | 13.89% | 14.49% | 13.96% | 14.63% | 14.25% | 13.44% | 14.23% | 14.34% | 13.5% | 14.1% | 14.64% | 14.05%
VIC1 | Behind the meter battery | 4.413% | 4.385% | 4.374% | 4.458% | 4.547% | 4.486% | 4.459% | 4.424% | 4.429% | 4.407% | 4.384% | 4.353% | 4.331% | 4.329% | 4.34% | 4.303% | 4.269% | 4.192% | 4.174% | 4.157% | 4.147% | 4.115% | 4.093% | 4.089% | 4.122% | 4.102% | 4.08%
VIC1 | Behind the meter battery pump | 5.194% | 5.163% | 5.149% | 5.248% | 5.35% | 5.281% | 5.251% | 5.206% | 5.214% | 5.188% | 5.159% | 5.124% | 5.097% | 5.094% | 5.109% | 5.064% | 5.028% | 4.935% | 4.913% | 4.893% | 4.883% | 4.844% | 4.818% | 4.814% | 4.854% | 4.83% | 4.804%
Region | Technology | 2023-24 | 2024-25 | 2025-26 | 2026-27 | 2027-28 | 2028-29 | 2029-30 | 2030-31 | 2031-32 | 2032-33 | 2033-34 | 2034-35 | 2035-36 | 2036-37 | 2037-38 | 2038-39 | 2039-40 | 2040-41 | 2041-42 | 2042-43 | 2043-44 | 2044-45 | 2045-46 | 2046-47 | 2047-48 | 2048-49 | 2049-50
SA1 | Distributed PV | 15.24% | 14.83% | 14.07% | 14.62% | 15.11% | 14.42% | 15.11% | 15.33% | 15.3% | 15.72% | 15.23% | 14.51% | 15.13% | 15.65% | 14.9% | 15.61% | 15.86% | 15.87% | 16.24% | 15.71% | 14.92% | 15.47% | 15.9% | 15.13% | 15.83% | 16.05% | 16%
SA1 | Behind the meter battery | 4.465% | 4.442% | 4.408% | 4.38% | 4.365% | 4.318% | 4.312% | 4.284% | 4.308% | 4.291% | 4.271% | 4.266% | 4.26% | 4.221% | 4.182% | 4.158% | 4.116% | 4.056% | 4.048% | 4.029% | 4.027% | 4.015% | 4.012% | 3.994% | 4.01% | 3.993% | 3.972%
SA1 | Behind the meter battery pump | 5.255% | 5.226% | 5.19% | 5.155% | 5.137% | 5.085% | 5.076% | 5.042% | 5.069% | 5.05% | 5.026% | 5.022% | 5.012% | 4.968% | 4.92% | 4.894% | 4.845% | 4.775% | 4.767% | 4.744% | 4.74% | 4.724% | 4.722% | 4.703% | 4.722% | 4.699% | 4.676%
Region | Technology | 2023-24 | 2024-25 | 2025-26 | 2026-27 | 2027-28 | 2028-29 | 2029-30 | 2030-31 | 2031-32 | 2032-33 | 2033-34 | 2034-35 | 2035-36 | 2036-37 | 2037-38 | 2038-39 | 2039-40 | 2040-41 | 2041-42 | 2042-43 | 2043-44 | 2044-45 | 2045-46 | 2046-47 | 2047-48 | 2048-49 | 2049-50
TAS1 | Distributed PV | 11.99% | 12.06% | 11.49% | 12.27% | 12.19% | 11.94% | 12.08% | 12.36% | 12.15% | 12.53% | 12.49% | 11.94% | 12.73% | 12.7% | 12.35% | 12.43% | 12.71% | 12.58% | 12.86% | 12.83% | 12.19% | 12.91% | 12.77% | 12.44% | 12.5% | 12.79% | 12.58%
TAS1 | Behind the meter battery | 4.421% | 4.4% | 4.411% | 4.416% | 4.431% | 4.405% | 4.413% | 4.394% | 4.429% | 4.407% | 4.378% | 4.349% | 4.329% | 4.285% | 4.249% | 4.212% | 4.192% | 4.15% | 4.156% | 4.147% | 4.147% | 4.104% | 4.098% | 4.074% | 4.082% | 4.053% | 4.041%
TAS1 | Behind the meter battery pump | 5.204% | 5.177% | 5.194% | 5.196% | 5.213% | 5.183% | 5.194% | 5.172% | 5.215% | 5.188% | 5.155% | 5.118% | 5.095% | 5.045% | 5% | 4.96% | 4.935% | 4.886% | 4.89% | 4.883% | 4.878% | 4.831% | 4.825% | 4.796% | 4.803% | 4.772% | 4.759%

## Option 3A_Generation
Annual sent-out generation by technology (GWh) - Option 3A, Progressive Change Scenario
Explicitly modelled generation
Region | Technology | 2023-24 | 2024-25 | 2025-26 | 2026-27 | 2027-28 | 2028-29 | 2029-30 | 2030-31 | 2031-32 | 2032-33 | 2033-34 | 2034-35 | 2035-36 | 2036-37 | 2037-38 | 2038-39 | 2039-40 | 2040-41 | 2041-42 | 2042-43 | 2043-44 | 2044-45 | 2045-46 | 2046-47 | 2047-48 | 2048-49 | 2049-50
NEM | Black Coal | 73737.232 | 71238.014 | 66211.6926 | 59521.5392 | 52399.0492 | 56125.0331 | 50055.8802 | 48450.5629 | 47569.4706 | 54758.1329 | 45323.2868 | 45751.1132 | 36027.3837 | 36234.1232 | 33675.0074 | 33177.0389 | 32493.0356 | 21708.899 | 22205.1066 | 14042.955 | 14149.376 | 13144.1494 | 10766.7688 | 9334.5714 | 8890.9316 | 9245.0619 | 9316.2889
NEM | Brown Coal | 29309.8926 | 28307.1796 | 29029.3235 | 28483.7065 | 28807.6953 | 20694.6838 | 21360.6031 | 20640.1526 | 19978.5649 | 20927.0547 | 21568.0997 | 21836.025 | 7019.771 | 7166.2273 | 7729.9186 | 7633.9762 | 7729.3115 | 6644.4038 | 6958.4524 | 6965.1415 | 6914.1047 | 4295.8783 | 4869.8351 | 6853.2105 | 0 | 0 | 0
NEM | CCGT | 1457.5161 | 1428.5895 | 1573.3761 | 1035.0222 | 980.3148 | 1152.23 | 943.4316 | 1642.5684 | 1289.9475 | 2763.4129 | 6924.5845 | 8080.5058 | 8835.5153 | 7928.2341 | 7196.2046 | 6369.8013 | 5544.3654 | 5027.5994 | 4581.5091 | 5495.4395 | 4031.0331 | 3705.4465 | 1762.4782 | 1056.5939 | 1059.8867 | 1053.1135 | 1072.0793
NEM | Gas - Steam | 50.7563 | 62.254 | 79.8579 | 22.5267 | 13.4607 | 99.6575 | 15.9903 | 48.2461 | 23.7281 | 66.147 | 74.0355 | 201.5779 | 862.5878 | 971.7455 | 1150.3701 | 531.2838 | 0 | 0 | 0 | 0 | 0 | 0 | 0 | 0 | 0 | 0 | 0
NEM | OCGT / Diesel | 84.8886 | 114.0064 | 146.6077 | 72.2994 | 87.8672 | 183.8824 | 28.3064 | 210.6404 | 111.6148 | 406.8095 | 1717.7888 | 3495.2938 | 3798.541 | 5642.0621 | 7925.5284 | 5228.0478 | 8390.1756 | 9781.8298 | 6214.0465 | 8687.2708 | 13290.9472 | 10598.9072 | 12454.82 | 15963.0565 | 20236.5553 | 26383.5589 | 30806.6761
NEM | Hydro | 15618.2658 | 15472.3911 | 14403.8375 | 13746.4303 | 11826.0673 | 16249.2574 | 15998.6474 | 15497.0737 | 15409.3156 | 15300.1725 | 18560.0833 | 18939.4005 | 18447.318 | 16300.5137 | 18645.4865 | 16250.4258 | 15379.9017 | 15440.688 | 14612.0867 | 15654.6833 | 16167.0598 | 15078.6029 | 13196.6319 | 16946.6522 | 17317.5473 | 17667.0474 | 18842.0436
NEM | Hydrogen Turbine | 0 | 0 | 0 | 0 | 0 | 0 | 0 | 0 | 0 | 0 | 0 | 0 | 0 | 0 | 0 | 0 | 0 | 0 | 0 | 0 | 0 | 0 | 0 | 0 | 0 | 0 | 0
NEM | Wind | 27998.6166 | 31672.7484 | 37660.4865 | 45383.8216 | 56011.8623 | 61359.6973 | 66316.6054 | 67074.8853 | 70919.0189 | 68486.8985 | 74343.6875 | 78955.3667 | 103173.7041 | 111687.652 | 120150.7066 | 127342.0564 | 126548.9106 | 132320.1044 | 135516.2504 | 139970.1094 | 137156.7697 | 142562.9742 | 150004.9493 | 168849.8436 | 177484.013 | 189465.0199 | 193933.2321
NEM | Solar PV | 18973.6533 | 18279.3403 | 19019.0553 | 18993.929 | 19842.8186 | 18943.0158 | 20137.3658 | 21480.1337 | 22443.8378 | 22529.8772 | 28216.2197 | 28721.4836 | 35211.9605 | 36019.4963 | 37147.931 | 39605.6291 | 42528.1479 | 50745.6458 | 57822.2975 | 64613.6908 | 70587.555 | 72586.3614 | 75060.2265 | 79347.2696 | 90630.7057 | 109964.3805 | 125642.2338
NEM | Grid Battery | 468.7285 | 476.9364 | 479.6931 | 483.354 | 473.2829 | 765.452 | 803.7783 | 816.8699 | 788.6882 | 1503.5477 | 3167.0433 | 3277.0462 | 7180.0443 | 7141.8218 | 9401.2452 | 9422.913 | 9829.6971 | 9743.2769 | 15643.0625 | 15094.2158 | 15337.7874 | 16327.5114 | 16615.079 | 16430.547 | 17283.5313 | 21292.4358 | 23768.2198
NEM | Pumped Hydro | 807.0778 | 980.0761 | 2440.5259 | 3038.1714 | 5061.8076 | 5421.4322 | 5303.0071 | 7022.6635 | 6184.1602 | 7092.7569 | 8338.8094 | 8339.7673 | 11619.1481 | 11323.8288 | 10016.9438 | 10560.589 | 11425.0346 | 11341.2684 | 11295.2485 | 11736.3077 | 11662.0084 | 13029.1102 | 13221.8106 | 14657.8144 | 15173.7185 | 16328.3916 | 15980.1954
NEM | VPP | 113.0811 | 180.2023 | 261.9355 | 387.5155 | 526.2655 | 671.8546 | 874.6438 | 1090.5909 | 1318.66 | 1664.4466 | 1955.9238 | 2213.8609 | 2570.7005 | 2949.6687 | 3211.4566 | 3608.498 | 4025.9763 | 4268.9183 | 4791.4272 | 5102.1913 | 5352.0391 | 5867.1381 | 6256.4821 | 6228.9397 | 6705.2467 | 7189.1255 | 7433.1052
Total excluding storage |  | 168619.7087 | 168211.738 | 171306.3916 | 171168.3158 | 176030.4914 | 181666.1959 | 181838.2594 | 183974.3874 | 186037.0066 | 195499.2565 | 210189.5624 | 219811.4407 | 234746.6743 | 243365.3734 | 256250.7987 | 259730.2592 | 263894.5563 | 267022.6337 | 279639.4875 | 287362.0051 | 294648.6804 | 297196.0796 | 304209.0815 | 335668.4989 | 354782.1362 | 398588.1349 | 426794.0742
Region | Technology | 2023-24 | 2024-25 | 2025-26 | 2026-27 | 2027-28 | 2028-29 | 2029-30 | 2030-31 | 2031-32 | 2032-33 | 2033-34 | 2034-35 | 2035-36 | 2036-37 | 2037-38 | 2038-39 | 2039-40 | 2040-41 | 2041-42 | 2042-43 | 2043-44 | 2044-45 | 2045-46 | 2046-47 | 2047-48 | 2048-49 | 2049-50
NSW1 | Black Coal | 32979.5289 | 30636.7334 | 27684.8851 | 24483.6202 | 17373.0187 | 19685.5497 | 16278.6913 | 16618.7704 | 16596.3071 | 20061.5112 | 8520.436 | 8520.4363 | 8543.779 | 8087.4496 | 8520.4368 | 8520.4361 | 8001.7346 | 0 | 0 | 0 | 0 | 0 | 0 | 0 | 0 | 0 | 0
NSW1 | Brown Coal | 0 | 0 | 0 | 0 | 0 | 0 | 0 | 0 | 0 | 0 | 0 | 0 | 0 | 0 | 0 | 0 | 0 | 0 | 0 | 0 | 0 | 0 | 0 | 0 | 0 | 0 | 0
NSW1 | CCGT | 3.9358 | 4.1121 | 35.8656 | 30.953 | 34.4282 | 27.3674 | 8.7349 | 175.8875 | 104.8426 | 348.5539 | 1618.3381 | 1704.0236 | 1555.9707 | 1636.6471 | 1949.3679 | 1674.1512 | 1529.6503 | 1474.9904 | 1342.8358 | 1617.9507 | 0 | 0 | 0 | 0 | 0 | 0 | 0
NSW1 | Gas - Steam | 0 | 0 | 0 | 0 | 0 | 0 | 0 | 0 | 0 | 0 | 0 | 0 | 0 | 0 | 0 | 0 | 0 | 0 | 0 | 0 | 0 | 0 | 0 | 0 | 0 | 0 | 0
NSW1 | OCGT / Diesel | 2.1986 | 5.1105 | 38.0374 | 16.0165 | 43.4168 | 22.1339 | 3.2564 | 82.2047 | 47.0827 | 118.024 | 930.593 | 1764.1578 | 660.1354 | 1211.3801 | 1892.2642 | 1093.5453 | 2461.9675 | 4268.5767 | 2462.8593 | 3211.5111 | 5774.1031 | 3530.1521 | 4381.9286 | 5327.6384 | 6932.7009 | 7395.1367 | 9649.011
NSW1 | Hydro | 2351.3185 | 2879.3272 | 2866.824 | 2803.3057 | 2254.3196 | 3620.8791 | 2842.7501 | 2860.0536 | 2646.5027 | 2703.3541 | 3130.1385 | 3277.1331 | 3152.1092 | 2631.0802 | 3720.5842 | 3141.3443 | 2879.2042 | 2980.6654 | 2652.7249 | 3103.2189 | 3251.4042 | 3115.9665 | 2652.6484 | 3712.206 | 3716.2516 | 3777.3843 | 3808.0681
NSW1 | Hydrogen Turbine | 0 | 0 | 0 | 0 | 0 | 0 | 0 | 0 | 0 | 0 | 0 | 0 | 0 | 0 | 0 | 0 | 0 | 0 | 0 | 0 | 0 | 0 | 0 | 0 | 0 | 0 | 0
NSW1 | Wind | 5942.8918 | 8863.1338 | 11993.334 | 16049.3919 | 21358.9035 | 25741.985 | 27510.3443 | 27934.5107 | 28107.7022 | 28242.2919 | 30769.5444 | 31821.238 | 35090.8624 | 35761.491 | 37030.1184 | 42306.3279 | 42919.843 | 41220.2937 | 44643.4227 | 43155.3326 | 42746.6847 | 46061.9456 | 47939.7818 | 53216.1493 | 55978.9378 | 56426.5069 | 56600.7909
NSW1 | Solar PV | 8555.017 | 8182.1405 | 8230.4594 | 8806.8301 | 9331.7971 | 9060.3841 | 10447.2342 | 11198.6197 | 11336.4354 | 11462.5572 | 16409.9476 | 16973.0496 | 21558.6535 | 21671.0781 | 20150.8564 | 20831.4813 | 22724.2066 | 26301.3856 | 30461.5597 | 31713.5015 | 31821.7348 | 33855.2322 | 35398.192 | 33774.6995 | 35140.8218 | 40519.5291 | 44828.0482
NSW1 | Grid Battery | 32.2201 | 30.8614 | 30.9164 | 32.2115 | 30.5428 | 329.5343 | 380.742 | 390.6252 | 380.7007 | 1078.9242 | 2438.0356 | 2337.2016 | 2426.3254 | 2390.233 | 2281.2655 | 2204.9777 | 2287.9159 | 2190.2708 | 4525.884 | 4365.9187 | 4183.111 | 4934.5482 | 4877.1184 | 5394.9028 | 5427.6001 | 5923.5668 | 6248.5323
NSW1 | Pumped Hydro | 210.4412 | 242.0387 | 1546.8891 | 1944.8716 | 4017.9441 | 4536.9447 | 4279.3943 | 5864.9646 | 5071.3357 | 5821.57 | 5440.49 | 5367.5302 | 8140.2313 | 8009.2322 | 7116.6064 | 7520.9191 | 8059.93 | 8027.7948 | 8040.7013 | 7729.5046 | 7663.72 | 8975.2936 | 9132.3155 | 7910.4966 | 7594.4818 | 7972.093 | 7463.8484
NSW1 | VPP | 27.778 | 51.6132 | 85.2458 | 132.7988 | 177.5718 | 227.4703 | 303.8603 | 390.3486 | 464.0687 | 552.713 | 638.2515 | 725.3093 | 880.0436 | 1003.3014 | 1095.1609 | 1196.7665 | 1345.8723 | 1407.9064 | 1568.1089 | 1647.2214 | 1686.9396 | 1911.4539 | 1998.0268 | 2013.4767 | 2144.3538 | 2383.6389 | 2466.0368
Total excluding storage |  | 50105.33 | 50895.0709 | 52512.4568 | 54299.9992 | 54621.9426 | 63252.2484 | 62055.0079 | 65515.9849 | 64754.9777 | 70389.4995 | 69895.7746 | 72490.0795 | 82008.1105 | 82401.8927 | 83756.6607 | 88489.9493 | 92210.3245 | 87871.8839 | 95698.0966 | 96544.1594 | 97127.6975 | 102384.5921 | 106380.0113 | 111349.5693 | 116935.1478 | 124397.8558 | 131064.3358
Region | Technology | 2023-24 | 2024-25 | 2025-26 | 2026-27 | 2027-28 | 2028-29 | 2029-30 | 2030-31 | 2031-32 | 2032-33 | 2033-34 | 2034-35 | 2035-36 | 2036-37 | 2037-38 | 2038-39 | 2039-40 | 2040-41 | 2041-42 | 2042-43 | 2043-44 | 2044-45 | 2045-46 | 2046-47 | 2047-48 | 2048-49 | 2049-50
QLD1 | Black Coal | 40757.703 | 40601.2806 | 38526.8075 | 35037.919 | 35026.0305 | 36439.4834 | 33777.1889 | 31831.7925 | 30973.1635 | 34696.6217 | 36802.8508 | 37230.6769 | 27483.6047 | 28146.6736 | 25154.5706 | 24656.6028 | 24491.301 | 21708.899 | 22205.1066 | 14042.955 | 14149.376 | 13144.1494 | 10766.7688 | 9334.5714 | 8890.9316 | 9245.0619 | 9316.2889
QLD1 | Brown Coal | 0 | 0 | 0 | 0 | 0 | 0 | 0 | 0 | 0 | 0 | 0 | 0 | 0 | 0 | 0 | 0 | 0 | 0 | 0 | 0 | 0 | 0 | 0 | 0 | 0 | 0 | 0
QLD1 | CCGT | 795.5717 | 846.6015 | 925.0489 | 924.1157 | 895.3638 | 891.6239 | 848.8273 | 1309.8777 | 1100.3034 | 1930.5046 | 4127.8392 | 4755.6211 | 5779.3428 | 4733.5933 | 5246.8367 | 4695.6501 | 4014.7151 | 3552.609 | 3238.6733 | 3877.4888 | 4031.0331 | 3705.4465 | 1762.4782 | 1056.5939 | 1059.8867 | 1053.1135 | 1072.0793
QLD1 | Gas - Steam | 0 | 0 | 0 | 0 | 0 | 0 | 0 | 0 | 0 | 0 | 0 | 0 | 0 | 0 | 0 | 0 | 0 | 0 | 0 | 0 | 0 | 0 | 0 | 0 | 0 | 0 | 0
QLD1 | OCGT / Diesel | 0.11194 | 0.00038147 | 1.38 | 2.128 | 1.3093 | 2.1661 | 0.00049575 | 36.2746 | 7.5052 | 85.5488 | 286.0084 | 627.6868 | 1782.855 | 3042.1736 | 3705.4421 | 2718.4925 | 3568.5428 | 3537.4987 | 2004.6705 | 3827.8256 | 4200.684 | 4273.7866 | 5050.2468 | 6557.4618 | 8002.4685 | 12141.216 | 12532.5213
QLD1 | Hydro | 707.8395 | 717.1323 | 736.0041 | 698.5265 | 718.2012 | 724.8764 | 706.4391 | 717.5222 | 722.7002 | 721.4805 | 738.2229 | 736.8141 | 747.2807 | 746.0991 | 269.7051 | 276.1981 | 276.9249 | 255.096 | 242.5337 | 0 | 0 | 0 | 0 | 0 | 0 | 0 | 0
QLD1 | Hydrogen Turbine | 0 | 0 | 0 | 0 | 0 | 0 | 0 | 0 | 0 | 0 | 0 | 0 | 0 | 0 | 0 | 0 | 0 | 0 | 0 | 0 | 0 | 0 | 0 | 0 | 0 | 0 | 0
QLD1 | Wind | 3882.9222 | 3605.3983 | 4035.3944 | 6289.8655 | 9213.4022 | 11330.281 | 13425.7319 | 13975.6748 | 14015.604 | 13815.7998 | 13770.9204 | 15185.731 | 21810.1893 | 25965.4235 | 30589.0987 | 30252.1497 | 31039.4754 | 30710.6853 | 34920.7604 | 36525.9769 | 36135.344 | 34705.7431 | 39451.8826 | 49412.2099 | 49364.2995 | 61512.5667 | 59768.9734
QLD1 | Solar PV | 7325.705 | 7286.8309 | 8048.8442 | 7471.9031 | 7761.1357 | 7040.4073 | 6943.3621 | 7512.1865 | 8270.8528 | 8162.1918 | 8912.8431 | 8820.2196 | 9629.8094 | 9889.7374 | 11990.5608 | 13437.8206 | 13920.4367 | 17743.7123 | 17860.1464 | 23969.8317 | 26253.0312 | 26336.8724 | 26884.7401 | 32199.4371 | 39149.2994 | 46778.9529 | 57531.0951
QLD1 | Grid Battery | 57.6563 | 58.5535 | 56.7965 | 58.0633 | 57.4911 | 58.6078 | 58.2556 | 59.7773 | 57.9206 | 58.275 | 401.0061 | 651.9706 | 1989.8326 | 1978.6549 | 3915.8487 | 3977.775 | 4146.7228 | 4132.149 | 5912.8662 | 5970.2695 | 6492.2728 | 6603.177 | 6697.3267 | 6545.8569 | 7138.711 | 7776.8785 | 10575.5615
QLD1 | Pumped Hydro | 596.6365 | 738.0375 | 893.6321 | 1093.2949 | 1043.8583 | 884.4819 | 1023.6066 | 1157.6919 | 1112.8168 | 1271.1708 | 2739.9579 | 2630.6047 | 2332.2225 | 2111.0505 | 1630.1668 | 1777.574 | 1920.1762 | 1982.2356 | 1826.746 | 2585.9459 | 2554.7051 | 2615.0645 | 2645.6854 | 5285.5003 | 6065.8475 | 6877.18 | 7127.4241
QLD1 | VPP | 13.1154 | 21.6852 | 35.0435 | 57.2259 | 84.1825 | 121.27 | 169.1736 | 218.5271 | 293.654 | 394.7398 | 477.2122 | 560.7427 | 661.8001 | 766.3688 | 843.6918 | 979.2817 | 1092.7325 | 1206.3561 | 1368.5613 | 1527.1698 | 1648.8864 | 1767.1332 | 1888.534 | 1883.3844 | 2036.781 | 2098.0034 | 2270.4983
Total excluding storage |  | 54137.2616 | 53875.5201 | 53258.9513 | 51633.0419 | 54800.9745 | 57493.1977 | 56952.5855 | 56819.3247 | 56554.5203 | 61136.3329 | 68256.8611 | 71200.0677 | 72216.9371 | 77379.7746 | 83345.9213 | 82771.5444 | 84471.0274 | 84829.2409 | 89580.0643 | 92327.4633 | 95465.3326 | 93151.3727 | 95147.6626 | 112275.0157 | 121708.2252 | 147482.9729 | 160194.4418
Region | Technology | 2023-24 | 2024-25 | 2025-26 | 2026-27 | 2027-28 | 2028-29 | 2029-30 | 2030-31 | 2031-32 | 2032-33 | 2033-34 | 2034-35 | 2035-36 | 2036-37 | 2037-38 | 2038-39 | 2039-40 | 2040-41 | 2041-42 | 2042-43 | 2043-44 | 2044-45 | 2045-46 | 2046-47 | 2047-48 | 2048-49 | 2049-50
VIC1 | Black Coal | 0 | 0 | 0 | 0 | 0 | 0 | 0 | 0 | 0 | 0 | 0 | 0 | 0 | 0 | 0 | 0 | 0 | 0 | 0 | 0 | 0 | 0 | 0 | 0 | 0 | 0 | 0
VIC1 | Brown Coal | 29309.8926 | 28307.1796 | 29029.3235 | 28483.7065 | 28807.6953 | 20694.6838 | 21360.6031 | 20640.1526 | 19978.5649 | 20927.0547 | 21568.0997 | 21836.025 | 7019.771 | 7166.2273 | 7729.9186 | 7633.9762 | 7729.3115 | 6644.4038 | 6958.4524 | 6965.1415 | 6914.1047 | 4295.8783 | 4869.8351 | 6853.2105 | 0 | 0 | 0
VIC1 | CCGT | 0 | 0 | 0 | 0 | 0 | 0 | 0 | 0 | 0 | 0 | 0 | 0 | 0 | 0 | 0 | 0 | 0 | 0 | 0 | 0 | 0 | 0 | 0 | 0 | 0 | 0 | 0
VIC1 | Gas - Steam | 8.6256 | 11.302 | 12.0374 | 22.5267 | 13.4607 | 99.6575 | 15.9903 | 48.2461 | 23.7281 | 66.147 | 74.0355 | 201.5779 | 862.5878 | 971.7455 | 1150.3701 | 531.2838 | 0 | 0 | 0 | 0 | 0 | 0 | 0 | 0 | 0 | 0 | 0
VIC1 | OCGT / Diesel | 9.9927 | 14.2938 | 6.9206 | 19.7992 | 15.0457 | 61.8078 | 6.6375 | 31.9379 | 24.9911 | 50.306 | 37.05 | 159.4294 | 546.4281 | 534.0349 | 1005.302 | 397.8905 | 1090.5191 | 933.5268 | 832.8163 | 696.9083 | 1421.3052 | 1848.7415 | 1941.9459 | 3049.8119 | 4243.4378 | 5415.3234 | 6656.9434
VIC1 | Hydro | 2735.7789 | 3315.1347 | 3414.5178 | 3244.4788 | 2712.8845 | 4065.3987 | 3393.0438 | 2934.6376 | 2930.9506 | 2676.3913 | 3270.771 | 3371.0741 | 3218.4539 | 2693.8147 | 4041.8268 | 3381.7743 | 2926.4863 | 2925.2819 | 2670.0943 | 3261.4696 | 3373.6421 | 3202.16 | 2682.6832 | 4030.2352 | 4036.3104 | 4037.0745 | 4038.9748
VIC1 | Hydrogen Turbine | 0 | 0 | 0 | 0 | 0 | 0 | 0 | 0 | 0 | 0 | 0 | 0 | 0 | 0 | 0 | 0 | 0 | 0 | 0 | 0 | 0 | 0 | 0 | 0 | 0 | 0 | 0
VIC1 | Wind | 9848.4087 | 9709.6674 | 11545.8506 | 11613.2225 | 13448.7552 | 12787.4125 | 13146.3748 | 12752.9492 | 14649.5973 | 12778.9541 | 13042.4375 | 14489.6513 | 22647.589 | 24886.8764 | 26862.3489 | 29478.0353 | 28116.167 | 32211.6043 | 29132.9777 | 33710.6579 | 33064.4322 | 33757.3144 | 33445.477 | 34942.256 | 38549.2281 | 36595.7172 | 39721.134
VIC1 | Solar PV | 1935.7348 | 1762.2204 | 1684.523 | 1712.7373 | 1719.6312 | 1805.1103 | 1742.2292 | 1768.3744 | 1800.0797 | 1859.5226 | 1859.3223 | 1849.1707 | 2619.7785 | 2638.0913 | 2359.0621 | 2719.1964 | 3178.8657 | 4071.688 | 4920.0088 | 4661.3368 | 6673.4983 | 7062.8738 | 7053.7117 | 7415.0186 | 9936.8643 | 13697.3358 | 13251.8444
VIC1 | Grid Battery | 183.5245 | 187.5355 | 195.2936 | 196.176 | 191.8091 | 188.9321 | 179.9229 | 184.2701 | 171.6238 | 186.7753 | 148.1088 | 136.6034 | 1884.5738 | 1869.1806 | 1762.9363 | 1814.9847 | 1935.2247 | 1990.9664 | 2484.0705 | 2296.4752 | 2237.746 | 2325.8866 | 2392.4967 | 2139.8368 | 2368.8285 | 4445.7241 | 4146.4724
VIC1 | Pumped Hydro | 0 | 0 | 0.0012346 | 0.0013138 | 0.0014037 | 0.0014429 | 0.0014972 | 0.0017368 | 0.0017798 | 0.0023125 | 0.0030556 | 0.0031144 | 0.0034857 | 0.0035908 | 0.0035434 | 0.0035855 | 0.0037959 | 0.0038322 | 0.0071833 | 0.0070489 | 0.0071771 | 0.0098383 | 0.0098031 | 0.009309 | 0.0096207 | 0.019109 | 0.022369
VIC1 | VPP | 14.2493 | 24.7735 | 39.8084 | 68.3796 | 108.8767 | 143.5713 | 186.4445 | 234.5544 | 273.2666 | 377.2082 | 451.3818 | 507.391 | 568.8891 | 661.0929 | 714.0297 | 834.5683 | 943.9692 | 994.4987 | 1138.3658 | 1183.5997 | 1256.6334 | 1387.6358 | 1500.2128 | 1470.2886 | 1633.1575 | 1745.8116 | 1720.2307
Total excluding storage |  | 44046.2071 | 43332.1071 | 45928.2761 | 45361.0279 | 47018.1597 | 39846.5754 | 40031.2476 | 38595.1241 | 39852.8038 | 38922.3614 | 40451.2097 | 42550.9259 | 39368.0747 | 41421.0672 | 45625.798 | 46791.7131 | 45920.5474 | 49771.9737 | 48136.7929 | 52775.596 | 54941.369 | 53880.5002 | 53886.3723 | 59900.6668 | 60767.8361 | 65937.0057 | 69535.622
Region | Technology | 2023-24 | 2024-25 | 2025-26 | 2026-27 | 2027-28 | 2028-29 | 2029-30 | 2030-31 | 2031-32 | 2032-33 | 2033-34 | 2034-35 | 2035-36 | 2036-37 | 2037-38 | 2038-39 | 2039-40 | 2040-41 | 2041-42 | 2042-43 | 2043-44 | 2044-45 | 2045-46 | 2046-47 | 2047-48 | 2048-49 | 2049-50
SA1 | Black Coal | 0 | 0 | 0 | 0 | 0 | 0 | 0 | 0 | 0 | 0 | 0 | 0 | 0 | 0 | 0 | 0 | 0 | 0 | 0 | 0 | 0 | 0 | 0 | 0 | 0 | 0 | 0
SA1 | Brown Coal | 0 | 0 | 0 | 0 | 0 | 0 | 0 | 0 | 0 | 0 | 0 | 0 | 0 | 0 | 0 | 0 | 0 | 0 | 0 | 0 | 0 | 0 | 0 | 0 | 0 | 0 | 0
SA1 | CCGT | 658.0086 | 577.8759 | 612.4616 | 79.9535 | 50.5229 | 233.2387 | 85.8694 | 156.8032 | 84.8016 | 484.3544 | 1178.4072 | 1620.861 | 1500.2018 | 1557.9937 | 0 | 0 | 0 | 0 | 0 | 0 | 0 | 0 | 0 | 0 | 0 | 0 | 0
SA1 | Gas - Steam | 42.1307 | 50.9519 | 67.8205 | 0 | 0 | 0 | 0 | 0 | 0 | 0 | 0 | 0 | 0 | 0 | 0 | 0 | 0 | 0 | 0 | 0 | 0 | 0 | 0 | 0 | 0 | 0 | 0
SA1 | OCGT / Diesel | 72.5853 | 94.6015 | 100.2695 | 34.3555 | 28.0951 | 97.7744 | 18.4117 | 59.7373 | 31.9781 | 150.5174 | 464.1371 | 939.3882 | 796.8863 | 851.1954 | 1304.8042 | 1016.1734 | 1263.0682 | 1040.6004 | 909.2609 | 949.4311 | 1891.6208 | 941.7341 | 1078.74 | 1027.4726 | 1053.6956 | 1415.0806 | 1960.9343
SA1 | Hydro | 0 | 0 | 0 | 0 | 0 | 0 | 0 | 0 | 0 | 0 | 0 | 0 | 0 | 0 | 0 | 0 | 0 | 0 | 0 | 0 | 0 | 0 | 0 | 0 | 0 | 0 | 0
SA1 | Hydrogen Turbine | 0 | 0 | 0 | 0 | 0 | 0 | 0 | 0 | 0 | 0 | 0 | 0 | 0 | 0 | 0 | 0 | 0 | 0 | 0 | 0 | 0 | 0 | 0 | 0 | 0 | 0 | 0
SA1 | Wind | 6455.4462 | 6493.7293 | 6234.9873 | 6923.7534 | 6927.5635 | 6554.5188 | 6285.0346 | 6065.7661 | 6517.5524 | 5846.7492 | 8544.8026 | 8155.3388 | 11962.5647 | 12002.345 | 12543.0569 | 12605.791 | 12060.3397 | 14621.9023 | 13658.7362 | 14019.6165 | 12199.5547 | 14820.891 | 14423.3004 | 16870.4717 | 19518.0547 | 21067.3007 | 22821.8693
SA1 | Solar PV | 1157.1964 | 1048.1483 | 1055.2285 | 1002.4583 | 1030.2544 | 1037.1139 | 1004.5401 | 1000.9529 | 1036.4696 | 1045.6053 | 1034.1061 | 1079.0431 | 1403.7177 | 1820.5881 | 2647.4505 | 2617.1296 | 2704.6378 | 2628.8587 | 4580.5813 | 4269.0194 | 5839.2883 | 5331.3791 | 5723.5791 | 5958.1113 | 6403.7164 | 8968.5586 | 10031.2427
SA1 | Grid Battery | 195.3277 | 199.9849 | 196.6854 | 196.9018 | 193.4385 | 188.3764 | 184.8562 | 182.1956 | 178.4413 | 179.5703 | 179.8897 | 151.2674 | 879.3086 | 903.7492 | 1441.1891 | 1425.1699 | 1459.8276 | 1429.8824 | 2720.2336 | 2461.5436 | 2424.6487 | 2463.8912 | 2648.1287 | 2349.9421 | 2348.3823 | 3146.2563 | 2797.6401
SA1 | Pumped Hydro | 0 | 0 | 0.0010527 | 0.0010923 | 0.0011309 | 0.0012263 | 0.00125 | 0.0013907 | 0.0014225 | 0.0018247 | 0.0020536 | 0.0024787 | 0.0034266 | 0.0035563 | 0.0035737 | 0.0035965 | 0.0036884 | 0.0037746 | 0.0041156 | 0.0040243 | 0.0042192 | 0.0051549 | 0.0052514 | 0.0050966 | 0.005625 | 0.0059473 | 0.0061753
SA1 | VPP | 57.7818 | 81.4263 | 100.0652 | 125.6612 | 149.5543 | 172.272 | 198.9887 | 227.07 | 261.1456 | 302.8164 | 348.0229 | 375.8373 | 418.9495 | 472.704 | 504.771 | 540.9541 | 574.6694 | 584.899 | 641.4982 | 662.857 | 674.0438 | 711.8983 | 770.0738 | 765.3259 | 788.1924 | 843.9197 | 860.3317
Total excluding storage |  | 8638.4767 | 8546.7182 | 8367.5189 | 8363.0848 | 8379.4298 | 8283.2954 | 7777.702 | 7692.5265 | 8110.3901 | 8009.6148 | 11749.3676 | 12321.7383 | 16961.632 | 17608.5789 | 18441.2753 | 18205.2217 | 18062.5464 | 20306.1465 | 22510.3142 | 22362.4716 | 23029.1606 | 24269.7989 | 24643.8272 | 26971.3286 | 30112.0471 | 35441.1219 | 38472.0243
Region | Technology | 2023-24 | 2024-25 | 2025-26 | 2026-27 | 2027-28 | 2028-29 | 2029-30 | 2030-31 | 2031-32 | 2032-33 | 2033-34 | 2034-35 | 2035-36 | 2036-37 | 2037-38 | 2038-39 | 2039-40 | 2040-41 | 2041-42 | 2042-43 | 2043-44 | 2044-45 | 2045-46 | 2046-47 | 2047-48 | 2048-49 | 2049-50
TAS1 | Black Coal | 0 | 0 | 0 | 0 | 0 | 0 | 0 | 0 | 0 | 0 | 0 | 0 | 0 | 0 | 0 | 0 | 0 | 0 | 0 | 0 | 0 | 0 | 0 | 0 | 0 | 0 | 0
TAS1 | Brown Coal | 0 | 0 | 0 | 0 | 0 | 0 | 0 | 0 | 0 | 0 | 0 | 0 | 0 | 0 | 0 | 0 | 0 | 0 | 0 | 0 | 0 | 0 | 0 | 0 | 0 | 0 | 0
TAS1 | CCGT | 0 | 0 | 0 | 0 | 0 | 0 | 0 | 0 | 0 | 0 | 0 | 0 | 0 | 0 | 0 | 0 | 0 | 0 | 0 | 0 | 0 | 0 | 0 | 0 | 0 | 0 | 0
TAS1 | Gas - Steam | 0 | 0 | 0 | 0 | 0 | 0 | 0 | 0 | 0 | 0 | 0 | 0 | 0 | 0 | 0 | 0 | 0 | 0 | 0 | 0 | 0 | 0 | 0 | 0 | 0 | 0 | 0
TAS1 | OCGT / Diesel | 7.5982e-05 | 0.00016011 | 0.0001674 | 0.00017567 | 0.00018418 | 0.00019513 | 0.00021068 | 0.48581 | 0.057729 | 2.4133 | 0.00033821 | 4.6316 | 12.2362 | 3.2782 | 17.7159 | 1.9461 | 6.078 | 1.6272 | 4.4396 | 1.5948 | 3.234 | 4.4929 | 1.9587 | 0.67185 | 4.2526 | 16.8021 | 7.2662
TAS1 | Hydro | 9823.329 | 8560.7968 | 7386.4915 | 7000.1194 | 6140.662 | 7838.1031 | 9056.4145 | 8984.8602 | 9109.1621 | 9198.9466 | 11420.951 | 11554.3791 | 11329.4742 | 10229.5197 | 10613.3704 | 9451.109 | 9297.2863 | 9279.6446 | 9046.7338 | 9289.9948 | 9542.0135 | 8760.4764 | 7861.3003 | 9204.2111 | 9564.9854 | 9852.5885 | 10995.0006
TAS1 | Hydrogen Turbine | 0 | 0 | 0 | 0 | 0 | 0 | 0 | 0 | 0 | 0 | 0 | 0 | 0 | 0 | 0 | 0 | 0 | 0 | 0 | 0 | 0 | 0 | 0 | 0 | 0 | 0 | 0
TAS1 | Wind | 1868.9478 | 3000.8195 | 3850.9202 | 4507.5883 | 5063.2379 | 4945.5001 | 5949.1198 | 6345.9844 | 7628.5631 | 7803.1034 | 8215.9825 | 9303.4076 | 11662.4987 | 13071.516 | 13126.0838 | 12699.7526 | 12413.0855 | 13555.6189 | 13160.3534 | 12558.5255 | 13010.7541 | 13217.0801 | 14744.5075 | 14408.7567 | 14073.4928 | 13862.9284 | 15020.4645
TAS1 | Solar PV | 0 | 0.00017371 | 0.00016751 | 0.00018524 | 0.000217 | 0.00019351 | 0.00022049 | 0.0002837 | 0.00028114 | 0.00036208 | 0.00051271 | 0.00058275 | 0.0013053 | 0.0012732 | 0.0011003 | 0.0011134 | 0.0011785 | 0.0011254 | 0.0012476 | 0.0014345 | 0.0023872 | 0.0038214 | 0.0036467 | 0.0031705 | 0.0037168 | 0.0040488 | 0.0035018
TAS1 | Grid Battery | 0 | 0.0011396 | 0.0013296 | 0.001388 | 0.0014025 | 0.0014022 | 0.0015726 | 0.0016523 | 0.0017986 | 0.0028628 | 0.0030592 | 0.0031842 | 0.0039671 | 0.0040642 | 0.0055457 | 0.0056651 | 0.0059414 | 0.0083119 | 0.0083553 | 0.0086285 | 0.0088736 | 0.0084494 | 0.0085084 | 0.0084499 | 0.0094423 | 0.01014 | 0.013538
TAS1 | Pumped Hydro | 0 | 0 | 0.0023773 | 0.0025626 | 0.0027566 | 0.0028906 | 0.0033708 | 0.0039035 | 0.004458 | 0.012083 | 158.3564 | 341.6268 | 1146.6874 | 1203.539 | 1270.1635 | 1262.0887 | 1444.921 | 1331.2304 | 1427.79 | 1420.8462 | 1443.572 | 1438.7371 | 1443.7947 | 1461.803 | 1513.3741 | 1479.0935 | 1388.8944
TAS1 | VPP | 0.1566 | 0.70409 | 1.7726 | 3.4501 | 6.0803 | 7.2711 | 16.1768 | 20.0909 | 26.5252 | 36.9693 | 41.0555 | 44.5806 | 41.0182 | 46.2016 | 53.8032 | 56.9274 | 68.7329 | 75.2582 | 74.893 | 81.3434 | 85.5359 | 89.0169 | 99.6347 | 96.4642 | 102.762 | 117.7519 | 116.0076
Total excluding storage |  | 11692.4334 | 11562.3219 | 11239.1884 | 11511.1621 | 11209.9848 | 12790.879 | 15021.7165 | 15351.4272 | 16764.3146 | 17041.4479 | 19836.3493 | 21248.6295 | 24191.92 | 24554.0599 | 25081.1434 | 23471.8306 | 23230.1107 | 24243.3887 | 23714.2195 | 23352.3148 | 24085.1207 | 23509.8156 | 24151.2081 | 25171.9185 | 25258.8799 | 25329.1786 | 27527.6503
Explicitly modelled pumping
Region | Technology | 2023-24 | 2024-25 | 2025-26 | 2026-27 | 2027-28 | 2028-29 | 2029-30 | 2030-31 | 2031-32 | 2032-33 | 2033-34 | 2034-35 | 2035-36 | 2036-37 | 2037-38 | 2038-39 | 2039-40 | 2040-41 | 2041-42 | 2042-43 | 2043-44 | 2044-45 | 2045-46 | 2046-47 | 2047-48 | 2048-49 | 2049-50
NEM | Grid Battery pump | 555.3366 | 566.1033 | 569.7537 | 573.5545 | 563.0645 | 912.9435 | 962.4906 | 974.2642 | 944.839 | 1782.3398 | 3746.7111 | 3883.552 | 8574.6557 | 8529.492 | 11273.4188 | 11293.3295 | 11743.3516 | 11704.4168 | 18758.939 | 18135.2429 | 18383.5366 | 19603.6424 | 19989.1465 | 19709.4977 | 20784.6621 | 25564.1927 | 28549.4562
NEM | Pumped Hydro Pump | 2075.0779 | 2370.8031 | 4051.5904 | 5218.406 | 7919.6166 | 7728.025 | 8526.3915 | 10307.7074 | 9793.9805 | 10762.9587 | 12482.97 | 12236.4078 | 16613.5973 | 16631.9945 | 14255.2357 | 15448.2221 | 16553.5262 | 16530.8652 | 16103.2527 | 17145.2935 | 16466.6715 | 18681.9452 | 19138.5532 | 20457.6966 | 21143.5012 | 22722.6976 | 22209.5202
NEM | VPP pump | 132.7717 | 211.9963 | 308.3133 | 455.7037 | 619.9549 | 789.6369 | 1030.1945 | 1281.8074 | 1554.8066 | 1955.8333 | 2300.9894 | 2605.077 | 3022.8253 | 3470.3797 | 3782.3971 | 4251.2734 | 4726.0543 | 5035.8312 | 5626.2697 | 6009.641 | 6287.0921 | 6902.007 | 7375.5019 | 7317.4481 | 7898.2495 | 8447.9821 | 8740.7855
Region | Technology | 2023-24 | 2024-25 | 2025-26 | 2026-27 | 2027-28 | 2028-29 | 2029-30 | 2030-31 | 2031-32 | 2032-33 | 2033-34 | 2034-35 | 2035-36 | 2036-37 | 2037-38 | 2038-39 | 2039-40 | 2040-41 | 2041-42 | 2042-43 | 2043-44 | 2044-45 | 2045-46 | 2046-47 | 2047-48 | 2048-49 | 2049-50
NSW1 | Grid Battery pump | 38.268 | 36.7398 | 36.8052 | 38.347 | 36.3607 | 396.6062 | 459.1674 | 469.407 | 459.4905 | 1278.8063 | 2885.4674 | 2766.6081 | 2870.9774 | 2829.0867 | 2701.8859 | 2615.4113 | 2699.5914 | 2599.8407 | 5400.7997 | 5211.2715 | 4989.8761 | 5895.2682 | 5845.2407 | 6435.6246 | 6512.9959 | 7067.2151 | 7479.6922
NSW1 | Pumped Hydro Pump | 1219.0047 | 1323.1781 | 2809.9266 | 3701.1863 | 6469.1562 | 6499.8222 | 7104.7641 | 8697.7592 | 8245.4108 | 9003.8305 | 8576.6389 | 8227.7244 | 11988.3311 | 12192.3112 | 10412.8709 | 11425.8384 | 12090.0646 | 12084.0897 | 11795.3892 | 11819.6625 | 11191.6841 | 13299.7873 | 13654.7824 | 11567.6174 | 11133.2579 | 11634.9374 | 11037.0078
NSW1 | VPP pump | 32.6052 | 60.7214 | 100.2892 | 156.2338 | 208.9992 | 267.5208 | 357.5593 | 459.157 | 547.3238 | 648.8899 | 751.0618 | 854.1018 | 1034.3708 | 1180.3546 | 1289.9427 | 1410.6068 | 1579.2148 | 1661.2989 | 1839.8955 | 1938.4661 | 1984.0762 | 2248.7692 | 2357.1659 | 2362.2501 | 2527.4432 | 2799.6067 | 2901.2197
Region | Technology | 2023-24 | 2024-25 | 2025-26 | 2026-27 | 2027-28 | 2028-29 | 2029-30 | 2030-31 | 2031-32 | 2032-33 | 2033-34 | 2034-35 | 2035-36 | 2036-37 | 2037-38 | 2038-39 | 2039-40 | 2040-41 | 2041-42 | 2042-43 | 2043-44 | 2044-45 | 2045-46 | 2046-47 | 2047-48 | 2048-49 | 2049-50
QLD1 | Grid Battery pump | 68.4598 | 69.7066 | 67.7449 | 68.9929 | 68.4418 | 69.7711 | 69.3519 | 71.1635 | 69.1317 | 69.1965 | 472.5726 | 775.6708 | 2387.3796 | 2373.0537 | 4723.6893 | 4773.5676 | 4979.6449 | 4981.1977 | 7113.4056 | 7182.7643 | 7803.4542 | 7945.9266 | 8057.6496 | 7893.5406 | 8573.0015 | 9381.1165 | 12710.8142
QLD1 | Pumped Hydro Pump | 856.0732 | 1047.6251 | 1241.6577 | 1517.2132 | 1450.4534 | 1228.1955 | 1421.6193 | 1609.939 | 1548.5596 | 1759.1068 | 3696.9916 | 3556.1427 | 3120.4514 | 2838.0967 | 2189.0591 | 2361.5263 | 2562.4465 | 2675.4091 | 2439.4645 | 3455.7714 | 3382.0089 | 3492.3473 | 3560.9453 | 6989.7148 | 7995.8618 | 9164.6312 | 9344.9821
QLD1 | VPP pump | 15.3902 | 25.5121 | 41.3295 | 67.2227 | 99.0382 | 142.6705 | 199.0277 | 257.0907 | 346.337 | 463.538 | 561.4392 | 660.0532 | 778.2313 | 901.5984 | 995.4072 | 1150.7781 | 1284.057 | 1421.985 | 1609.919 | 1796.9979 | 1937.4592 | 2078.4702 | 2221.8538 | 2219.9177 | 2391.9924 | 2472.3718 | 2667.0417
Region | Technology | 2023-24 | 2024-25 | 2025-26 | 2026-27 | 2027-28 | 2028-29 | 2029-30 | 2030-31 | 2031-32 | 2032-33 | 2033-34 | 2034-35 | 2035-36 | 2036-37 | 2037-38 | 2038-39 | 2039-40 | 2040-41 | 2041-42 | 2042-43 | 2043-44 | 2044-45 | 2045-46 | 2046-47 | 2047-48 | 2048-49 | 2049-50
VIC1 | Grid Battery pump | 218.0216 | 223.2662 | 232.6642 | 233.3613 | 228.9287 | 224.3345 | 214.7786 | 218.7845 | 204.8986 | 222.2243 | 175.906 | 162.5797 | 2260.3801 | 2242.046 | 2114.9037 | 2185.1117 | 2314.1772 | 2397.7606 | 2976.7514 | 2769.9816 | 2678.1256 | 2794.7519 | 2885.4818 | 2560.4757 | 2858.3887 | 5337.1742 | 4988.8232
VIC1 | Pumped Hydro Pump | 0 | 0 | 0.0016271 | 0.0017274 | 0.0018528 | 0.0018929 | 0.0019759 | 0.0022807 | 0.0023483 | 0.0030431 | 0.0040233 | 0.0041006 | 0.0045727 | 0.0047346 | 0.0046609 | 0.0047265 | 0.0049766 | 0.0050699 | 0.0094402 | 0.0092952 | 0.0094149 | 0.01294 | 0.01298 | 0.012165 | 0.012736 | 0.025071 | 0.029428
VIC1 | VPP pump | 16.7256 | 29.1455 | 46.9282 | 80.3515 | 128.3729 | 168.6246 | 219.8662 | 275.4266 | 322.2961 | 443.9182 | 530.8709 | 596.1946 | 669.2338 | 777.7563 | 840.0931 | 984.6649 | 1107.674 | 1173.5478 | 1335.7044 | 1396.7457 | 1474.1168 | 1632.5127 | 1770.2569 | 1724.4504 | 1927.3015 | 2047.9562 | 2023.8895
Region | Technology | 2023-24 | 2024-25 | 2025-26 | 2026-27 | 2027-28 | 2028-29 | 2029-30 | 2030-31 | 2031-32 | 2032-33 | 2033-34 | 2034-35 | 2035-36 | 2036-37 | 2037-38 | 2038-39 | 2039-40 | 2040-41 | 2041-42 | 2042-43 | 2043-44 | 2044-45 | 2045-46 | 2046-47 | 2047-48 | 2048-49 | 2049-50
SA1 | Grid Battery pump | 230.5871 | 236.3893 | 232.5378 | 232.8517 | 229.3316 | 222.23 | 219.1908 | 214.9072 | 211.3161 | 212.1094 | 212.7614 | 178.6896 | 1055.9139 | 1085.3008 | 1732.9333 | 1719.2321 | 1749.9311 | 1725.608 | 3267.9724 | 2971.2153 | 2912.0703 | 2967.6858 | 3200.7642 | 2819.8468 | 2840.2648 | 3778.6748 | 3370.1105
SA1 | Pumped Hydro Pump | 0 | 0 | 0.0013859 | 0.001437 | 0.0014935 | 0.0016084 | 0.0016501 | 0.0018266 | 0.0018737 | 0.0024018 | 0.0027043 | 0.0032566 | 0.0045067 | 0.0046853 | 0.0046978 | 0.0047465 | 0.004837 | 0.0049895 | 0.0053922 | 0.0053119 | 0.0055403 | 0.0067838 | 0.006937 | 0.0066721 | 0.0074384 | 0.0077883 | 0.0081333
SA1 | VPP pump | 67.868 | 95.7903 | 117.6828 | 147.8367 | 176.3624 | 202.2567 | 234.6954 | 266.5501 | 307.5597 | 355.9739 | 409.4207 | 442.1307 | 492.8817 | 556.1223 | 593.8482 | 638.2191 | 674.279 | 690.1446 | 752.6755 | 781.649 | 791.1753 | 837.5274 | 908.5466 | 897.8058 | 930.0969 | 990.0349 | 1012.155
Region | Technology | 2023-24 | 2024-25 | 2025-26 | 2026-27 | 2027-28 | 2028-29 | 2029-30 | 2030-31 | 2031-32 | 2032-33 | 2033-34 | 2034-35 | 2035-36 | 2036-37 | 2037-38 | 2038-39 | 2039-40 | 2040-41 | 2041-42 | 2042-43 | 2043-44 | 2044-45 | 2045-46 | 2046-47 | 2047-48 | 2048-49 | 2049-50
TAS1 | Grid Battery pump | 0 | 0.0013538 | 0.0015782 | 0.0016476 | 0.0016649 | 0.0016645 | 0.0018667 | 0.0019606 | 0.0021365 | 0.0034016 | 0.003634 | 0.0037876 | 0.0047071 | 0.0048308 | 0.006589 | 0.0067353 | 0.0070549 | 0.0098918 | 0.0099321 | 0.01026 | 0.010545 | 0.010042 | 0.010132 | 0.010026 | 0.011254 | 0.012031 | 0.016086
TAS1 | Pumped Hydro Pump | 0 | 0 | 0.0031365 | 0.0033719 | 0.0036307 | 0.0038025 | 0.0044442 | 0.005124 | 0.0058896 | 0.01597 | 209.3328 | 452.5333 | 1504.8057 | 1601.5772 | 1653.2964 | 1660.8479 | 1901.0052 | 1771.3563 | 1868.3841 | 1869.8451 | 1892.9636 | 1889.7909 | 1922.8056 | 1900.3456 | 2014.3612 | 1923.0962 | 1827.4927
TAS1 | VPP pump | 0.18281 | 0.82704 | 2.0836 | 4.0589 | 7.1822 | 8.5642 | 19.0459 | 23.583 | 31.2899 | 43.5133 | 48.1968 | 52.5967 | 48.1077 | 54.5482 | 63.106 | 67.0046 | 80.8295 | 88.8549 | 88.0753 | 95.7823 | 100.2646 | 104.7276 | 117.6787 | 113.024 | 121.4156 | 138.0125 | 136.4796
Non-controllable capacity
Region | Technology | 2023-24 | 2024-25 | 2025-26 | 2026-27 | 2027-28 | 2028-29 | 2029-30 | 2030-31 | 2031-32 | 2032-33 | 2033-34 | 2034-35 | 2035-36 | 2036-37 | 2037-38 | 2038-39 | 2039-40 | 2040-41 | 2041-42 | 2042-43 | 2043-44 | 2044-45 | 2045-46 | 2046-47 | 2047-48 | 2048-49 | 2049-50
NEM | Distributed PV | 26478.5749 | 28191.0687 | 29615.185 | 34147.8413 | 36635.1334 | 34828.8225 | 38288.4458 | 41605.3113 | 44463.1544 | 46878.5074 | 47897.7259 | 48691.7471 | 54425.0857 | 56551.7616 | 52450.4952 | 56904.483 | 61172.6746 | 63978.5781 | 65693.865 | 65612.2161 | 65271.4595 | 71680.9026 | 73748.0586 | 68052.8401 | 73585.1598 | 78664.3753 | 82018.7177
NEM | Behind the meter battery | 356.5682 | 473.328 | 594.7444 | 757.032 | 926.2117 | 1056.7381 | 1233.2407 | 1392.7578 | 1662.8579 | 1934.0875 | 2210.3303 | 2494.7306 | 2761.3681 | 3007.0367 | 3248.1504 | 3458.3931 | 3610.6796 | 3707.3314 | 3832.4058 | 3933.9396 | 3996.3524 | 4028.7483 | 4047.3212 | 4044.1409 | 4038.7997 | 4002.1032 | 3966.4236
NEM | Behind the meter battery pump | 419.7907 | 557.164 | 699.9769 | 891.129 | 1090.0671 | 1244.0558 | 1451.4338 | 1638.8866 | 1957.4728 | 2276.5602 | 2601.4314 | 2936.5844 | 3250.3979 | 3539.5238 | 3822.2237 | 4071.3623 | 4250.8148 | 4364.1903 | 4511.5203 | 4630.4575 | 4704.2076 | 4742.1508 | 4764.3333 | 4760.7853 | 4755.14 | 4712.0744 | 4668.4548
Region | Technology | 2023-24 | 2024-25 | 2025-26 | 2026-27 | 2027-28 | 2028-29 | 2029-30 | 2030-31 | 2031-32 | 2032-33 | 2033-34 | 2034-35 | 2035-36 | 2036-37 | 2037-38 | 2038-39 | 2039-40 | 2040-41 | 2041-42 | 2042-43 | 2043-44 | 2044-45 | 2045-46 | 2046-47 | 2047-48 | 2048-49 | 2049-50
NSW1 | Distributed PV | 8227.9495 | 8889.0709 | 9306.1322 | 11052.6804 | 11659.9136 | 11026.5723 | 11951.3856 | 13304.8274 | 14644.4048 | 14969.6322 | 15535.8472 | 15718.8791 | 18044.1473 | 18411.8213 | 16930.2454 | 17972.9366 | 19660.4434 | 21060.2472 | 20970.6665 | 21239.1879 | 21033.8098 | 23737.2282 | 24049.1858 | 22049.3527 | 23369.6114 | 25463.3842 | 27229.5394
NSW1 | Behind the meter battery | 133.59 | 194.7768 | 253.5396 | 316.24 | 372.6608 | 419.4249 | 490.1318 | 552.7239 | 644.191 | 732.2475 | 823.81 | 926.2632 | 1021.1994 | 1100.9212 | 1175.2256 | 1241.3495 | 1281.6071 | 1301.3891 | 1323.469 | 1331.6999 | 1328.6786 | 1333.0742 | 1339.1239 | 1339.0233 | 1340.0485 | 1331.6872 | 1322.7103
NSW1 | Behind the meter battery pump | 157.3114 | 229.3287 | 298.3165 | 372.3107 | 438.6271 | 493.7687 | 576.7121 | 650.3958 | 758.5034 | 862.0114 | 969.6543 | 1090.1287 | 1202.3863 | 1296.4571 | 1382.6657 | 1461.7352 | 1508.9376 | 1532.4858 | 1558.4624 | 1567.6632 | 1564.469 | 1569.4047 | 1576.1804 | 1576.5486 | 1577.4697 | 1567.7527 | 1556.6083
Region | Technology | 2023-24 | 2024-25 | 2025-26 | 2026-27 | 2027-28 | 2028-29 | 2029-30 | 2030-31 | 2031-32 | 2032-33 | 2033-34 | 2034-35 | 2035-36 | 2036-37 | 2037-38 | 2038-39 | 2039-40 | 2040-41 | 2041-42 | 2042-43 | 2043-44 | 2044-45 | 2045-46 | 2046-47 | 2047-48 | 2048-49 | 2049-50
QLD1 | Distributed PV | 8291.7042 | 8569.0822 | 9217.3266 | 10390.3794 | 11011.6137 | 9744.9252 | 11046.7924 | 11904.8452 | 13131.2263 | 13701.6565 | 13860.8726 | 14700.2383 | 16327.2094 | 16975.5207 | 14830.6032 | 16665.2669 | 17838.7295 | 19246.0747 | 19521.824 | 19243.8033 | 19908.8944 | 21593.4637 | 22179.0614 | 19185.5663 | 21429.4769 | 22706.5989 | 24395.8885
QLD1 | Behind the meter battery | 68.254 | 84.6289 | 112.6463 | 146.2592 | 185.7816 | 221.6253 | 270.215 | 314.6937 | 406.9618 | 502.2534 | 595.6003 | 683.1659 | 764.1412 | 834.4612 | 901.8028 | 964.152 | 1016.5218 | 1061.2384 | 1120.2283 | 1177.3744 | 1217.6262 | 1234.2876 | 1240.4297 | 1235.0961 | 1221.5488 | 1202.4999 | 1188.1662
QLD1 | Behind the meter battery pump | 80.3689 | 99.5866 | 132.5744 | 172.1468 | 218.6795 | 260.8892 | 317.9825 | 370.2693 | 479.0052 | 591.0508 | 700.9679 | 804.4299 | 899.4899 | 981.9193 | 1061.2211 | 1135.0177 | 1196.3817 | 1248.6769 | 1318.2882 | 1385.4977 | 1432.6887 | 1452.5841 | 1460.2966 | 1453.471 | 1438.2675 | 1416.1388 | 1398.0248
Region | Technology | 2023-24 | 2024-25 | 2025-26 | 2026-27 | 2027-28 | 2028-29 | 2029-30 | 2030-31 | 2031-32 | 2032-33 | 2033-34 | 2034-35 | 2035-36 | 2036-37 | 2037-38 | 2038-39 | 2039-40 | 2040-41 | 2041-42 | 2042-43 | 2043-44 | 2044-45 | 2045-46 | 2046-47 | 2047-48 | 2048-49 | 2049-50
VIC1 | Distributed PV | 6055.7621 | 6669.655 | 6991.3292 | 8188.53 | 9067.6803 | 9147.9858 | 9973.9295 | 10801.2044 | 10862.1515 | 11966.1686 | 12180.7464 | 12020.6338 | 13307.7617 | 14002.8213 | 13650.1784 | 14718.8745 | 15803.8446 | 15625.7965 | 16773.5548 | 16765.9245 | 16213.7264 | 17701.3941 | 18418.5859 | 17911.4779 | 19277.2431 | 20620.6982 | 20333.1662
VIC1 | Behind the meter battery | 74.3056 | 92.44 | 111.7344 | 156.8119 | 212.09 | 243.6602 | 282.6219 | 319.434 | 377.8895 | 439.4914 | 505.2185 | 572.8675 | 639.1484 | 714.1982 | 795.0575 | 858.1453 | 908.5127 | 935.1099 | 971.8935 | 1005.2009 | 1028.9371 | 1040.4307 | 1046.8501 | 1051.4154 | 1058.0828 | 1051.5912 | 1043.1588
VIC1 | Behind the meter battery pump | 87.4501 | 108.8465 | 131.5376 | 184.5847 | 249.5654 | 286.8384 | 332.788 | 375.8552 | 444.8213 | 517.3706 | 594.5868 | 674.2645 | 752.1378 | 840.4146 | 935.8569 | 1009.9236 | 1069.8581 | 1100.7998 | 1144.0157 | 1183.0999 | 1211.4056 | 1224.7479 | 1232.417 | 1237.8581 | 1245.9798 | 1238.1379 | 1228.2991
Region | Technology | 2023-24 | 2024-25 | 2025-26 | 2026-27 | 2027-28 | 2028-29 | 2029-30 | 2030-31 | 2031-32 | 2032-33 | 2033-34 | 2034-35 | 2035-36 | 2036-37 | 2037-38 | 2038-39 | 2039-40 | 2040-41 | 2041-42 | 2042-43 | 2043-44 | 2044-45 | 2045-46 | 2046-47 | 2047-48 | 2048-49 | 2049-50
SA1 | Distributed PV | 3591.0876 | 3717.2823 | 3740.8652 | 4102.9303 | 4454.0757 | 4447.213 | 4823.2467 | 5063.8184 | 5270.1141 | 5635.4722 | 5682.5072 | 5613.2296 | 6036.8672 | 6427.865 | 6298.9087 | 6776.5164 | 7055.0868 | 7216.483 | 7552.313 | 7463.2755 | 7234.1877 | 7682.6083 | 8108.239 | 7904.365 | 8467.9778 | 8775.2281 | 8945.8085
SA1 | Behind the meter battery | 71.0192 | 89.6673 | 101.7879 | 119.0914 | 133.3156 | 146.5653 | 160.4315 | 172.1233 | 193.4864 | 213.6313 | 233.2561 | 254.1035 | 272.9282 | 288.5968 | 302.4709 | 316.6818 | 322.4368 | 324.9961 | 328.8503 | 329.3369 | 329.16 | 328.7858 | 328.2839 | 326.0934 | 326.3788 | 324.1976 | 320.6584
SA1 | Behind the meter battery pump | 83.5976 | 105.4994 | 119.845 | 140.1663 | 156.8845 | 172.5952 | 188.8314 | 202.6048 | 227.6558 | 251.4252 | 274.468 | 299.1179 | 321.125 | 339.6593 | 355.8732 | 372.7692 | 379.5602 | 382.628 | 387.265 | 387.8524 | 387.4805 | 386.9109 | 386.3605 | 383.9947 | 384.2929 | 381.5645 | 377.4968
Region | Technology | 2023-24 | 2024-25 | 2025-26 | 2026-27 | 2027-28 | 2028-29 | 2029-30 | 2030-31 | 2031-32 | 2032-33 | 2033-34 | 2034-35 | 2035-36 | 2036-37 | 2037-38 | 2038-39 | 2039-40 | 2040-41 | 2041-42 | 2042-43 | 2043-44 | 2044-45 | 2045-46 | 2046-47 | 2047-48 | 2048-49 | 2049-50
TAS1 | Distributed PV | 312.0716 | 345.9783 | 359.5318 | 413.3213 | 441.8501 | 462.1262 | 493.0915 | 530.6159 | 555.2576 | 605.5778 | 637.7525 | 638.7662 | 709.1001 | 733.7332 | 740.5595 | 770.8886 | 814.5703 | 829.9766 | 875.5067 | 900.0249 | 880.8412 | 966.2084 | 992.9866 | 1002.0781 | 1040.8506 | 1098.4659 | 1114.3151
TAS1 | Behind the meter battery | 9.3993 | 11.8151 | 15.0362 | 18.6296 | 22.3637 | 25.4624 | 29.8406 | 33.7829 | 40.3291 | 46.464 | 52.4454 | 58.3304 | 63.9508 | 68.8593 | 73.5936 | 78.0644 | 81.6012 | 84.5979 | 87.9648 | 90.3275 | 91.9504 | 92.17 | 92.6337 | 92.5128 | 92.7409 | 92.1272 | 91.7298
TAS1 | Behind the meter battery pump | 11.0628 | 13.9029 | 17.7034 | 21.9205 | 26.3105 | 29.9642 | 35.1198 | 39.7616 | 47.4871 | 54.7023 | 61.7545 | 68.6434 | 75.2589 | 81.0734 | 86.6068 | 91.9166 | 96.0772 | 99.5998 | 103.4889 | 106.3442 | 108.1638 | 108.5032 | 109.0789 | 108.9129 | 109.1302 | 108.4805 | 108.0258

## Option 3A_Capacity
Installed capacity by technology (MW) - Option 3A, Progressive Change Scenario
Capacity calculated on 1 July. In early study years some wind and solar projects enter later in the financial year and are therefore reflected in the following financial year's capacity.
Explicitly modelled generation
Region | Technology | 2023-24 | 2024-25 | 2025-26 | 2026-27 | 2027-28 | 2028-29 | 2029-30 | 2030-31 | 2031-32 | 2032-33 | 2033-34 | 2034-35 | 2035-36 | 2036-37 | 2037-38 | 2038-39 | 2039-40 | 2040-41 | 2041-42 | 2042-43 | 2043-44 | 2044-45 | 2045-46 | 2046-47 | 2047-48 | 2048-49 | 2049-50
NEM | Black Coal | 16456 | 16456 | 15756 | 12876 | 11556 | 11556 | 11556 | 9471 | 9471 | 9471 | 7416 | 7416 | 5736 | 5736 | 5286 | 5286 | 5286 | 3896 | 3896 | 2422 | 2422 | 2422 | 2057 | 1692 | 1692 | 1692 | 1692
NEM | Brown Coal | 4820 | 4820 | 4820 | 4820 | 4820 | 3370 | 3370 | 3370 | 3370 | 3370 | 3370 | 3370 | 1160 | 1160 | 1160 | 1160 | 1160 | 1160 | 1160 | 1160 | 1160 | 1160 | 1160 | 1160 | 0 | 0 | 0
NEM | CCGT | 2954.9 | 2774.9 | 2774.9 | 2774.9 | 2774.9 | 2774.9 | 2774.9 | 2774.9 | 2774.9 | 2774.9 | 2774.9 | 2774.9 | 2774.9 | 2389.9 | 1860.9 | 1860.9 | 1716.5 | 1716.5 | 1716.5 | 1716.5 | 1276.5 | 1276.5 | 632 | 388 | 388 | 388 | 388
NEM | Gas - Steam | 1300 | 1300 | 1300 | 500 | 500 | 500 | 500 | 500 | 500 | 500 | 500 | 500 | 500 | 500 | 500 | 500 | 0 | 0 | 0 | 0 | 0 | 0 | 0 | 0 | 0 | 0 | 0
NEM | OCGT / Diesel | 7382.159 | 8401.5827 | 8818.2597 | 8818.2597 | 8894.0646 | 8894.0648 | 8894.0649 | 9034.7261 | 9034.7262 | 8890.8943 | 8815.2545 | 9820.686 | 10757.1936 | 10757.1936 | 10757.1939 | 10757.1939 | 10317.1939 | 10197.1939 | 10321.6049 | 10227.6049 | 10841.451 | 12362.973 | 12362.973 | 13460.5283 | 12876.5284 | 17269.0329 | 18634.9373
NEM | Hydro | 7492.42 | 7492.42 | 7492.42 | 7492.42 | 7492.42 | 7492.42 | 7492.42 | 7492.42 | 7492.42 | 7492.42 | 7492.42 | 7492.42 | 7492.42 | 7492.42 | 7406.02 | 7406.02 | 7406.02 | 7406.02 | 7406.02 | 7340.02 | 7340.02 | 7340.02 | 7340.02 | 7340.02 | 7340.02 | 7340.02 | 7340.02
NEM | Hydrogen Turbine | 0 | 0 | 0 | 0 | 0 | 0 | 0 | 0 | 0 | 0 | 0 | 0 | 0 | 0 | 0 | 0 | 0 | 0 | 0 | 0 | 0 | 0 | 0 | 0 | 0 | 0 | 0
NEM | Wind | 10055.738 | 11610.718 | 13267.8335 | 15278.0638 | 17420.668 | 19722.0932 | 21685.5443 | 21710.5465 | 21855.8061 | 22001.0672 | 23999.4959 | 25385.0392 | 31423.48 | 33529.659 | 37818.9665 | 39986.868 | 40002.0405 | 41369.2486 | 43709.309 | 46434.2794 | 46558.5916 | 46807.254 | 48109.08 | 55970.7915 | 59267.9319 | 64778.0912 | 65740.689
NEM | Solar PV | 9052.829 | 9912.9293 | 9912.9307 | 9912.9323 | 9953.4633 | 10253.2399 | 10863.3274 | 10863.3275 | 10857.2077 | 10857.2089 | 13189.2539 | 13557.914 | 15475.6523 | 15863.6981 | 19084.8074 | 18934.582 | 19103.6499 | 23195.9276 | 26425.4547 | 30330.9873 | 34812.672 | 34454.3109 | 35909.2099 | 44831.8503 | 48383.1755 | 55729.4629 | 62562.5569
NEM | Grid Battery | 1004.93 | 1004.9332 | 1004.9346 | 1004.9347 | 1004.9391 | 1134.9392 | 1159.3148 | 1129.3153 | 1129.3154 | 1693.0186 | 3007.6032 | 3095.7321 | 5125.835 | 5075.8352 | 6480.5094 | 6480.5095 | 6480.5096 | 6656.4291 | 9259.4138 | 9259.4139 | 9272.1836 | 9482.662 | 9472.6607 | 10453.3634 | 10664.6228 | 12783.1853 | 14189.5401
NEM | Pumped Hydro | 810 | 810 | 1660.0008 | 1660.001 | 4624.9967 | 4894.9968 | 4945.6216 | 4945.6224 | 4945.6226 | 4945.6264 | 5554.7077 | 5640.8217 | 6217.8531 | 6217.8531 | 6239.0895 | 6239.0895 | 6239.0895 | 6239.0896 | 6344.9208 | 6561.9238 | 6561.924 | 6921.9046 | 6921.9046 | 8587.8464 | 8587.8467 | 9072.3386 | 9072.3402
NEM | VPP | 147.51 | 233.71 | 341.18 | 499.27 | 694.24 | 914.65 | 1207.51 | 1463.32 | 1850.76 | 2292.59 | 2793.5001 | 3356.31 | 3965.76 | 4611.21 | 5307.53 | 6042.2102 | 6743.34 | 7427.61 | 8128.7401 | 8833.4098 | 9521.71 | 10183.9801 | 10839.05 | 11484.4998 | 12142.96 | 12796.2899 | 13470.7999
Total excluding storage |  | 61476.486 | 64817.1932 | 67148.4592 | 65636.7815 | 69735.6918 | 71507.3039 | 74448.703 | 72755.178 | 73281.758 | 74288.7254 | 78913.1354 | 82409.8231 | 90629.094 | 93333.7691 | 101901.0167 | 104653.373 | 104454.3435 | 109264.0187 | 118367.9633 | 124286.1391 | 129767.0522 | 132411.6045 | 134803.8981 | 155368.8996 | 161343.0852 | 181848.4208 | 193090.8834
Region | Technology | 2023-24 | 2024-25 | 2025-26 | 2026-27 | 2027-28 | 2028-29 | 2029-30 | 2030-31 | 2031-32 | 2032-33 | 2033-34 | 2034-35 | 2035-36 | 2036-37 | 2037-38 | 2038-39 | 2039-40 | 2040-41 | 2041-42 | 2042-43 | 2043-44 | 2044-45 | 2045-46 | 2046-47 | 2047-48 | 2048-49 | 2049-50
NSW1 | Black Coal | 8330 | 8330 | 8330 | 5450 | 4130 | 4130 | 4130 | 3445 | 3445 | 3445 | 1390 | 1390 | 1390 | 1390 | 1390 | 1390 | 1390 | 0 | 0 | 0 | 0 | 0 | 0 | 0 | 0 | 0 | 0
NSW1 | Brown Coal | 0 | 0 | 0 | 0 | 0 | 0 | 0 | 0 | 0 | 0 | 0 | 0 | 0 | 0 | 0 | 0 | 0 | 0 | 0 | 0 | 0 | 0 | 0 | 0 | 0 | 0 | 0
NSW1 | CCGT | 440 | 440 | 440 | 440 | 440 | 440 | 440 | 440 | 440 | 440 | 440 | 440 | 440 | 440 | 440 | 440 | 440 | 440 | 440 | 440 | 0 | 0 | 0 | 0 | 0 | 0 | 0
NSW1 | Gas - Steam | 0 | 0 | 0 | 0 | 0 | 0 | 0 | 0 | 0 | 0 | 0 | 0 | 0 | 0 | 0 | 0 | 0 | 0 | 0 | 0 | 0 | 0 | 0 | 0 | 0 | 0 | 0
NSW1 | OCGT / Diesel | 1888.999 | 2908.4226 | 3325.0996 | 3325.0996 | 3400.9045 | 3400.9045 | 3400.9045 | 3924.0655 | 3924.0655 | 4057.0937 | 4574.9528 | 4574.9528 | 4574.9528 | 4574.9528 | 4574.9528 | 4574.9528 | 4574.9528 | 4574.9528 | 4574.9528 | 4574.9528 | 4574.9528 | 3725.9538 | 3725.9538 | 3848.4501 | 3848.4501 | 4939.7743 | 5428.4158
NSW1 | Hydro | 2525 | 2525 | 2525 | 2525 | 2525 | 2525 | 2525 | 2525 | 2525 | 2525 | 2525 | 2525 | 2525 | 2525 | 2525 | 2525 | 2525 | 2525 | 2525 | 2525 | 2525 | 2525 | 2525 | 2525 | 2525 | 2525 | 2525
NSW1 | Hydrogen Turbine | 0 | 0 | 0 | 0 | 0 | 0 | 0 | 0 | 0 | 0 | 0 | 0 | 0 | 0 | 0 | 0 | 0 | 0 | 0 | 0 | 0 | 0 | 0 | 0 | 0 | 0 | 0
NSW1 | Wind | 1886.96 | 3015.8126 | 4024.2221 | 5340.4419 | 6623.1285 | 8013.5798 | 9166.967 | 9166.967 | 9166.967 | 9166.967 | 10260.0713 | 10699.3161 | 11218.5392 | 11487.5156 | 11881.2499 | 14017.8302 | 14073.8444 | 14201.3057 | 15062.4932 | 15099.5478 | 15232.1028 | 15736.1724 | 16510.0659 | 17867.9211 | 19701.1959 | 20203.2151 | 21327.7022
NSW1 | Solar PV | 3745.541 | 4459.6413 | 4459.6417 | 4459.6424 | 4500.1731 | 4799.9496 | 5410.0364 | 5410.0364 | 5410.0365 | 5410.0366 | 7742.0809 | 8110.7398 | 9511.4963 | 9563.6936 | 10352.9333 | 10202.6333 | 10202.6333 | 12156.5559 | 14087.7064 | 15004.9495 | 15856.3991 | 15913.5241 | 16848.7111 | 18575.6193 | 18844.895 | 20287.7833 | 22430.0196
NSW1 | Grid Battery | 50 | 50.0017 | 50.0029 | 50.003 | 50.0074 | 180.0074 | 204.3829 | 204.3831 | 204.3831 | 768.0841 | 1858.8211 | 1858.8213 | 1858.8216 | 1808.8217 | 1808.8226 | 1808.8227 | 1808.8227 | 1808.8237 | 2910.6042 | 2910.6042 | 2910.6042 | 3085.6554 | 3085.6542 | 3673.7723 | 3673.768 | 3713.9492 | 3907.1156
NSW1 | Pumped Hydro | 240 | 240 | 839.9988 | 839.9989 | 3804.9945 | 4074.9943 | 4125.619 | 4125.619 | 4125.619 | 4125.619 | 4125.6316 | 4125.6316 | 4125.6316 | 4125.6316 | 4125.6316 | 4125.6316 | 4125.6316 | 4125.6316 | 4125.6316 | 4125.6317 | 4125.6317 | 4485.6111 | 4485.6111 | 4485.6111 | 4485.6111 | 4485.6111 | 4485.6111
NSW1 | VPP | 35.03 | 66.46 | 108.39 | 164.94 | 231.89 | 309.84 | 419.29 | 513.87 | 645.84 | 793.28 | 960.43 | 1151.34 | 1358.67 | 1573.17 | 1800.09 | 2041.85 | 2261.24 | 2472.42 | 2678.0699 | 2873.13 | 3061.8301 | 3253.4401 | 3451.65 | 3655.96 | 3874.16 | 4090.8399 | 4313.9901
Total excluding storage |  | 19141.53 | 22035.3382 | 24102.3551 | 22595.1258 | 25706.098 | 27874.2757 | 29822.1997 | 29754.941 | 29886.9111 | 30731.0803 | 33876.9877 | 34875.8016 | 37003.1115 | 37488.7852 | 38898.6801 | 41126.7206 | 41402.1247 | 42304.6896 | 46404.4582 | 47553.8159 | 48286.5208 | 48725.3569 | 50632.6461 | 54632.3338 | 56953.08 | 60246.1729 | 64417.8543
Region | Technology | 2023-24 | 2024-25 | 2025-26 | 2026-27 | 2027-28 | 2028-29 | 2029-30 | 2030-31 | 2031-32 | 2032-33 | 2033-34 | 2034-35 | 2035-36 | 2036-37 | 2037-38 | 2038-39 | 2039-40 | 2040-41 | 2041-42 | 2042-43 | 2043-44 | 2044-45 | 2045-46 | 2046-47 | 2047-48 | 2048-49 | 2049-50
QLD1 | Black Coal | 8126 | 8126 | 7426 | 7426 | 7426 | 7426 | 7426 | 6026 | 6026 | 6026 | 6026 | 6026 | 4346 | 4346 | 3896 | 3896 | 3896 | 3896 | 3896 | 2422 | 2422 | 2422 | 2057 | 1692 | 1692 | 1692 | 1692
QLD1 | Brown Coal | 0 | 0 | 0 | 0 | 0 | 0 | 0 | 0 | 0 | 0 | 0 | 0 | 0 | 0 | 0 | 0 | 0 | 0 | 0 | 0 | 0 | 0 | 0 | 0 | 0 | 0 | 0
QLD1 | CCGT | 1597.9 | 1597.9 | 1597.9 | 1597.9 | 1597.9 | 1597.9 | 1597.9 | 1597.9 | 1597.9 | 1597.9 | 1597.9 | 1597.9 | 1597.9 | 1212.9 | 1212.9 | 1212.9 | 1068.5 | 1068.5 | 1068.5 | 1068.5 | 1068.5 | 1068.5 | 424 | 180 | 180 | 180 | 180
QLD1 | Gas - Steam | 0 | 0 | 0 | 0 | 0 | 0 | 0 | 0 | 0 | 0 | 0 | 0 | 0 | 0 | 0 | 0 | 0 | 0 | 0 | 0 | 0 | 0 | 0 | 0 | 0 | 0 | 0
QLD1 | OCGT / Diesel | 1954.5 | 1954.5 | 1954.5 | 1954.5 | 1954.5 | 1954.5001 | 1954.5001 | 1954.5003 | 1954.5003 | 1954.5003 | 1531.0014 | 2536.4325 | 2946.5101 | 2946.5101 | 2946.5102 | 2946.5102 | 2946.5102 | 2946.5102 | 2946.5102 | 2946.5102 | 2946.5102 | 2946.5102 | 2946.5102 | 4075.5693 | 4075.5693 | 7203.6837 | 6684.6837
QLD1 | Hydro | 152.4 | 152.4 | 152.4 | 152.4 | 152.4 | 152.4 | 152.4 | 152.4 | 152.4 | 152.4 | 152.4 | 152.4 | 152.4 | 152.4 | 66 | 66 | 66 | 66 | 66 | 0 | 0 | 0 | 0 | 0 | 0 | 0 | 0
QLD1 | Hydrogen Turbine | 0 | 0 | 0 | 0 | 0 | 0 | 0 | 0 | 0 | 0 | 0 | 0 | 0 | 0 | 0 | 0 | 0 | 0 | 0 | 0 | 0 | 0 | 0 | 0 | 0 | 0 | 0
QLD1 | Wind | 1133.518 | 1306.5163 | 1306.5163 | 1873.963 | 2640.3163 | 3424.725 | 4198.9752 | 4198.9752 | 4198.9752 | 4198.9752 | 4198.9787 | 4667.3963 | 6728.8891 | 7656.4714 | 9572.1247 | 9572.1247 | 9572.1248 | 9883.2794 | 11306.8008 | 12641.5416 | 12588.8398 | 12157.4431 | 13235.7676 | 17057.2775 | 17275.5348 | 21282.7829 | 21454.6685
QLD1 | Solar PV | 3646.985 | 3792.985 | 3792.985 | 3792.9859 | 3792.9862 | 3792.9863 | 3792.9869 | 3792.9869 | 3792.9869 | 3792.9869 | 3792.9869 | 3792.9869 | 3906.6582 | 4086.0443 | 6042.3694 | 6042.3694 | 6042.3694 | 7590.4058 | 7660.7545 | 10649.0436 | 12019.0772 | 11817.9778 | 12358.1077 | 18067.1791 | 19520.8923 | 22227.5005 | 26381.129
QLD1 | Grid Battery | 100 | 100.0004 | 100.0004 | 100.0004 | 100.0004 | 100.0005 | 100.0005 | 100.0007 | 100.0007 | 100.0013 | 379.1782 | 492.3056 | 1097.7383 | 1097.7383 | 2208.0483 | 2208.0483 | 2208.0483 | 2208.0483 | 3100.4662 | 3100.4662 | 3377.8358 | 3377.8355 | 3377.8355 | 3770.4199 | 3770.42 | 4164.7356 | 5377.9238
QLD1 | Pumped Hydro | 570 | 570 | 820.0004 | 820.0005 | 820.0005 | 820.0006 | 820.0006 | 820.0011 | 820.0011 | 820.0015 | 1363.4336 | 1363.4337 | 1363.4338 | 1363.4338 | 1363.4338 | 1363.4338 | 1363.4338 | 1363.4338 | 1363.4339 | 1580.4369 | 1580.437 | 1580.437 | 1580.437 | 3246.3787 | 3246.3787 | 3730.8665 | 3730.8665
QLD1 | VPP | 18.84 | 30.97 | 50.94 | 79.95 | 118.98 | 166.93 | 232.96 | 293.17 | 401.01 | 528.82 | 672.52 | 830.62 | 1001.18 | 1179.76 | 1370.76 | 1575.4301 | 1781.48 | 1996.11 | 2224.29 | 2464.1299 | 2698.9399 | 2914.5601 | 3118.3 | 3309.3999 | 3496.46 | 3680.7 | 3869.4199
Total excluding storage |  | 17300.143 | 17631.2717 | 17201.2422 | 17797.6998 | 18603.0834 | 19435.4426 | 20275.7233 | 18935.9341 | 19043.7742 | 19171.5853 | 19714.3988 | 21459.4751 | 23140.7094 | 24041.258 | 28678.1464 | 28882.8165 | 28944.4665 | 31018.2875 | 33632.7558 | 36872.6284 | 38702.1399 | 38285.2636 | 39097.958 | 51398.2244 | 53257.255 | 64162.2692 | 69370.6915
Region | Technology | 2023-24 | 2024-25 | 2025-26 | 2026-27 | 2027-28 | 2028-29 | 2029-30 | 2030-31 | 2031-32 | 2032-33 | 2033-34 | 2034-35 | 2035-36 | 2036-37 | 2037-38 | 2038-39 | 2039-40 | 2040-41 | 2041-42 | 2042-43 | 2043-44 | 2044-45 | 2045-46 | 2046-47 | 2047-48 | 2048-49 | 2049-50
VIC1 | Black Coal | 0 | 0 | 0 | 0 | 0 | 0 | 0 | 0 | 0 | 0 | 0 | 0 | 0 | 0 | 0 | 0 | 0 | 0 | 0 | 0 | 0 | 0 | 0 | 0 | 0 | 0 | 0
VIC1 | Brown Coal | 4820 | 4820 | 4820 | 4820 | 4820 | 3370 | 3370 | 3370 | 3370 | 3370 | 3370 | 3370 | 1160 | 1160 | 1160 | 1160 | 1160 | 1160 | 1160 | 1160 | 1160 | 1160 | 1160 | 1160 | 0 | 0 | 0
VIC1 | CCGT | 0 | 0 | 0 | 0 | 0 | 0 | 0 | 0 | 0 | 0 | 0 | 0 | 0 | 0 | 0 | 0 | 0 | 0 | 0 | 0 | 0 | 0 | 0 | 0 | 0 | 0 | 0
VIC1 | Gas - Steam | 500 | 500 | 500 | 500 | 500 | 500 | 500 | 500 | 500 | 500 | 500 | 500 | 500 | 500 | 500 | 500 | 0 | 0 | 0 | 0 | 0 | 0 | 0 | 0 | 0 | 0 | 0
VIC1 | OCGT / Diesel | 1900 | 1900.0001 | 1900.0001 | 1900.0001 | 1900.0001 | 1900.0001 | 1900.0001 | 1900.0001 | 1900.0001 | 1900.0001 | 1730.0001 | 1730.0003 | 2336.426 | 2336.426 | 2336.426 | 2336.426 | 1896.426 | 1896.426 | 2020.8365 | 1926.8365 | 1992.402 | 4451.8323 | 4451.8323 | 4451.8323 | 3867.8323 | 3927.3245 | 4752.106
VIC1 | Hydro | 2264.02 | 2264.02 | 2264.02 | 2264.02 | 2264.02 | 2264.02 | 2264.02 | 2264.02 | 2264.02 | 2264.02 | 2264.02 | 2264.02 | 2264.02 | 2264.02 | 2264.02 | 2264.02 | 2264.02 | 2264.02 | 2264.02 | 2264.02 | 2264.02 | 2264.02 | 2264.02 | 2264.02 | 2264.02 | 2264.02 | 2264.02
VIC1 | Hydrogen Turbine | 0 | 0 | 0 | 0 | 0 | 0 | 0 | 0 | 0 | 0 | 0 | 0 | 0 | 0 | 0 | 0 | 0 | 0 | 0 | 0 | 0 | 0 | 0 | 0 | 0 | 0 | 0
VIC1 | Wind | 4121.91 | 4121.9105 | 4644.0527 | 4644.0527 | 4644.0527 | 4644.0528 | 4644.0528 | 4644.0528 | 4644.0528 | 4644.0528 | 4591.5552 | 4905.275 | 7097.4956 | 7753.3782 | 9226.2594 | 9270.3218 | 9288.2434 | 9622.8934 | 9676.6811 | 10991.8543 | 11229.516 | 10984.1751 | 10380.8019 | 11826.3418 | 12199.7757 | 12267.9205 | 11829.6107
VIC1 | Solar PV | 1081.573 | 1081.573 | 1081.574 | 1081.574 | 1081.574 | 1081.5741 | 1081.5741 | 1081.5741 | 1081.5741 | 1081.5741 | 1081.5742 | 1081.5744 | 1378.3297 | 1378.3297 | 1378.3297 | 1378.4042 | 1547.472 | 2131.4071 | 2456.6915 | 2456.6917 | 3746.5894 | 3794.7054 | 3781.6674 | 4544.6114 | 6120.2733 | 7900.685 | 7986.9609
VIC1 | Grid Battery | 375.33 | 375.3304 | 375.3304 | 375.3304 | 375.3304 | 375.3305 | 375.3305 | 375.3305 | 375.3305 | 375.331 | 320.0013 | 320.0016 | 1391.8644 | 1391.8644 | 1391.8644 | 1391.8644 | 1391.8645 | 1499.2349 | 1488.5951 | 1488.5951 | 1488.5951 | 1488.5947 | 1488.5947 | 1488.5947 | 1624.9169 | 2921.3497 | 2921.3497
VIC1 | Pumped Hydro | 0 | 0 | 0.00039165 | 0.00041429 | 0.00044175 | 0.0004786 | 0.00049248 | 0.00057838 | 0.00058464 | 0.00081408 | 0.001167 | 0.0012174 | 0.0015064 | 0.0015136 | 0.0015196 | 0.0015257 | 0.0015343 | 0.0015529 | 0.0030413 | 0.0030499 | 0.0030608 | 0.0039336 | 0.003945 | 0.003956 | 0.0041628 | 0.0081002 | 0.0096526
VIC1 | VPP | 18.14 | 30.96 | 48.35 | 81.89 | 130.07 | 178.92 | 243.17 | 298.84 | 380.47 | 475.76 | 587.42 | 715.41 | 858.67 | 1021.44 | 1205.04 | 1393.1901 | 1583.07 | 1759.48 | 1945.8801 | 2139.5699 | 2332.74 | 2516.3399 | 2694.5399 | 2867.64 | 3041.54 | 3215.46 | 3395.5599
Total excluding storage |  | 15080.973 | 15093.794 | 15633.3276 | 15666.8676 | 15715.0477 | 14313.8978 | 14378.1479 | 14433.818 | 14515.4481 | 14610.7389 | 14444.572 | 14886.2825 | 16986.8072 | 17805.4599 | 19461.9411 | 19694.228 | 19131.0974 | 20333.4629 | 21012.7072 | 22427.5705 | 24213.8656 | 26659.6713 | 26221.4601 | 28603.0441 | 29118.3623 | 32496.7679 | 33149.6168
Region | Technology | 2023-24 | 2024-25 | 2025-26 | 2026-27 | 2027-28 | 2028-29 | 2029-30 | 2030-31 | 2031-32 | 2032-33 | 2033-34 | 2034-35 | 2035-36 | 2036-37 | 2037-38 | 2038-39 | 2039-40 | 2040-41 | 2041-42 | 2042-43 | 2043-44 | 2044-45 | 2045-46 | 2046-47 | 2047-48 | 2048-49 | 2049-50
SA1 | Black Coal | 0 | 0 | 0 | 0 | 0 | 0 | 0 | 0 | 0 | 0 | 0 | 0 | 0 | 0 | 0 | 0 | 0 | 0 | 0 | 0 | 0 | 0 | 0 | 0 | 0 | 0 | 0
SA1 | Brown Coal | 0 | 0 | 0 | 0 | 0 | 0 | 0 | 0 | 0 | 0 | 0 | 0 | 0 | 0 | 0 | 0 | 0 | 0 | 0 | 0 | 0 | 0 | 0 | 0 | 0 | 0 | 0
SA1 | CCGT | 709 | 529 | 529 | 529 | 529 | 529 | 529 | 529 | 529 | 529 | 529 | 529 | 529 | 529 | 0 | 0 | 0 | 0 | 0 | 0 | 0 | 0 | 0 | 0 | 0 | 0 | 0
SA1 | Gas - Steam | 800 | 800 | 800 | 0 | 0 | 0 | 0 | 0 | 0 | 0 | 0 | 0 | 0 | 0 | 0 | 0 | 0 | 0 | 0 | 0 | 0 | 0 | 0 | 0 | 0 | 0 | 0
SA1 | OCGT / Diesel | 1460.66 | 1460.66 | 1460.66 | 1460.66 | 1460.66 | 1460.6601 | 1460.6601 | 1078.1601 | 1078.1601 | 801.3001 | 801.3001 | 801.3004 | 721.3042 | 721.3042 | 721.3043 | 721.3043 | 721.3043 | 721.3043 | 721.3043 | 721.3043 | 1269.5848 | 1180.6754 | 1180.6754 | 1026.6754 | 1026.6754 | 1140.2492 | 1711.7306
SA1 | Hydro | 0 | 0 | 0 | 0 | 0 | 0 | 0 | 0 | 0 | 0 | 0 | 0 | 0 | 0 | 0 | 0 | 0 | 0 | 0 | 0 | 0 | 0 | 0 | 0 | 0 | 0 | 0
SA1 | Hydrogen Turbine | 0 | 0 | 0 | 0 | 0 | 0 | 0 | 0 | 0 | 0 | 0 | 0 | 0 | 0 | 0 | 0 | 0 | 0 | 0 | 0 | 0 | 0 | 0 | 0 | 0 | 0 | 0
SA1 | Wind | 2349.75 | 2349.7503 | 2349.7503 | 2349.7503 | 2316.7503 | 2316.7514 | 2226.0014 | 2114.0019 | 2114.002 | 2114.0035 | 2920.6508 | 2939.5525 | 3723.45 | 3724.4884 | 4107.1919 | 4094.4507 | 4035.6874 | 4624.5016 | 4626.0647 | 4664.0633 | 4470.4721 | 4925.0889 | 4738.6145 | 5944.896 | 6817.0677 | 7749.8149 | 7854.3499
SA1 | Solar PV | 578.73 | 578.73 | 578.73 | 578.73 | 578.73 | 578.73 | 578.73 | 578.73 | 572.6101 | 572.611 | 572.6115 | 572.6124 | 679.1672 | 835.6296 | 1311.1742 | 1311.1742 | 1311.1742 | 1317.5578 | 2220.3013 | 2220.3015 | 3190.6046 | 2928.101 | 2920.721 | 3644.4378 | 3897.112 | 5313.4909 | 5764.4443
SA1 | Grid Battery | 479.6 | 479.6004 | 479.6005 | 479.6005 | 479.6005 | 479.6005 | 479.6005 | 449.6006 | 449.6006 | 449.6012 | 449.6015 | 424.6025 | 777.4091 | 777.4091 | 1071.7715 | 1071.7715 | 1071.7715 | 1140.3185 | 1759.7444 | 1759.7444 | 1495.1445 | 1530.5728 | 1520.5728 | 1520.5728 | 1595.5137 | 1983.1462 | 1983.1463
SA1 | Pumped Hydro | 0 | 0 | 0.00032761 | 0.00033402 | 0.00034494 | 0.00038514 | 0.00039093 | 0.00044018 | 0.00044512 | 0.00060655 | 0.00071775 | 0.00089946 | 0.0013432 | 0.001354 | 0.0013906 | 0.0013935 | 0.001398 | 0.0014199 | 0.0015157 | 0.0015238 | 0.001574 | 0.0018524 | 0.001859 | 0.0018644 | 0.0020149 | 0.0021283 | 0.0021849
SA1 | VPP | 73.31 | 101.55 | 127.31 | 163.03 | 199.61 | 240.46 | 286.78 | 326.42 | 383.78 | 445.52 | 513.3 | 587.39 | 662.83 | 739.03 | 819.48 | 904.2 | 974.71 | 1040.89 | 1105.8 | 1166.08 | 1221.98 | 1278.51 | 1338.99 | 1401.1 | 1464.6801 | 1527.55 | 1594.1
Total excluding storage |  | 6451.05 | 6299.2907 | 6325.0511 | 5560.7711 | 5564.3511 | 5605.2023 | 5560.7724 | 5075.913 | 5127.1532 | 4912.0365 | 5786.4647 | 5854.4586 | 7093.1618 | 7326.8627 | 8030.9232 | 8102.9021 | 8114.6489 | 8844.5736 | 10433.2163 | 10531.495 | 11647.7875 | 11842.95 | 11699.5755 | 13537.684 | 14801.0509 | 17714.2533 | 18907.7732
Region | Technology | 2023-24 | 2024-25 | 2025-26 | 2026-27 | 2027-28 | 2028-29 | 2029-30 | 2030-31 | 2031-32 | 2032-33 | 2033-34 | 2034-35 | 2035-36 | 2036-37 | 2037-38 | 2038-39 | 2039-40 | 2040-41 | 2041-42 | 2042-43 | 2043-44 | 2044-45 | 2045-46 | 2046-47 | 2047-48 | 2048-49 | 2049-50
TAS1 | Black Coal | 0 | 0 | 0 | 0 | 0 | 0 | 0 | 0 | 0 | 0 | 0 | 0 | 0 | 0 | 0 | 0 | 0 | 0 | 0 | 0 | 0 | 0 | 0 | 0 | 0 | 0 | 0
TAS1 | Brown Coal | 0 | 0 | 0 | 0 | 0 | 0 | 0 | 0 | 0 | 0 | 0 | 0 | 0 | 0 | 0 | 0 | 0 | 0 | 0 | 0 | 0 | 0 | 0 | 0 | 0 | 0 | 0
TAS1 | CCGT | 208 | 208 | 208 | 208 | 208 | 208 | 208 | 208 | 208 | 208 | 208 | 208 | 208 | 208 | 208 | 208 | 208 | 208 | 208 | 208 | 208 | 208 | 208 | 208 | 208 | 208 | 208
TAS1 | Gas - Steam | 0 | 0 | 0 | 0 | 0 | 0 | 0 | 0 | 0 | 0 | 0 | 0 | 0 | 0 | 0 | 0 | 0 | 0 | 0 | 0 | 0 | 0 | 0 | 0 | 0 | 0 | 0
TAS1 | OCGT / Diesel | 178 | 178 | 178 | 178 | 178 | 178 | 178.0001 | 178.0001 | 178.0001 | 178.0001 | 178.0001 | 178.0001 | 178.0005 | 178.0005 | 178.0007 | 178.0007 | 178.0007 | 58.0007 | 58.0012 | 58.0012 | 58.0012 | 58.0012 | 58.0012 | 58.0012 | 58.0012 | 58.0012 | 58.0012
TAS1 | Hydro | 2551 | 2551 | 2551 | 2551 | 2551 | 2551 | 2551 | 2551 | 2551 | 2551 | 2551 | 2551 | 2551 | 2551 | 2551 | 2551 | 2551 | 2551 | 2551 | 2551 | 2551 | 2551 | 2551 | 2551 | 2551 | 2551 | 2551
TAS1 | Hydrogen Turbine | 0 | 0 | 0 | 0 | 0 | 0 | 0 | 0 | 0 | 0 | 0 | 0 | 0 | 0 | 0 | 0 | 0 | 0 | 0 | 0 | 0 | 0 | 0 | 0 | 0 | 0 | 0
TAS1 | Wind | 563.6 | 816.7282 | 943.2921 | 1069.856 | 1196.4203 | 1322.9842 | 1449.548 | 1586.5497 | 1731.8092 | 1877.0686 | 2028.2399 | 2173.4993 | 2655.1061 | 2907.8053 | 3032.1405 | 3032.1405 | 3032.1406 | 3037.2685 | 3037.2691 | 3037.2724 | 3037.6609 | 3004.3744 | 3243.8301 | 3274.3551 | 3274.3578 | 3274.3578 | 3274.3578
TAS1 | Solar PV | 0 | 0 | 0 | 0 | 0 | 0 | 0 | 0.00012382 | 0.00013047 | 0.00024649 | 0.00042175 | 0.00046947 | 0.00086827 | 0.00088101 | 0.00089336 | 0.00089633 | 0.00090851 | 0.00095353 | 0.0010083 | 0.0010913 | 0.0017581 | 0.0026429 | 0.0026497 | 0.0026678 | 0.0029575 | 0.0031095 | 0.0031128
TAS1 | Grid Battery | 0 | 0.00031025 | 0.00036636 | 0.00038124 | 0.00038183 | 0.00038361 | 0.00044234 | 0.00047175 | 0.00051221 | 0.00093877 | 0.00107 | 0.0011541 | 0.0017536 | 0.0017623 | 0.0025947 | 0.0026051 | 0.0026243 | 0.0037766 | 0.0039461 | 0.0039535 | 0.0039697 | 0.0036615 | 0.0036126 | 0.0036163 | 0.0042645 | 0.0046457 | 0.0046491
TAS1 | Pumped Hydro | 0 | 0 | 0.00077875 | 0.00083937 | 0.00089751 | 0.00095628 | 0.0011525 | 0.0013681 | 0.0015204 | 0.0044399 | 65.6406 | 151.7542 | 728.7848 | 728.7848 | 750.0211 | 750.0211 | 750.0211 | 750.0212 | 855.8506 | 855.8506 | 855.8507 | 855.8507 | 855.8508 | 855.8508 | 855.8508 | 855.8508 | 855.8508
TAS1 | VPP | 2.19 | 3.77 | 6.19 | 9.46 | 13.69 | 18.5 | 25.31 | 31.02 | 39.66 | 49.21 | 59.83 | 71.55 | 84.41 | 97.81 | 112.16 | 127.54 | 142.84 | 158.71 | 174.7 | 190.5 | 206.22 | 221.13 | 235.57 | 250.4 | 266.12 | 281.74 | 297.73
Total excluding storage |  | 3502.79 | 3757.4985 | 3886.4833 | 4016.3172 | 4147.1116 | 4278.4855 | 4411.8597 | 4554.5717 | 4708.4714 | 4863.2844 | 5090.7121 | 5333.8053 | 6405.3041 | 6671.4033 | 6831.3258 | 6846.7058 | 6862.0059 | 6763.0051 | 6884.8259 | 6900.6293 | 6916.7385 | 6898.3627 | 7152.2584 | 7197.6133 | 7213.337 | 7228.9576 | 7244.9476
Explicitly modelled pumping
Region | Technology | 2023-24 | 2024-25 | 2025-26 | 2026-27 | 2027-28 | 2028-29 | 2029-30 | 2030-31 | 2031-32 | 2032-33 | 2033-34 | 2034-35 | 2035-36 | 2036-37 | 2037-38 | 2038-39 | 2039-40 | 2040-41 | 2041-42 | 2042-43 | 2043-44 | 2044-45 | 2045-46 | 2046-47 | 2047-48 | 2048-49 | 2049-50
NEM | Grid Battery pump | 954.93 | 954.9332 | 954.9346 | 954.9347 | 954.9391 | 1084.9392 | 1109.3148 | 1079.3153 | 1079.3154 | 1643.0186 | 2957.6032 | 3045.7321 | 5075.835 | 5025.8352 | 6430.5094 | 6430.5095 | 6430.5096 | 6606.4291 | 9209.4138 | 9209.4139 | 9222.1836 | 9432.662 | 9422.6607 | 10403.3634 | 10614.6228 | 12733.1853 | 14139.5401
NEM | Pumped Hydro Pump | 1310 | 1310 | 2160.0008 | 2160.001 | 5124.9967 | 5394.9968 | 5445.6216 | 5445.6224 | 5445.6226 | 5445.6264 | 6054.7077 | 6140.8217 | 6717.8531 | 6717.8531 | 6739.0895 | 6739.0895 | 6739.0895 | 6739.0896 | 6844.9208 | 7061.9238 | 7061.924 | 7421.9046 | 7421.9046 | 9087.8464 | 9087.8467 | 9572.3386 | 9572.3402
NEM | VPP pump | 147.51 | 233.71 | 341.18 | 499.27 | 694.24 | 914.65 | 1207.51 | 1463.32 | 1850.76 | 2292.59 | 2793.5001 | 3356.31 | 3965.76 | 4611.21 | 5307.53 | 6042.2102 | 6743.34 | 7427.61 | 8128.7401 | 8833.4098 | 9521.71 | 10183.9801 | 10839.05 | 11484.4998 | 12142.96 | 12796.2899 | 13470.7999
Region | Technology | 2023-24 | 2024-25 | 2025-26 | 2026-27 | 2027-28 | 2028-29 | 2029-30 | 2030-31 | 2031-32 | 2032-33 | 2033-34 | 2034-35 | 2035-36 | 2036-37 | 2037-38 | 2038-39 | 2039-40 | 2040-41 | 2041-42 | 2042-43 | 2043-44 | 2044-45 | 2045-46 | 2046-47 | 2047-48 | 2048-49 | 2049-50
NSW1 | Grid Battery pump | 50 | 50.0017 | 50.0029 | 50.003 | 50.0074 | 180.0074 | 204.3829 | 204.3831 | 204.3831 | 768.0841 | 1858.8211 | 1858.8213 | 1858.8216 | 1808.8217 | 1808.8226 | 1808.8227 | 1808.8227 | 1808.8237 | 2910.6042 | 2910.6042 | 2910.6042 | 3085.6554 | 3085.6542 | 3673.7723 | 3673.768 | 3713.9492 | 3907.1156
NSW1 | Pumped Hydro Pump | 840 | 840 | 1439.9988 | 1439.9989 | 4404.9945 | 4674.9943 | 4725.619 | 4725.619 | 4725.619 | 4725.619 | 4725.6316 | 4725.6316 | 4725.6316 | 4725.6316 | 4725.6316 | 4725.6316 | 4725.6316 | 4725.6316 | 4725.6316 | 4725.6317 | 4725.6317 | 5085.6111 | 5085.6111 | 5085.6111 | 5085.6111 | 5085.6111 | 5085.6111
NSW1 | VPP pump | 35.03 | 66.46 | 108.39 | 164.94 | 231.89 | 309.84 | 419.29 | 513.87 | 645.84 | 793.28 | 960.43 | 1151.34 | 1358.67 | 1573.17 | 1800.09 | 2041.85 | 2261.24 | 2472.42 | 2678.0699 | 2873.13 | 3061.8301 | 3253.4401 | 3451.65 | 3655.96 | 3874.16 | 4090.8399 | 4313.9901
Region | Technology | 2023-24 | 2024-25 | 2025-26 | 2026-27 | 2027-28 | 2028-29 | 2029-30 | 2030-31 | 2031-32 | 2032-33 | 2033-34 | 2034-35 | 2035-36 | 2036-37 | 2037-38 | 2038-39 | 2039-40 | 2040-41 | 2041-42 | 2042-43 | 2043-44 | 2044-45 | 2045-46 | 2046-47 | 2047-48 | 2048-49 | 2049-50
QLD1 | Grid Battery pump | 100 | 100.0004 | 100.0004 | 100.0004 | 100.0004 | 100.0005 | 100.0005 | 100.0007 | 100.0007 | 100.0013 | 379.1782 | 492.3056 | 1097.7383 | 1097.7383 | 2208.0483 | 2208.0483 | 2208.0483 | 2208.0483 | 3100.4662 | 3100.4662 | 3377.8358 | 3377.8355 | 3377.8355 | 3770.4199 | 3770.42 | 4164.7356 | 5377.9238
QLD1 | Pumped Hydro Pump | 470 | 470 | 720.0004 | 720.0005 | 720.0005 | 720.0006 | 720.0006 | 720.0011 | 720.0011 | 720.0015 | 1263.4336 | 1263.4337 | 1263.4338 | 1263.4338 | 1263.4338 | 1263.4338 | 1263.4338 | 1263.4338 | 1263.4339 | 1480.4369 | 1480.437 | 1480.437 | 1480.437 | 3146.3787 | 3146.3787 | 3630.8665 | 3630.8665
QLD1 | VPP pump | 18.84 | 30.97 | 50.94 | 79.95 | 118.98 | 166.93 | 232.96 | 293.17 | 401.01 | 528.82 | 672.52 | 830.62 | 1001.18 | 1179.76 | 1370.76 | 1575.4301 | 1781.48 | 1996.11 | 2224.29 | 2464.1299 | 2698.9399 | 2914.5601 | 3118.3 | 3309.3999 | 3496.46 | 3680.7 | 3869.4199
Region | Technology | 2023-24 | 2024-25 | 2025-26 | 2026-27 | 2027-28 | 2028-29 | 2029-30 | 2030-31 | 2031-32 | 2032-33 | 2033-34 | 2034-35 | 2035-36 | 2036-37 | 2037-38 | 2038-39 | 2039-40 | 2040-41 | 2041-42 | 2042-43 | 2043-44 | 2044-45 | 2045-46 | 2046-47 | 2047-48 | 2048-49 | 2049-50
VIC1 | Grid Battery pump | 375.33 | 375.3304 | 375.3304 | 375.3304 | 375.3304 | 375.3305 | 375.3305 | 375.3305 | 375.3305 | 375.331 | 320.0013 | 320.0016 | 1391.8644 | 1391.8644 | 1391.8644 | 1391.8644 | 1391.8645 | 1499.2349 | 1488.5951 | 1488.5951 | 1488.5951 | 1488.5947 | 1488.5947 | 1488.5947 | 1624.9169 | 2921.3497 | 2921.3497
VIC1 | Pumped Hydro Pump | 0 | 0 | 0.00039165 | 0.00041429 | 0.00044175 | 0.0004786 | 0.00049248 | 0.00057838 | 0.00058464 | 0.00081408 | 0.001167 | 0.0012174 | 0.0015064 | 0.0015136 | 0.0015196 | 0.0015257 | 0.0015343 | 0.0015529 | 0.0030413 | 0.0030499 | 0.0030608 | 0.0039336 | 0.003945 | 0.003956 | 0.0041628 | 0.0081002 | 0.0096526
VIC1 | VPP pump | 18.14 | 30.96 | 48.35 | 81.89 | 130.07 | 178.92 | 243.17 | 298.84 | 380.47 | 475.76 | 587.42 | 715.41 | 858.67 | 1021.44 | 1205.04 | 1393.1901 | 1583.07 | 1759.48 | 1945.8801 | 2139.5699 | 2332.74 | 2516.3399 | 2694.5399 | 2867.64 | 3041.54 | 3215.46 | 3395.5599
Region | Technology | 2023-24 | 2024-25 | 2025-26 | 2026-27 | 2027-28 | 2028-29 | 2029-30 | 2030-31 | 2031-32 | 2032-33 | 2033-34 | 2034-35 | 2035-36 | 2036-37 | 2037-38 | 2038-39 | 2039-40 | 2040-41 | 2041-42 | 2042-43 | 2043-44 | 2044-45 | 2045-46 | 2046-47 | 2047-48 | 2048-49 | 2049-50
SA1 | Grid Battery pump | 429.6 | 429.6004 | 429.6005 | 429.6005 | 429.6005 | 429.6005 | 429.6005 | 399.6006 | 399.6006 | 399.6012 | 399.6015 | 374.6025 | 727.4091 | 727.4091 | 1021.7715 | 1021.7715 | 1021.7715 | 1090.3185 | 1709.7444 | 1709.7444 | 1445.1445 | 1480.5728 | 1470.5728 | 1470.5728 | 1545.5137 | 1933.1462 | 1933.1463
SA1 | Pumped Hydro Pump | 0 | 0 | 0.00032761 | 0.00033402 | 0.00034494 | 0.00038514 | 0.00039093 | 0.00044018 | 0.00044512 | 0.00060655 | 0.00071775 | 0.00089946 | 0.0013432 | 0.001354 | 0.0013906 | 0.0013935 | 0.001398 | 0.0014199 | 0.0015157 | 0.0015238 | 0.001574 | 0.0018524 | 0.001859 | 0.0018644 | 0.0020149 | 0.0021283 | 0.0021849
SA1 | VPP pump | 73.31 | 101.55 | 127.31 | 163.03 | 199.61 | 240.46 | 286.78 | 326.42 | 383.78 | 445.52 | 513.3 | 587.39 | 662.83 | 739.03 | 819.48 | 904.2 | 974.71 | 1040.89 | 1105.8 | 1166.08 | 1221.98 | 1278.51 | 1338.99 | 1401.1 | 1464.6801 | 1527.55 | 1594.1
Region | Technology | 2023-24 | 2024-25 | 2025-26 | 2026-27 | 2027-28 | 2028-29 | 2029-30 | 2030-31 | 2031-32 | 2032-33 | 2033-34 | 2034-35 | 2035-36 | 2036-37 | 2037-38 | 2038-39 | 2039-40 | 2040-41 | 2041-42 | 2042-43 | 2043-44 | 2044-45 | 2045-46 | 2046-47 | 2047-48 | 2048-49 | 2049-50
TAS1 | Grid Battery pump | 0 | 0.00031025 | 0.00036636 | 0.00038124 | 0.00038183 | 0.00038361 | 0.00044234 | 0.00047175 | 0.00051221 | 0.00093877 | 0.00107 | 0.0011541 | 0.0017536 | 0.0017623 | 0.0025947 | 0.0026051 | 0.0026243 | 0.0037766 | 0.0039461 | 0.0039535 | 0.0039697 | 0.0036615 | 0.0036126 | 0.0036163 | 0.0042645 | 0.0046457 | 0.0046491
TAS1 | Pumped Hydro Pump | 0 | 0 | 0.00077875 | 0.00083937 | 0.00089751 | 0.00095628 | 0.0011525 | 0.0013681 | 0.0015204 | 0.0044399 | 65.6406 | 151.7542 | 728.7848 | 728.7848 | 750.0211 | 750.0211 | 750.0211 | 750.0212 | 855.8506 | 855.8506 | 855.8507 | 855.8507 | 855.8508 | 855.8508 | 855.8508 | 855.8508 | 855.8508
TAS1 | VPP pump | 2.19 | 3.77 | 6.19 | 9.46 | 13.69 | 18.5 | 25.31 | 31.02 | 39.66 | 49.21 | 59.83 | 71.55 | 84.41 | 97.81 | 112.16 | 127.54 | 142.84 | 158.71 | 174.7 | 190.5 | 206.22 | 221.13 | 235.57 | 250.4 | 266.12 | 281.74 | 297.73
Non-controllable capacity
Region | Technology | 2023-24 | 2024-25 | 2025-26 | 2026-27 | 2027-28 | 2028-29 | 2029-30 | 2030-31 | 2031-32 | 2032-33 | 2033-34 | 2034-35 | 2035-36 | 2036-37 | 2037-38 | 2038-39 | 2039-40 | 2040-41 | 2041-42 | 2042-43 | 2043-44 | 2044-45 | 2045-46 | 2046-47 | 2047-48 | 2048-49 | 2049-50
NEM | Distributed PV | 21135.6363 | 22972.9469 | 24864.5683 | 26729.6884 | 28562.2403 | 30114.0019 | 31394.0228 | 32759.5375 | 34417.3663 | 36106.3905 | 37777.9038 | 39431.7962 | 40949.5353 | 42401.557 | 43816.9507 | 45188.862 | 46520.025 | 47729.7578 | 48926.1122 | 50157.1432 | 51392.672 | 52876.1728 | 54475.2122 | 56111.7161 | 57713.8182 | 59295.2705 | 60844.1022
NEM | Behind the meter battery | 917.1465 | 1214.503 | 1523.354 | 1933.941 | 2354.63 | 2716.4505 | 3174.1105 | 3609.2435 | 4287.7985 | 5010.698 | 5755.6655 | 6520.6945 | 7237.922 | 7943.767 | 8631.897 | 9281.092 | 9756.6515 | 10166.7125 | 10528.134 | 10830.553 | 11013.404 | 11152.464 | 11231.6745 | 11258.357 | 11221.441 | 11187.4045 | 11135.796
NEM | Behind the meter battery pump | 917.1465 | 1214.503 | 1523.354 | 1933.941 | 2354.63 | 2716.4505 | 3174.1105 | 3609.2435 | 4287.7985 | 5010.698 | 5755.6655 | 6520.6945 | 7237.922 | 7943.767 | 8631.897 | 9281.092 | 9756.6515 | 10166.7125 | 10528.134 | 10830.553 | 11013.404 | 11152.464 | 11231.6745 | 11258.357 | 11221.441 | 11187.4045 | 11135.796
Region | Technology | 2023-24 | 2024-25 | 2025-26 | 2026-27 | 2027-28 | 2028-29 | 2029-30 | 2030-31 | 2031-32 | 2032-33 | 2033-34 | 2034-35 | 2035-36 | 2036-37 | 2037-38 | 2038-39 | 2039-40 | 2040-41 | 2041-42 | 2042-43 | 2043-44 | 2044-45 | 2045-46 | 2046-47 | 2047-48 | 2048-49 | 2049-50
NSW1 | Distributed PV | 6673.173 | 7240.1007 | 7842.8836 | 8431.9376 | 9024.0538 | 9584.7397 | 10062.7919 | 10548.8608 | 11120.8608 | 11681.9021 | 12231.8065 | 12766.3853 | 13264.2544 | 13727.6844 | 14182.6578 | 14615.7574 | 15046.4509 | 15437.9589 | 15826.4245 | 16227.3448 | 16644.566 | 17148.3069 | 17693.9069 | 18244.3782 | 18793.9002 | 19330.388 | 19860.7281
NSW1 | Behind the meter battery | 342.408 | 492.3885 | 638.0985 | 797.9705 | 941.9675 | 1074.9155 | 1258.761 | 1431.83 | 1668.596 | 1912.4335 | 2164.4295 | 2429.6735 | 2676.2475 | 2908.6255 | 3127.774 | 3338.674 | 3468.225 | 3574.1655 | 3651.5285 | 3696.841 | 3704.378 | 3716.8415 | 3724.723 | 3727.139 | 3717.794 | 3708.821 | 3694.516
NSW1 | Behind the meter battery pump | 342.408 | 492.3885 | 638.0985 | 797.9705 | 941.9675 | 1074.9155 | 1258.761 | 1431.83 | 1668.596 | 1912.4335 | 2164.4295 | 2429.6735 | 2676.2475 | 2908.6255 | 3127.774 | 3338.674 | 3468.225 | 3574.1655 | 3651.5285 | 3696.841 | 3704.378 | 3716.8415 | 3724.723 | 3727.139 | 3717.794 | 3708.821 | 3694.516
Region | Technology | 2023-24 | 2024-25 | 2025-26 | 2026-27 | 2027-28 | 2028-29 | 2029-30 | 2030-31 | 2031-32 | 2032-33 | 2033-34 | 2034-35 | 2035-36 | 2036-37 | 2037-38 | 2038-39 | 2039-40 | 2040-41 | 2041-42 | 2042-43 | 2043-44 | 2044-45 | 2045-46 | 2046-47 | 2047-48 | 2048-49 | 2049-50
QLD1 | Distributed PV | 6262.12 | 6694.1589 | 7133.0535 | 7557.7558 | 7964.422 | 8353.1156 | 8690.3843 | 9051.5482 | 9545.8498 | 10065.6437 | 10577.5044 | 11082.0645 | 11540.7081 | 11977.2583 | 12403.1161 | 12815.2713 | 13211.0489 | 13574.803 | 13926.7495 | 14276.4846 | 14618.3416 | 15004.3141 | 15416.1637 | 15841.7865 | 16259.4639 | 16667.1415 | 17063.1402
QLD1 | Behind the meter battery | 176.6905 | 220.383 | 291.1405 | 375.918 | 473.9345 | 567.999 | 689.927 | 806.7055 | 1028.584 | 1271.1665 | 1515.414 | 1755.8155 | 1977.0935 | 2187.738 | 2389.4565 | 2584.657 | 2742.619 | 2898.823 | 3049.6635 | 3191.7325 | 3290.658 | 3358.1235 | 3395.029 | 3404.2585 | 3384.9765 | 3365.9845 | 3342.139
QLD1 | Behind the meter battery pump | 176.6905 | 220.383 | 291.1405 | 375.918 | 473.9345 | 567.999 | 689.927 | 806.7055 | 1028.584 | 1271.1665 | 1515.414 | 1755.8155 | 1977.0935 | 2187.738 | 2389.4565 | 2584.657 | 2742.619 | 2898.823 | 3049.6635 | 3191.7325 | 3290.658 | 3358.1235 | 3395.029 | 3404.2585 | 3384.9765 | 3365.9845 | 3342.139
Region | Technology | 2023-24 | 2024-25 | 2025-26 | 2026-27 | 2027-28 | 2028-29 | 2029-30 | 2030-31 | 2031-32 | 2032-33 | 2033-34 | 2034-35 | 2035-36 | 2036-37 | 2037-38 | 2038-39 | 2039-40 | 2040-41 | 2041-42 | 2042-43 | 2043-44 | 2044-45 | 2045-46 | 2046-47 | 2047-48 | 2048-49 | 2049-50
VIC1 | Distributed PV | 5213.2479 | 5850.4886 | 6495.265 | 7151.8209 | 7794.8122 | 8214.3902 | 8531.0496 | 8897.0994 | 9297.0115 | 9714.6098 | 10126.4498 | 10557.3704 | 10954.1959 | 11348.7846 | 11719.3193 | 12095.6053 | 12453.466 | 12773.6688 | 13086.4618 | 13431.3176 | 13769.0593 | 14200.0899 | 14657.6278 | 15141.3994 | 15605.3276 | 16074.5128 | 16524.6968
VIC1 | Behind the meter battery | 192.197 | 240.648 | 291.604 | 401.518 | 532.503 | 620.0425 | 723.538 | 824.236 | 973.984 | 1138.355 | 1315.6435 | 1502.1965 | 1684.529 | 1883.4225 | 2091.261 | 2276.7615 | 2429.2325 | 2546.262 | 2657.9365 | 2760.1385 | 2832.114 | 2886.242 | 2919.858 | 2935.631 | 2930.2645 | 2926.182 | 2918.5005
VIC1 | Behind the meter battery pump | 192.197 | 240.648 | 291.604 | 401.518 | 532.503 | 620.0425 | 723.538 | 824.236 | 973.984 | 1138.355 | 1315.6435 | 1502.1965 | 1684.529 | 1883.4225 | 2091.261 | 2276.7615 | 2429.2325 | 2546.262 | 2657.9365 | 2760.1385 | 2832.114 | 2886.242 | 2919.858 | 2935.631 | 2930.2645 | 2926.182 | 2918.5005
Region | Technology | 2023-24 | 2024-25 | 2025-26 | 2026-27 | 2027-28 | 2028-29 | 2029-30 | 2030-31 | 2031-32 | 2032-33 | 2033-34 | 2034-35 | 2035-36 | 2036-37 | 2037-38 | 2038-39 | 2039-40 | 2040-41 | 2041-42 | 2042-43 | 2043-44 | 2044-45 | 2045-46 | 2046-47 | 2047-48 | 2048-49 | 2049-50
SA1 | Distributed PV | 2689.9375 | 2860.7613 | 3036.1469 | 3203.7842 | 3365.2836 | 3520.0501 | 3643.7694 | 3771.8147 | 3931.9225 | 4092.3036 | 4259.4448 | 4415.3526 | 4554.5402 | 4688.2243 | 4827.1802 | 4954.3941 | 5077.6181 | 5190.2469 | 5309.3908 | 5421.4966 | 5536.0184 | 5669.0693 | 5819.8739 | 5964.8023 | 6104.6758 | 6242.6775 | 6384.2368
SA1 | Behind the meter battery | 181.5835 | 230.4295 | 263.601 | 310.372 | 348.613 | 387.5035 | 424.69 | 458.704 | 512.6815 | 568.376 | 623.418 | 679.906 | 731.431 | 780.534 | 825.6865 | 869.45 | 894.354 | 914.7415 | 927.4025 | 933.213 | 933.121 | 934.8725 | 933.9995 | 932.102 | 929.0275 | 926.921 | 921.5275
SA1 | Behind the meter battery pump | 181.5835 | 230.4295 | 263.601 | 310.372 | 348.613 | 387.5035 | 424.69 | 458.704 | 512.6815 | 568.376 | 623.418 | 679.906 | 731.431 | 780.534 | 825.6865 | 869.45 | 894.354 | 914.7415 | 927.4025 | 933.213 | 933.121 | 934.8725 | 933.9995 | 932.102 | 929.0275 | 926.921 | 921.5275
Region | Technology | 2023-24 | 2024-25 | 2025-26 | 2026-27 | 2027-28 | 2028-29 | 2029-30 | 2030-31 | 2031-32 | 2032-33 | 2033-34 | 2034-35 | 2035-36 | 2036-37 | 2037-38 | 2038-39 | 2039-40 | 2040-41 | 2041-42 | 2042-43 | 2043-44 | 2044-45 | 2045-46 | 2046-47 | 2047-48 | 2048-49 | 2049-50
TAS1 | Distributed PV | 297.1579 | 327.4374 | 357.2193 | 384.3899 | 413.6687 | 441.7064 | 466.0276 | 490.2145 | 521.7217 | 551.9313 | 582.6983 | 610.6234 | 635.8366 | 659.6054 | 684.6773 | 707.8338 | 731.4411 | 753.0802 | 777.0855 | 800.4995 | 824.6867 | 854.3926 | 887.6399 | 919.3497 | 950.4506 | 980.5506 | 1011.3005
TAS1 | Behind the meter battery | 24.2675 | 30.654 | 38.91 | 48.1625 | 57.612 | 65.99 | 77.1945 | 87.768 | 103.953 | 120.367 | 136.7605 | 153.103 | 168.621 | 183.447 | 197.719 | 211.5495 | 222.221 | 232.7205 | 241.603 | 248.628 | 253.133 | 256.3845 | 258.065 | 259.2265 | 259.3785 | 259.496 | 259.113
TAS1 | Behind the meter battery pump | 24.2675 | 30.654 | 38.91 | 48.1625 | 57.612 | 65.99 | 77.1945 | 87.768 | 103.953 | 120.367 | 136.7605 | 153.103 | 168.621 | 183.447 | 197.719 | 211.5495 | 222.221 | 232.7205 | 241.603 | 248.628 | 253.133 | 256.3845 | 258.065 | 259.2265 | 259.3785 | 259.496 | 259.113

## Option 3A_REZ Generation
Annual sent-out generation by REZ (GWh) - Option 3A, Progressive Change Scenario
Note: the REZ generation includes generation from the existing, committed and anticipated renewables mapped to the relevant REZs
Explicitly modelled generation
Region | REZ | REZ Name | Technology | 2023-24 | 2024-25 | 2025-26 | 2026-27 | 2027-28 | 2028-29 | 2029-30 | 2030-31 | 2031-32 | 2032-33 | 2033-34 | 2034-35 | 2035-36 | 2036-37 | 2037-38 | 2038-39 | 2039-40 | 2040-41 | 2041-42 | 2042-43 | 2043-44 | 2044-45 | 2045-46 | 2046-47 | 2047-48 | 2048-49 | 2049-50
QLD | Q1 | Far North QLD | Solar | 0 | 6.4195e-05 | 6.6602e-05 | 0.00011173 | 0.00010821 | 9.2746e-05 | 0.00010184 | 0.00010881 | 0.00010403 | 0.0001166 | 0.00012595 | 0.00012331 | 0.0001593 | 0.00015274 | 0.00017833 | 0.00019358 | 0.00019995 | 0.00018682 | 0.00020863 | 0.00024938 | 0.00025774 | 0.00026811 | 0.00027483 | 0.00029288 | 0.00031794 | 0.00035292 | 0.00033071
QLD | Q2 | North Qld Clean Energy Hub | Solar | 188.2251 | 182.7812 | 199.4877 | 184.3688 | 191.8001 | 183.5291 | 175.4975 | 186.4345 | 197.6843 | 200.3741 | 218.1251 | 213.5007 | 217.7486 | 217.2855 | 76.307 | 82.8585 | 81.7311 | 76.9249 | 78.8909 | 74.6145 | 71.2748 | 72.4343 | 76.3887 | 36.4532 | 36.6853 | 0.00042624 | 0.00042346
QLD | Q3 | Northern Qld | Solar | 967.4856 | 952.3774 | 1071.5048 | 959.6812 | 986.7154 | 922.2443 | 903.7953 | 991.4905 | 1036.1881 | 1080.2751 | 1190.8863 | 1181.5269 | 1226.1451 | 1191.5015 | 1044.665 | 1173.237 | 1215.8526 | 1127.5464 | 1195.024 | 796.8204 | 516.5843 | 522.0504 | 502.1487 | 2019.1339 | 2047.4224 | 2151.8763 | 1816.7264
QLD | Q4 | Isaac | Solar | 1290.963 | 1285.0195 | 1407.4279 | 1308.6944 | 1346.6814 | 1268.5664 | 1253.8615 | 1339.6554 | 1447.7403 | 1473.64 | 1619.0921 | 1579.7802 | 1709.466 | 1662.1266 | 1448.5436 | 1628.2537 | 1660.5832 | 1616.9139 | 1670.9077 | 1499.4274 | 1420.736 | 1389.8833 | 1325.6521 | 1157.73 | 1264.3147 | 2329.4842 | 2643.1452
QLD | Q5 | Barcaldine | Solar | 29.3902 | 29.2083 | 31.3837 | 30.1267 | 31.7325 | 29.7928 | 27.9839 | 30.2929 | 32.2109 | 32.0312 | 35.2547 | 33.1381 | 34.7017 | 35.4321 | 105.2095 | 113.3709 | 116.0029 | 111.1972 | 115.4754 | 106.7069 | 89.6249 | 91.5172 | 111.6491 | 98.0703 | 101.3387 | 128.3216 | 127.4054
QLD | Q6 | Fitzroy | Solar | 691.5001 | 726.057 | 812.3258 | 720.5643 | 751.669 | 690.1537 | 708.657 | 752.2825 | 844.4366 | 834.1643 | 942.9707 | 925.3244 | 950.5835 | 945.5496 | 1645.2378 | 1885.53 | 1926.6268 | 4247.5947 | 4262.945 | 7473.8725 | 7152.2373 | 7183.7075 | 7011.0406 | 12005.7707 | 16668.5423 | 17139.1686 | 17695.0743
QLD | Q7 | Wide Bay | Solar | 1186.6523 | 1103.5208 | 1231.3803 | 1102.3019 | 1159.3397 | 1019.5492 | 1003.516 | 1089.4493 | 1233.6594 | 1200.6577 | 1360.5422 | 1356.4311 | 1424.1547 | 1413.262 | 1169.5613 | 1288.5618 | 1332.5172 | 1353.8927 | 1344.0362 | 1237.4178 | 1217.4514 | 1197.6349 | 1176.6943 | 1578.2228 | 1491.709 | 1626.1856 | 4690.7312
QLD | Q8 | Darling Downs | Solar | 2971.4887 | 3007.8666 | 3295.334 | 3166.1655 | 3293.1973 | 2926.5715 | 2870.0503 | 3122.5809 | 3478.9326 | 3341.0489 | 3545.9715 | 3530.5176 | 3783.4405 | 4143.5884 | 5685.6727 | 6328.883 | 6626.1348 | 7432.4054 | 7424.498 | 10871.418 | 13594.1302 | 13678.8469 | 14410.6749 | 13013.7508 | 14861.8693 | 15931.6408 | 16393.9208
QLD | Q9 | Banana | Solar | 0 | 6.8304e-05 | 7.1238e-05 | 0.00018868 | 0.0002454 | 0.00021649 | 0.00036964 | 0.00039631 | 0.00043401 | 0.00043684 | 0.00049793 | 0.00050612 | 283.5692 | 280.9915 | 815.3637 | 937.1256 | 960.9878 | 1777.2369 | 1768.3691 | 1909.5538 | 2190.992 | 2200.7976 | 2270.4915 | 2290.305 | 2677.4175 | 7472.275 | 14164.091
NSW | N1 | North West NSW | Solar | 419.9123 | 399.7568 | 406.3319 | 427.1803 | 451.5047 | 424.0055 | 411.0291 | 456.4721 | 459.4455 | 471.5226 | 466.4426 | 440.2886 | 479.849 | 485.8873 | 432.7106 | 414.7802 | 455.7069 | 428.8011 | 458.9174 | 436.0129 | 431.7965 | 465.7935 | 455.7379 | 450.3386 | 445.1832 | 460.7086 | 453.8573
NSW | N2 | New England | Solar | 1176.1608 | 1139.2647 | 1120.1044 | 1052.4834 | 1297.6264 | 1551.1236 | 1555.8413 | 1721.0361 | 1816.6161 | 1783.7904 | 1849.4834 | 1717.1389 | 1866.7269 | 1867.053 | 1502.3067 | 1581.0331 | 1721.9829 | 5648.5546 | 5626.0684 | 7305.9303 | 6614.7347 | 7234.5645 | 6972.7621 | 5705.4786 | 5835.4172 | 6074.6006 | 7784.2865
NSW | N3 | Central-West Orana | Solar | 2194.1776 | 2152.9094 | 2091.2049 | 2263.1061 | 2361.4682 | 2100.8564 | 3447.3884 | 3770.6779 | 3828.7264 | 3774.5041 | 8820.3442 | 9651.2844 | 11310.7614 | 11258.5842 | 10341.9998 | 10788.4015 | 12056.7022 | 12026.542 | 11620.4042 | 11731.5668 | 12994.328 | 13685.4108 | 14738.4587 | 14490.4845 | 15701.2138 | 20050.3809 | 22972.8068
NSW | N4 | Broken Hill | Solar | 93.2713 | 78.4179 | 92.9338 | 96.161 | 105.1963 | 107.0237 | 100.3095 | 100.5586 | 102.3493 | 105.4472 | 103.8589 | 103.2587 | 112.3049 | 116.1546 | 115.2486 | 108.6313 | 110.8407 | 104.6371 | 97.4992 | 91.7913 | 350.3192 | 353.351 | 342.5358 | 304.9955 | 325.9305 | 422.8461 | 500.7979
NSW | N5 | South West NSW | Solar | 1697.4105 | 1560.8654 | 1701.2165 | 2053.9797 | 2137.7671 | 2211.7233 | 2147.667 | 2177.5672 | 2160.9362 | 2290.4937 | 2247.7062 | 2227.2126 | 2439.5921 | 2435.3182 | 2937.6241 | 2849.3537 | 2945.8614 | 2804.5959 | 7222.3132 | 6977.4833 | 6488.2114 | 6965.3658 | 7578.2131 | 8105.0397 | 8073.8895 | 8472.3788 | 8033.0739
NSW | N6 | Wagga Wagga | Solar | 1541.0958 | 1470.0537 | 1451.5815 | 1492.3604 | 1539.5867 | 1413.7387 | 1482.3357 | 1556.8567 | 1538.3811 | 1615.399 | 1530.6128 | 1478.8991 | 3896.2286 | 4058.2206 | 3562.5752 | 3771.887 | 3999.1443 | 3854.1734 | 4009.4284 | 3784.4692 | 3600.6363 | 3725.6428 | 3875.3012 | 3515.7582 | 3732.7282 | 3916.2343 | 3955.1405
NSW | N7 | Tumut | Solar | 0 | 0 | 0 | 0 | 0 | 0 | 0 | 0 | 0 | 0 | 0 | 0 | 0 | 0 | 0 | 0 | 0 | 0 | 0 | 0 | 0 | 0 | 0 | 0 | 0 | 0 | 0
NSW | N8 | Cooma-Monaro | Solar | 0 | 0 | 0 | 0 | 0 | 0 | 0 | 0 | 0 | 0 | 0 | 0 | 0 | 0 | 0 | 0 | 0 | 0 | 0 | 0 | 0 | 0 | 0 | 0 | 0 | 0 | 0
VIC | V1 | Ovens Murray | Solar | 0 | 7.3396e-05 | 0.00018875 | 0.00019408 | 0.00019175 | 0.00017603 | 0.00018649 | 0.00020288 | 0.00018279 | 0.00021874 | 0.00025288 | 0.00028517 | 0.0032702 | 0.0031896 | 0.0027737 | 0.0027888 | 0.0029933 | 0.0026501 | 0.010882 | 0.010289 | 0.0098132 | 222.0563 | 219.9903 | 1104.114 | 1929.0446 | 2038.3754 | 1862.731
VIC | V2 | Murray River | Solar | 1045.9846 | 950.0569 | 892.4469 | 930.6537 | 920.8766 | 1011.3395 | 951.9501 | 945.485 | 983.6235 | 997.7544 | 999.4314 | 1032.3354 | 1156.8571 | 1148.1528 | 1027.6415 | 1383.548 | 1791.8834 | 2772.2204 | 3312.0238 | 3128.1151 | 4291.9307 | 4454.7631 | 4415.3065 | 4138.7976 | 4409.4261 | 4769.5527 | 4584.9725
VIC | V3 | Western Victoria | Solar | 0 | 0.00010974 | 0.00037872 | 0.00038663 | 0.00054684 | 0.00046409 | 0.00050554 | 0.00053572 | 0.00049951 | 0.00061545 | 0.00072562 | 0.00095404 | 571.7329 | 591.2417 | 455.8196 | 507.5951 | 529.1281 | 479.0437 | 730.7342 | 699.0303 | 691.3696 | 833.7002 | 872.7094 | 672.7582 | 2045.7895 | 2495.6977 | 2467.1137
VIC | V4 | South West Victoria | Solar | 0 | 0 | 0 | 0 | 0 | 0 | 0 | 0 | 0 | 0 | 0 | 0 | 0 | 0 | 0 | 0 | 0 | 0 | 0 | 0 | 0 | 0 | 0 | 0 | 0 | 0 | 0
VIC | V5 | Gippsland | Solar | 0 | 5.1892e-05 | 0.00014322 | 0.00014493 | 0.00014278 | 0.00012085 | 0.00012506 | 0.00014211 | 0.00013331 | 0.00014544 | 0.00018159 | 0.00023913 | 0.0011736 | 0.001154 | 0.00092392 | 0.00093427 | 0.0010398 | 0.00096938 | 0.001056 | 0.0011598 | 898.2544 | 939.4336 | 943.0067 | 761.6598 | 807.1572 | 3614.4 | 3406.9534
VIC | V6 | Central North VIC | Solar | 889.7502 | 812.1633 | 792.0754 | 782.0829 | 798.7537 | 793.7701 | 790.2782 | 822.8885 | 816.4554 | 861.7672 | 859.8897 | 816.8338 | 891.1841 | 898.6925 | 875.5973 | 828.0496 | 857.8501 | 820.4203 | 877.2389 | 834.18 | 791.9338 | 612.9206 | 602.6989 | 737.689 | 745.4469 | 779.31 | 930.0739
SA | S1 | South East SA | Solar | 290.6383 | 266.8769 | 260.7398 | 248.0843 | 253.883 | 252.1811 | 249.7073 | 247.0451 | 255.8088 | 262.6715 | 266.1504 | 269.0042 | 293.3021 | 308.1548 | 284.7786 | 293.1202 | 299.6918 | 280.2852 | 205.7568 | 193.7727 | 176.227 | 178.9551 | 187.7348 | 167.5254 | 171.6914 | 170.556 | 0.0021237
SA | S2 | Riverland | Solar | 40.0877 | 42.1744 | 43.6135 | 40.6647 | 42.5362 | 37.373 | 38.5685 | 40.3047 | 30.1335 | 30.5983 | 32.5731 | 34.4178 | 35.7662 | 318.1039 | 458.2938 | 457.0096 | 482.5996 | 473.003 | 2493.6042 | 2324.9644 | 3511.4556 | 3495.7431 | 3801.8015 | 3048.068 | 3026.7964 | 4311.8394 | 5191.609
SA | S3 | Mid-North SA | Solar | 0 | 6.6063e-05 | 6.5818e-05 | 6.4898e-05 | 7.6915e-05 | 7.4896e-05 | 8.5128e-05 | 0.0001118 | 0.00011682 | 0.00017525 | 0.00027782 | 0.00045378 | 0.0010242 | 0.0012492 | 0.0012272 | 0.0012653 | 0.0013426 | 0.00128 | 0.0012976 | 0.0013847 | 0.0059129 | 0.005769 | 0.0060882 | 0.0050485 | 0.0053084 | 0.0061223 | 0.0058491
SA | S4 | Yorke Peninsula | Solar | 0 | 0 | 0 | 0 | 0 | 0 | 0 | 0 | 0 | 0 | 0 | 0 | 0 | 0 | 0 | 0 | 0 | 0 | 0 | 0 | 0 | 0 | 0 | 0 | 0 | 0 | 0
SA | S5 | Northern SA | Solar | 742.3596 | 654.8071 | 666.0701 | 634.0577 | 649.3747 | 670.3557 | 637.7915 | 633.1836 | 669.3074 | 669.3023 | 649.1851 | 686.1087 | 734.7815 | 767.8934 | 734.7581 | 709.6911 | 720.2399 | 707.2969 | 729.6241 | 668.7136 | 780.1895 | 288.5942 | 285.3888 | 253.8119 | 123.4576 | 614.4348 | 609.0671
SA | S6 | Leigh Creek | Solar | 0 | 6.7232e-05 | 7.0155e-05 | 7.043e-05 | 8.2186e-05 | 8.5931e-05 | 9.4087e-05 | 0.00011947 | 0.00013379 | 0.00020891 | 0.0003083 | 0.0006524 | 0.001696 | 0.0020526 | 0.029667 | 0.029895 | 0.030866 | 0.030811 | 0.030317 | 0.02763 | 0.054971 | 0.067618 | 0.071543 | 1266.935 | 1866.6968 | 2527.0132 | 2843.4646
SA | S7 | Roxby Downs | Solar | 0 | 7.2694e-05 | 7.5e-05 | 7.3634e-05 | 8.5867e-05 | 8.9485e-05 | 9.6957e-05 | 0.00012756 | 0.00013875 | 0.00021904 | 0.00035282 | 0.000751 | 244.5188 | 326.8738 | 1083.4213 | 1069.4417 | 1109.343 | 1080.5155 | 1107.1425 | 1037.8843 | 1179.187 | 1180.4012 | 1252.8481 | 1060.8302 | 1048.3351 | 1123.2609 | 1169.1774
SA | S8 | Eastern Eyre Peninsula | Solar | 0 | 5.6196e-05 | 5.7263e-05 | 5.5344e-05 | 6.6177e-05 | 6.079e-05 | 7.1128e-05 | 9.4213e-05 | 9.6349e-05 | 0.00013543 | 0.00020834 | 0.00031786 | 0.00045521 | 0.00058663 | 0.00048662 | 0.00051235 | 0.00059225 | 0.00055709 | 0.00056925 | 0.00072035 | 0.0013847 | 0.0013106 | 0.0014063 | 0.0011335 | 0.0012146 | 0.0016116 | 0.0014946
SA | S9 | Western Eyre Peninsula | Solar | 0 | 6.2108e-05 | 6.3506e-05 | 6.2123e-05 | 7.108e-05 | 7.0491e-05 | 7.9336e-05 | 0.00010387 | 0.00010951 | 0.00017516 | 0.00028038 | 0.00049132 | 0.0012633 | 0.001318 | 0.0012077 | 0.001246 | 0.001323 | 0.0022993 | 0.0032821 | 0.0031727 | 150.8992 | 146.6159 | 152.6937 | 125.7265 | 129.9724 | 183.7537 | 181.3301
TAS | T1 | North East Tasmania | Solar | 0 | 5.6374e-05 | 5.6383e-05 | 6.0942e-05 | 6.4585e-05 | 5.9755e-05 | 6.9624e-05 | 8.8471e-05 | 8.6356e-05 | 0.00012717 | 0.00019816 | 0.00025328 | 0.00068893 | 0.00065174 | 0.0005658 | 0.00056982 | 0.00059552 | 0.00053134 | 0.00057204 | 0.00064162 | 0.0014505 | 0.0024238 | 0.0022825 | 0.0019904 | 0.0023218 | 0.0024295 | 0.0021064
TAS | T2 | North West Tasmania | Solar | 0 | 6.7241e-05 | 6.323e-05 | 7.2361e-05 | 9.6546e-05 | 8.4151e-05 | 9.3762e-05 | 0.00012257 | 0.00011958 | 0.00013227 | 0.00015902 | 0.00015964 | 0.00027512 | 0.00027252 | 0.00023967 | 0.000257 | 0.00027344 | 0.00030281 | 0.00033111 | 0.00037177 | 0.00041714 | 0.00062574 | 0.00060138 | 0.00052067 | 0.00068012 | 0.00072997 | 0.00061869
TAS | T3 | Central Highlands | Solar | 0 | 5.009e-05 | 4.7901e-05 | 5.1934e-05 | 5.5864e-05 | 4.9601e-05 | 5.7102e-05 | 7.2669e-05 | 7.5203e-05 | 0.00010264 | 0.00015553 | 0.00016983 | 0.00034126 | 0.00034894 | 0.00029483 | 0.00028655 | 0.00030952 | 0.00029123 | 0.00034443 | 0.00042107 | 0.00051957 | 0.00077191 | 0.00076285 | 0.00065947 | 0.00071486 | 0.0008893 | 0.0007767
Region | REZ | REZ Name | Technology | 2023-24 | 2024-25 | 2025-26 | 2026-27 | 2027-28 | 2028-29 | 2029-30 | 2030-31 | 2031-32 | 2032-33 | 2033-34 | 2034-35 | 2035-36 | 2036-37 | 2037-38 | 2038-39 | 2039-40 | 2040-41 | 2041-42 | 2042-43 | 2043-44 | 2044-45 | 2045-46 | 2046-47 | 2047-48 | 2048-49 | 2049-50
QLD | Q1 | Far North QLD | Wind | 1241.2876 | 990.3341 | 1145.1258 | 3262.9611 | 3463.6741 | 3302.1481 | 3295.6715 | 3509.2325 | 3586.7826 | 3537.6299 | 3239.9006 | 3345.0441 | 3528.0286 | 3640.6209 | 3390.8659 | 3540.5959 | 3670.8896 | 3678.0581 | 3871.0161 | 3305.3591 | 3307.1829 | 3479.2205 | 3545.4678 | 3216.9903 | 3368.1298 | 3400.2413 | 3490.4092
QLD | Q2 | North Qld Clean Energy Hub | Wind | 126.1439 | 112.335 | 127.865 | 133.0292 | 137.718 | 107.942 | 104.0031 | 116.3095 | 127.2129 | 125.1678 | 119.3746 | 130.0552 | 2494.6629 | 2572.8858 | 2896.6857 | 2828.068 | 2807.9451 | 2811.0977 | 2688.5854 | 2346.4048 | 2691.1532 | 2811.1604 | 2738.596 | 4301.3433 | 4246.4932 | 4123.1878 | 4091.5581
QLD | Q3 | Northern Qld | Wind | 0 | 0 | 0 | 0 | 0 | 0 | 0 | 0 | 0 | 0 | 0 | 0 | 0 | 0 | 0 | 0 | 0 | 0 | 0 | 0 | 0 | 0 | 0 | 0 | 0 | 0 | 0
QLD | Q4 | Isaac | Wind | 0 | 0.00033619 | 0.00035166 | 0.0010592 | 0.0016851 | 0.0025977 | 262.0234 | 284.6638 | 289.9119 | 272.4879 | 270.3674 | 1449.0284 | 2396.5907 | 2742.3414 | 3102.6976 | 3082.4207 | 3280.0566 | 3245.611 | 3056.6808 | 2809.3015 | 2841.4694 | 2685.7627 | 3027.0855 | 2841.807 | 2845.4755 | 8897.5578 | 9407.0423
QLD | Q5 | Barcaldine | Wind | 0 | 0.00030631 | 0.00032117 | 0.00096105 | 0.0011227 | 0.0010316 | 0.0013851 | 0.0014959 | 0.0015297 | 0.0016068 | 0.0029321 | 0.0051262 | 281.4911 | 297.6682 | 264.1658 | 260.4478 | 273.6893 | 275.2749 | 283.5882 | 275.1131 | 305.2234 | 301.3924 | 307.7144 | 271.6118 | 270.5968 | 273.7891 | 275.611
QLD | Q6 | Fitzroy | Wind | 0 | 0.00041411 | 0.00042829 | 0.0046965 | 0.017728 | 2487.6896 | 2807.2208 | 2901.8522 | 2926.2193 | 2770.2033 | 2800.2788 | 2799.4948 | 2750.319 | 3051.5438 | 5730.2165 | 5699.6311 | 5751.9986 | 5471.374 | 5365.7739 | 6083.4411 | 6182.4331 | 5919.9319 | 6397.7551 | 10189.7798 | 10095.612 | 10138.027 | 9534.1998
QLD | Q7 | Wide Bay | Wind | 0 | 0.00031764 | 0.00032108 | 0.00085382 | 0.00093844 | 0.0016067 | 0.0029263 | 0.0029878 | 0.0026551 | 0.0029271 | 0.0074764 | 207.9593 | 208.6466 | 216.3096 | 566.1363 | 552.9314 | 548.5214 | 472.4144 | 519.705 | 482.5063 | 476.4879 | 464.5094 | 479.5742 | 2656.4084 | 2740.5045 | 2736.5362 | 2484.3084
QLD | Q8 | Darling Downs | Wind | 2515.4907 | 2502.7276 | 2762.4019 | 2893.867 | 5611.9879 | 5432.4951 | 6956.8075 | 7163.611 | 7085.4717 | 7110.3049 | 7340.9872 | 7254.1417 | 9452.9654 | 12703.9212 | 12149.7117 | 11894.288 | 12219.4521 | 12433.8838 | 16796.1379 | 19058.9622 | 18164.5526 | 16848.2423 | 20635.1752 | 23059.3345 | 23005.1442 | 29024.8678 | 27731.1964
QLD | Q9 | Banana | Wind | 0 | 0.00026947 | 0.00028253 | 0.00064945 | 0.00075571 | 0.00095547 | 0.001373 | 0.0014796 | 0.0013797 | 0.0014887 | 0.0015186 | 0.002394 | 697.4851 | 740.1325 | 2488.6191 | 2393.7667 | 2486.9227 | 2322.9715 | 2339.2731 | 2164.8888 | 2166.8414 | 2195.5236 | 2320.5145 | 2874.9348 | 2792.3436 | 2918.3597 | 2754.648
NSW | N1 | North West NSW | Wind | 0 | 0 | 0 | 0 | 0 | 0 | 0 | 0 | 0 | 0 | 0 | 0 | 0 | 0 | 0 | 0 | 0 | 0 | 0 | 0 | 0 | 0 | 0 | 0 | 0 | 0 | 0
NSW | N2 | New England | Wind | 1484.2325 | 1736.2329 | 2059.5394 | 2682.0864 | 7996.1357 | 13299.7925 | 12826.705 | 13022.4793 | 12517.194 | 13087.5623 | 12521.5403 | 12555.8257 | 13474.2472 | 13376.6523 | 15452.8606 | 21234.7627 | 21746.4991 | 19425.8917 | 21286.474 | 19906.1865 | 20230.1438 | 21498.571 | 20923.396 | 23363.682 | 21667.0585 | 21470.6317 | 19478.634
NSW | N3 | Central-West Orana | Wind | 382.6094 | 1346.7698 | 3696.7027 | 6847.5191 | 6974.3563 | 6993.921 | 9542.1416 | 9385.3859 | 9101.8889 | 9232.5167 | 10824.0716 | 11562.0002 | 13461.1834 | 14766.5859 | 14795.637 | 14687.6453 | 14350.4962 | 14807.4757 | 17506.7112 | 17258.1005 | 16981.5485 | 18501.9029 | 21173.0765 | 24521.175 | 27798.6501 | 28973.6183 | 27829.586
NSW | N4 | Broken Hill | Wind | 611.7003 | 559.9432 | 587.8524 | 626.3589 | 633.3754 | 610.7481 | 619.0311 | 635.5259 | 646.3436 | 626.1027 | 596.8206 | 603.8981 | 783.5272 | 775.8246 | 751.4271 | 760.7844 | 776.1485 | 823.0455 | 783.0623 | 752.7668 | 453.4129 | 693.0059 | 671.5229 | 725.6078 | 718.5567 | 696.6335 | 743.6336
NSW | N5 | South West NSW | Wind | 0 | 0.00017309 | 0.00024261 | 0.00060793 | 0.00062036 | 0.00060062 | 0.00089806 | 0.00090882 | 0.00093861 | 0.00094472 | 0.0012348 | 0.0011196 | 0.002537 | 0.0026332 | 0.0024951 | 0.0025265 | 0.0024951 | 0.0037764 | 0.0038257 | 0.0048453 | 0.0042944 | 0.011567 | 0.01372 | 0.01246 | 1331.1378 | 1304.6025 | 3248.2184
NSW | N6 | Wagga Wagga | Wind | 0 | 0.00055406 | 0.00051239 | 0.00053587 | 0.00057334 | 0.00055931 | 0.00078585 | 0.00080407 | 0.00080754 | 0.00080506 | 0.00096604 | 0.00086095 | 0.0014647 | 0.0019729 | 0.0018576 | 0.001833 | 0.0018315 | 0.0025172 | 0.0023586 | 0.0030714 | 0.002681 | 0.003482 | 0.0052721 | 0.0047535 | 52.7297 | 52.4577 | 1066.6526
NSW | N7 | Tumut | Wind | 0 | 0 | 0 | 0 | 0 | 0 | 0 | 0 | 0 | 0 | 0 | 0 | 0 | 0 | 0 | 0 | 0 | 0 | 0 | 0 | 0 | 0 | 0 | 0 | 0 | 0 | 0
NSW | N8 | Cooma-Monaro | Wind | 326.7082 | 1237.0156 | 1382.4452 | 1416.0338 | 1404.1788 | 1370.4343 | 1374.6981 | 1460.1555 | 1486.3858 | 1351.6008 | 2813.3375 | 2822.4417 | 2895.8032 | 2788.4141 | 2741.1172 | 2739.1753 | 2903.377 | 2850.1917 | 2665.0808 | 2833.6624 | 2856.8162 | 2967.8367 | 2864.2902 | 2812.2638 | 2829.0515 | 3000.9502 | 2988.6147
VIC | V1 | Ovens Murray | Wind | 0 | 0 | 0 | 0 | 0 | 0 | 0 | 0 | 0 | 0 | 0 | 0 | 0 | 0 | 0 | 0 | 0 | 0 | 0 | 0 | 0 | 0 | 0 | 0 | 0 | 0 | 0
VIC | V2 | Murray River | Wind | 0 | 0 | 0 | 0 | 0 | 0 | 0 | 0 | 0 | 0 | 0 | 0 | 0 | 0 | 0 | 0 | 0 | 0 | 0 | 0 | 0 | 0 | 0 | 0 | 0 | 0 | 0
VIC | V3 | Western Victoria | Wind | 3673.0379 | 3628.5728 | 3559.3236 | 3564.0709 | 5369.2588 | 5122.9969 | 5258.5312 | 5092.2291 | 5771.8761 | 5168.7736 | 5175.7234 | 5502.1396 | 7576.2333 | 7758.5153 | 11093.3696 | 12646.1039 | 11959.8759 | 13705.3406 | 12470.8568 | 12317.8489 | 11196.9584 | 11117.5458 | 11739.7843 | 14851.1746 | 16615.0703 | 15529.6907 | 15575.3934
VIC | V4 | South West Victoria | Wind | 5688.8716 | 5604.7285 | 5900.8178 | 6019.5631 | 6046.2807 | 5614.9348 | 5805.4988 | 5636.2954 | 6521.5064 | 5575.9798 | 5730.2108 | 6851.7351 | 9861.1094 | 10103.2527 | 9013.6151 | 9773.8495 | 9334.0744 | 10544.2246 | 9288.3432 | 13907.6954 | 14640.43 | 14968.1611 | 13495.0626 | 12273.6331 | 13383.2293 | 12495.436 | 13990.9467
VIC | V5 | Gippsland | Wind | 0 | 0.0004881 | 1621.3119 | 1568.8534 | 1567.7913 | 1556.9096 | 1574.86 | 1527.0464 | 1793.5137 | 1559.4257 | 1658.0337 | 1659.9176 | 4352.0451 | 6152.7353 | 5883.8762 | 6182.6764 | 5954.6004 | 6767.9168 | 6045.2408 | 6223.895 | 6059.2373 | 6227.1608 | 6158.0575 | 5861.1549 | 6283.6663 | 6034.3258 | 6847.266
VIC | V6 | Central North VIC | Wind | 0 | 0.00035497 | 0.00093486 | 0.0010101 | 0.00103 | 0.0010522 | 0.0010179 | 0.0010665 | 0.0010752 | 0.0011988 | 0.0014609 | 0.001349 | 355.4329 | 364.8398 | 356.1824 | 335.9223 | 342.0096 | 969.7924 | 1134.5358 | 1080.5617 | 1003.3227 | 1270.7815 | 1868.607 | 1775.7282 | 2072.8159 | 2340.9823 | 3079.3592
SA | S1 | South East SA | Wind | 693.8639 | 654.4446 | 686.9313 | 742.2324 | 762.6943 | 633.9178 | 651.7039 | 552.5561 | 667.3334 | 574.9872 | 3110.6621 | 2962.1128 | 3173.8943 | 3350.7755 | 3115.5719 | 3230.2382 | 3030.5342 | 3634.0627 | 3238.2292 | 3480.6874 | 3171.6262 | 3452.524 | 3525.9703 | 3195.9874 | 3615.8271 | 3409.1771 | 3951.2204
SA | S2 | Riverland | Wind | 0 | 0.00026962 | 0.00024491 | 0.00028094 | 0.000272 | 0.00030867 | 0.00032657 | 0.00038881 | 0.00043354 | 0.00061146 | 0.0012939 | 0.0011943 | 0.0021506 | 0.0020613 | 0.0019447 | 0.0021791 | 0.0021704 | 0.0030435 | 0.0029064 | 0.003096 | 0.0027758 | 0.004836 | 0.0047665 | 0.0042974 | 0.0049473 | 0.0047944 | 0.0051173
SA | S3 | Mid-North SA | Wind | 3922.7872 | 4001.1581 | 3745.0523 | 4212.7038 | 4242.0121 | 4048.9411 | 4011.508 | 4042.0786 | 4341.5003 | 3916.9013 | 3724.3465 | 3513.2878 | 6508.8747 | 5883.6867 | 6888.9354 | 6810.315 | 6482.1798 | 7093.3159 | 6854.5861 | 6891.7372 | 5651.874 | 6893.4063 | 6956.4125 | 6614.9692 | 7175.0339 | 9264.3208 | 10309.9104
SA | S4 | Yorke Peninsula | Wind | 232.1822 | 224.4504 | 212.5157 | 241.8068 | 249.4585 | 246.6051 | 0.00050795 | 0.00062342 | 0.00071568 | 0.0013449 | 310.4017 | 282.7071 | 314.3835 | 331.2935 | 310.3372 | 318.9282 | 296.9031 | 347.2246 | 308.5797 | 322.7899 | 286.1909 | 313.3462 | 329.5146 | 293.8191 | 300.7976 | 278.6201 | 326.1968
SA | S5 | Northern SA | Wind | 1240.1215 | 1248.2846 | 1229.2445 | 1313.6817 | 1336.9185 | 1270.1756 | 1266.4815 | 1291.1658 | 1333.2796 | 1207.7975 | 1251.2713 | 1245.8425 | 1366.4957 | 1402.4023 | 1284.6989 | 1279.1001 | 1310.4118 | 1308.4499 | 1194.8096 | 1217.6079 | 1185.2202 | 1274.8628 | 604.5421 | 470.5005 | 468.0002 | 481.6578 | 524.5521
SA | S6 | Leigh Creek | Wind | 0 | 0.00034898 | 0.00033188 | 0.00035314 | 0.00034043 | 0.00052223 | 0.00051168 | 0.00060421 | 0.000566 | 0.0013069 | 0.002199 | 0.0035169 | 0.0046103 | 0.0050852 | 0.14509 | 0.14579 | 0.14265 | 0.12957 | 0.13249 | 0.12228 | 0.1186 | 0.12141 | 0.11972 | 3610.6835 | 5234.2372 | 5046.157 | 4834.2438
SA | S7 | Roxby Downs | Wind | 0 | 0 | 0 | 0 | 0 | 0 | 0 | 0 | 0 | 0 | 0 | 0 | 0 | 0 | 0 | 0 | 0 | 0 | 0 | 0 | 0 | 0 | 0 | 0 | 0 | 0 | 0
SA | S8 | Eastern Eyre Peninsula | Wind | 298.2998 | 293.4346 | 291.7478 | 337.0481 | 336.4791 | 354.878 | 355.3394 | 179.9634 | 175.4367 | 147.0588 | 148.1142 | 151.3803 | 598.8962 | 1034.1661 | 943.3532 | 967.0482 | 940.1526 | 995.3677 | 922.1904 | 928.5876 | 840.2194 | 1715.968 | 1793.0961 | 1582.3371 | 1628.3941 | 1540.8604 | 1748.7183
SA | S9 | Western Eyre Peninsula | Wind | 0 | 0.00036295 | 0.00033356 | 0.00037239 | 0.00038172 | 0.0004477 | 0.00044198 | 0.0005555 | 0.00059716 | 0.00105 | 0.0032484 | 0.0034281 | 0.013341 | 0.01369 | 0.013056 | 0.013177 | 0.013151 | 1243.3486 | 1140.2057 | 1178.0808 | 1064.3024 | 1170.6572 | 1213.6401 | 1102.1703 | 1095.7593 | 1046.5023 | 1127.022
TAS | T1 | North East Tasmania | Wind | 500.7791 | 500.6877 | 566.5477 | 535.6944 | 550.8597 | 519.5561 | 471.0605 | 494.6273 | 555.1055 | 503.7435 | 920.7503 | 1007.9152 | 975.5462 | 1023.434 | 954.8526 | 891.3458 | 880.3557 | 957.182 | 922.6816 | 915.3642 | 991.8022 | 948.028 | 1008.2682 | 941.5685 | 905.1313 | 905.2203 | 981.3056
TAS | T2 | North West Tasmania | Wind | 876.9405 | 838.2443 | 891.117 | 950.4833 | 957.4193 | 835.2278 | 808.9346 | 766.3327 | 1552.0774 | 2079.1453 | 2222.6006 | 2936.2925 | 5204.8702 | 6338.8518 | 6199.6276 | 5985.0424 | 5809.5369 | 6391.1016 | 6240.1912 | 5962.8053 | 6075.1719 | 6234.2117 | 6304.0341 | 6192.86 | 6046.8888 | 5898.3513 | 6473.2737
TAS | T3 | Central Highlands | Wind | 491.2282 | 1661.8875 | 2393.2555 | 3021.4105 | 3554.9589 | 3590.7161 | 4669.1247 | 5085.0243 | 5521.3802 | 5220.2145 | 5072.6315 | 5359.1997 | 5482.0822 | 5709.2302 | 5971.6034 | 5823.3643 | 5723.1927 | 6207.335 | 5997.4804 | 5680.3558 | 5943.7797 | 6034.8401 | 7432.205 | 7274.3279 | 7121.4724 | 7059.3565 | 7565.8848
Region | REZ | REZ Name | Technology | 2023-24 | 2024-25 | 2025-26 | 2026-27 | 2027-28 | 2028-29 | 2029-30 | 2030-31 | 2031-32 | 2032-33 | 2033-34 | 2034-35 | 2035-36 | 2036-37 | 2037-38 | 2038-39 | 2039-40 | 2040-41 | 2041-42 | 2042-43 | 2043-44 | 2044-45 | 2045-46 | 2046-47 | 2047-48 | 2048-49 | 2049-50
NSW | O1 | Hunter Coast | Offshore Wind | 0 | 0 | 0 | 6.6473e-05 | 7.0236e-05 | 9.727e-05 | 8.3763e-05 | 9.5698e-05 | 8.7832e-05 | 9.221e-05 | 0.00015917 | 0.00016048 | 0.00016758 | 0.00016304 | 0.00017095 | 0.00014192 | 0.00020792 | 0.00022189 | 0.00027662 | 0.00034049 | 0.00034625 | 0.00039842 | 0.00039354 | 0.0005346 | 0.00046132 | 0.00054977 | 0.00051438
NSW | O2 | Illawarra Coast | Offshore Wind | 0 | 0 | 0 | 6.6851e-05 | 7.4579e-05 | 8.5726e-05 | 8.5426e-05 | 9.8412e-05 | 9.348e-05 | 9.5365e-05 | 0.00016358 | 0.00015569 | 0.00016232 | 0.00015288 | 0.00016008 | 0.00014086 | 0.00021652 | 0.00026545 | 0.00028633 | 0.00036215 | 0.00034028 | 0.00037202 | 0.0003573 | 0.00052244 | 0.00047394 | 0.00062141 | 0.00064767
VIC | O3 | Gippsland Coast | Offshore Wind | 0 | 0 | 0 | 4.5115e-05 | 4.8963e-05 | 5.7826e-05 | 6.2579e-05 | 6.4481e-05 | 7.9313e-05 | 8.6229e-05 | 0.00011409 | 0.00012862 | 0.00015301 | 0.00015248 | 0.00016153 | 0.00016492 | 0.00019182 | 0.00032 | 0.000284 | 0.00032751 | 0.00034819 | 0.00034047 | 0.00038743 | 0.00043617 | 0.00067868 | 0.00065271 | 0.0012793
TAS | O4 | North West Tasmania Coast | Offshore Wind | 0 | 0 | 0 | 6.1042e-05 | 7.4638e-05 | 7.955e-05 | 8.2979e-05 | 8.611e-05 | 0.0001052 | 0.0001065 | 0.00011973 | 0.00012604 | 0.00013163 | 0.00013676 | 0.00013838 | 0.00015147 | 0.00017601 | 0.00023513 | 0.0002261 | 0.00023993 | 0.00025111 | 0.00026708 | 0.00027973 | 0.00029974 | 0.00036463 | 0.00033952 | 0.00032128
VIC | O5 | Portland Coast | Offshore Wind | 0 | 0 | 0 | 4.4728e-05 | 5.1176e-05 | 5.4164e-05 | 6.351e-05 | 6.5755e-05 | 7.8498e-05 | 8.2461e-05 | 0.00010992 | 0.00011899 | 0.00012946 | 0.00013668 | 0.00012831 | 0.00015813 | 0.00019748 | 0.00025643 | 0.00022908 | 0.00025321 | 0.00026886 | 0.00025734 | 0.00036158 | 0.00034894 | 0.00068814 | 0.00069891 | 0.00084863
SA | O6 | South East SA Coast | Offshore Wind | 0 | 0 | 0 | 4.5439e-05 | 5.2066e-05 | 5.4318e-05 | 6.3823e-05 | 6.5407e-05 | 8.1372e-05 | 8.6825e-05 | 0.00011184 | 0.00011576 | 0.000126 | 0.00012813 | 0.0001233 | 0.00014846 | 0.00018133 | 0.00023918 | 0.00022672 | 0.00023825 | 0.00023214 | 0.00023418 | 0.00026915 | 0.00026623 | 0.0003131 | 0.00031625 | 0.00038175

## Option 3A_REZ Capacity
Installed capacity by REZ (MW) - Option 3A, Progressive Change Scenario
Capacity calculated on 1 July. In early study years some wind and solar projects enter later in the financial year and are therefore reflected in the following financial year's capacity.
Note: the REZ capacity includes capacity from the existing, committed and anticipated renewables mapped to the relevant REZs
Explicitly modelled generation
Region | REZ | REZ Name | Technology | 2023-24 | 2024-25 | 2025-26 | 2026-27 | 2027-28 | 2028-29 | 2029-30 | 2030-31 | 2031-32 | 2032-33 | 2033-34 | 2034-35 | 2035-36 | 2036-37 | 2037-38 | 2038-39 | 2039-40 | 2040-41 | 2041-42 | 2042-43 | 2043-44 | 2044-45 | 2045-46 | 2046-47 | 2047-48 | 2048-49 | 2049-50
QLD | Q1 | Far North QLD | Solar | 0 | 0 | 0 | 0 | 0 | 0 | 0 | 0 | 0 | 0 | 0 | 0 | 0.00010099 | 0.00010157 | 0.00013164 | 0.00013177 | 0.00013217 | 0.00013256 | 0.00013384 | 0.00016087 | 0.00016999 | 0.00017602 | 0.00018864 | 0.00023056 | 0.00023108 | 0.00024633 | 0.00024753
QLD | Q2 | North Qld Clean Energy Hub | Solar | 83 | 83 | 83 | 83 | 83 | 83 | 83 | 83 | 83 | 83 | 83 | 83 | 83.0001 | 83.0001 | 33.0001 | 33.0001 | 33.0001 | 33.0001 | 33.0001 | 33.0002 | 33.0002 | 33.0002 | 33.0002 | 18.0003 | 18.0003 | 0.00027188 | 0.00027472
QLD | Q3 | Northern Qld | Solar | 513.997 | 513.997 | 513.997 | 513.9971 | 513.9972 | 513.9972 | 513.9973 | 513.9973 | 513.9973 | 513.9973 | 513.9973 | 513.9973 | 513.9975 | 513.9975 | 515.9168 | 515.9168 | 515.9168 | 515.9168 | 515.9169 | 390.3692 | 262.3692 | 262.3692 | 262.3692 | 1282.557 | 1172.157 | 1172.157 | 1039.56
QLD | Q4 | Isaac | Solar | 684.9 | 684.9 | 684.9 | 684.9001 | 684.9002 | 684.9002 | 684.9003 | 684.9003 | 684.9003 | 684.9003 | 684.9003 | 684.9003 | 684.9005 | 684.9005 | 684.9014 | 684.9014 | 684.9014 | 684.9014 | 684.9016 | 684.9056 | 684.9056 | 642.4056 | 642.4067 | 642.4084 | 642.4084 | 1199.6803 | 1328.4565
QLD | Q5 | Barcaldine | Solar | 14 | 14 | 14 | 14.0001 | 14.0002 | 14.0002 | 14.0003 | 14.0003 | 14.0003 | 14.0003 | 14.0003 | 14.0003 | 14.0006 | 14.0007 | 50.3562 | 50.3562 | 50.3562 | 50.3562 | 50.3563 | 50.5239 | 45.2653 | 45.2653 | 56.3533 | 60.3132 | 60.3132 | 75.212 | 75.212
QLD | Q6 | Fitzroy | Solar | 401.5 | 401.5 | 401.5 | 401.5001 | 401.5002 | 401.5002 | 401.5003 | 401.5003 | 401.5003 | 401.5003 | 401.5003 | 401.5003 | 401.5007 | 401.5007 | 854.9493 | 854.9493 | 854.9493 | 1806.5127 | 1806.5127 | 3192.9524 | 3192.9524 | 3192.9524 | 3205.0532 | 6523.921 | 7934.497 | 7934.5 | 7934.5
QLD | Q7 | Wide Bay | Solar | 619.03 | 619.03 | 619.03 | 619.0301 | 619.0302 | 619.0302 | 619.0302 | 619.0302 | 619.0302 | 619.0302 | 619.0302 | 619.0302 | 619.0304 | 619.0304 | 619.0307 | 619.0307 | 619.0307 | 619.031 | 619.0321 | 619.0321 | 619.0321 | 619.0322 | 619.0335 | 997.1793 | 869.7552 | 914.7123 | 2455.4
QLD | Q8 | Darling Downs | Solar | 1330.558 | 1476.558 | 1476.558 | 1476.5581 | 1476.5582 | 1476.5582 | 1476.5583 | 1476.5583 | 1476.5583 | 1476.5583 | 1476.5583 | 1476.5583 | 1476.5732 | 1655.9591 | 2874.2549 | 2874.2549 | 2874.2549 | 3140.4862 | 3210.8336 | 4822.2965 | 6184.3344 | 6025.735 | 6487.979 | 7253.922 | 7462.0273 | 7448 | 7448
QLD | Q9 | Banana | Solar | 0 | 0 | 0 | 0.00012336 | 0.00015558 | 0.00016836 | 0.00025792 | 0.00025839 | 0.00025954 | 0.0002607 | 0.00026199 | 0.00026249 | 113.6553 | 113.6553 | 409.9597 | 409.9597 | 409.9597 | 740.2011 | 740.2011 | 855.9635 | 997.2178 | 997.2178 | 1051.9124 | 1288.8777 | 1361.7338 | 3483.2385 | 6100
NSW | N1 | North West NSW | Solar | 166 | 166.0001 | 166.0002 | 166.0003 | 172.8726 | 192.835 | 192.835 | 192.835 | 192.835 | 192.835 | 192.835 | 192.835 | 192.835 | 192.835 | 192.835 | 192.835 | 192.835 | 194.7802 | 204.418 | 204.418 | 214.5033 | 214.5033 | 214.5033 | 251.199 | 251.199 | 251.199 | 253.1687
NSW | N2 | New England | Solar | 555 | 555.0001 | 555.0001 | 555.0002 | 555.0031 | 834.8171 | 834.8171 | 834.8171 | 834.8172 | 834.8172 | 834.8175 | 834.8175 | 834.8175 | 834.8175 | 834.8176 | 834.8176 | 834.8177 | 2786.795 | 2786.795 | 3540 | 3520 | 3520 | 3520 | 3520 | 3520 | 3520 | 4519.5305
NSW | N3 | Central-West Orana | Solar | 826.979 | 906.9791 | 906.9793 | 906.9794 | 940.635 | 940.635 | 1550.7213 | 1550.7213 | 1550.7213 | 1550.7214 | 3882.7654 | 4251.4243 | 4676.3765 | 4676.3765 | 5219.211 | 5219.211 | 5219.211 | 5219.211 | 5219.211 | 5383.249 | 6103.984 | 6161.109 | 6667.511 | 7806.7274 | 8113.977 | 9451.23 | 10795.875
NSW | N4 | Broken Hill | Solar | 53 | 53 | 53 | 53.0001 | 53.0001 | 53.0002 | 53.0003 | 53.0003 | 53.0003 | 53.0003 | 53.0003 | 53.0003 | 53.0005 | 53.0006 | 53.0014 | 53.0014 | 53.0014 | 53.0014 | 53.0014 | 53.0014 | 193.6308 | 193.6308 | 193.6308 | 193.6308 | 211.1245 | 272.5478 | 272.5478
NSW | N5 | South West NSW | Solar | 1246.4 | 1500.5 | 1500.5 | 1500.5001 | 1500.5001 | 1500.5001 | 1500.5003 | 1500.5003 | 1500.5003 | 1500.5003 | 1500.5003 | 1500.5003 | 1500.5012 | 1500.502 | 1746.9063 | 1596.6063 | 1596.6063 | 1596.6063 | 3518.119 | 3518.119 | 3518.119 | 3518.119 | 3946.904 | 4530.2999 | 4580.1023 | 4624.3143 | 4332.5112
NSW | N6 | Wagga Wagga | Solar | 302.672 | 682.672 | 682.6721 | 682.6722 | 682.6722 | 682.6722 | 682.6724 | 682.6724 | 682.6724 | 682.6724 | 682.6724 | 682.6724 | 1658.4757 | 1710.672 | 1710.672 | 1710.672 | 1710.672 | 1710.672 | 1710.672 | 1710.6721 | 1710.6721 | 1710.6721 | 1710.6721 | 1710.6722 | 1710.6722 | 1710.6722 | 1798.5663
NSW | N7 | Tumut | Solar | 0 | 0 | 0 | 0 | 0 | 0 | 0 | 0 | 0 | 0 | 0 | 0 | 0 | 0 | 0 | 0 | 0 | 0 | 0 | 0 | 0 | 0 | 0 | 0 | 0 | 0 | 0
NSW | N8 | Cooma-Monaro | Solar | 0 | 0 | 0 | 0 | 0 | 0 | 0 | 0 | 0 | 0 | 0 | 0 | 0 | 0 | 0 | 0 | 0 | 0 | 0 | 0 | 0 | 0 | 0 | 0 | 0 | 0 | 0
VIC | V1 | Ovens Murray | Solar | 0 | 0 | 0.00015096 | 0.0001513 | 0.00015209 | 0.00015361 | 0.00015437 | 0.00015575 | 0.00015638 | 0.00015744 | 0.00017518 | 0.00020035 | 0.0017296 | 0.0017321 | 0.0017331 | 0.0017333 | 0.001734 | 0.001735 | 0.0062498 | 0.0062505 | 0.0062536 | 103.557 | 103.5571 | 597.9098 | 1000.0001 | 1000.0001 | 1000.0001
VIC | V2 | Murray River | Solar | 679.093 | 679.093 | 679.0932 | 679.0932 | 679.0932 | 679.0932 | 679.0932 | 679.0932 | 679.0932 | 679.0932 | 679.0932 | 679.0932 | 679.0932 | 679.0932 | 679.0933 | 679.1677 | 848.2355 | 1432.1706 | 1654.2021 | 1654.2022 | 2444.099 | 2444.099 | 2431.061 | 2589.5343 | 2846.822 | 2898.606 | 2835.1215
VIC | V3 | Western Victoria | Solar | 0 | 0 | 0.00042696 | 0.00042786 | 0.00043856 | 0.00044125 | 0.00044485 | 0.00044645 | 0.00044982 | 0.00047533 | 0.00053848 | 0.00067874 | 296.7518 | 296.7518 | 296.7518 | 296.7518 | 296.7518 | 296.7518 | 400.0001 | 400.0001 | 400.0002 | 455.0453 | 455.0453 | 455.0453 | 1347.4222 | 1560.7715 | 1560.7716
VIC | V4 | South West Victoria | Solar | 0 | 0 | 0 | 0 | 0 | 0 | 0 | 0 | 0 | 0 | 0 | 0 | 0 | 0 | 0 | 0 | 0 | 0 | 0 | 0 | 0 | 0 | 0 | 0 | 0 | 0 | 0
VIC | V5 | Gippsland | Solar | 0 | 0 | 0.00013154 | 0.00013212 | 0.00013266 | 0.00013364 | 0.00013451 | 0.00013572 | 0.00013656 | 0.00013853 | 0.00015852 | 0.00019201 | 0.00074039 | 0.00074297 | 0.00074401 | 0.00074496 | 0.00075042 | 0.00075752 | 0.00080317 | 0.00087765 | 500 | 500.0001 | 500.0001 | 500.0001 | 500.0003 | 2015.2786 | 2015.2786
VIC | V6 | Central North VIC | Solar | 402.48 | 402.48 | 402.4802 | 402.4802 | 402.4802 | 402.4802 | 402.4802 | 402.4802 | 402.4802 | 402.4802 | 402.4802 | 402.4802 | 402.4822 | 402.4822 | 402.4822 | 402.4822 | 402.4822 | 402.4822 | 402.4822 | 402.4822 | 402.4839 | 292.004 | 292.004 | 402.1218 | 426.0288 | 426.0288 | 575.7891
SA | S1 | South East SA | Solar | 155.16 | 155.16 | 155.16 | 155.16 | 155.16 | 155.16 | 155.16 | 155.16 | 155.16 | 155.1601 | 155.1602 | 155.1602 | 155.1605 | 155.1605 | 155.1606 | 155.1606 | 155.1606 | 155.1606 | 108.001 | 108.001 | 108.0015 | 108.0015 | 108.0015 | 108.0015 | 108.0015 | 108.0017 | 0.0017094
SA | S2 | Riverland | Solar | 25.26 | 25.26 | 25.26 | 25.26 | 25.26 | 25.26 | 25.26 | 25.26 | 19.1401 | 19.1402 | 19.1402 | 19.1404 | 19.164 | 146.291 | 244.1455 | 244.1455 | 244.1456 | 250.5286 | 1225.1509 | 1225.1509 | 1942.9628 | 1942.9629 | 1935.5829 | 1935.5829 | 1935.583 | 2600.95 | 3030.8665
SA | S3 | Mid-North SA | Solar | 0 | 0 | 0 | 0 | 0 | 0 | 0 | 0 | 0 | 0.0001273 | 0.00018627 | 0.00028476 | 0.00059137 | 0.00069009 | 0.00079505 | 0.00079551 | 0.000799 | 0.00080216 | 0.00080449 | 0.0008712 | 0.0036952 | 0.0036963 | 0.0036972 | 0.0037036 | 0.0037063 | 0.0041652 | 0.0041752
SA | S4 | Yorke Peninsula | Solar | 0 | 0 | 0 | 0 | 0 | 0 | 0 | 0 | 0 | 0 | 0 | 0 | 0 | 0 | 0 | 0 | 0 | 0 | 0 | 0 | 0 | 0 | 0 | 0 | 0 | 0 | 0
SA | S5 | Northern SA | Solar | 349.2 | 349.2 | 349.2 | 349.2 | 349.2 | 349.2 | 349.2 | 349.2 | 349.2 | 349.2001 | 349.2002 | 349.2003 | 349.2007 | 349.2007 | 349.2011 | 349.2011 | 349.2011 | 349.2011 | 349.2013 | 349.2013 | 424.125 | 154.125 | 154.125 | 154.125 | 74.925 | 364.3993 | 364.3993
SA | S6 | Leigh Creek | Solar | 0 | 0 | 0 | 0 | 0 | 0 | 0 | 0 | 0 | 0.00012881 | 0.00018763 | 0.00035113 | 0.00084751 | 0.00099559 | 0.015437 | 0.015437 | 0.01544 | 0.01544 | 0.015441 | 0.015443 | 0.032012 | 0.041394 | 0.041396 | 723.7582 | 1055.6322 | 1433.7229 | 1551.4781
SA | S7 | Roxby Downs | Solar | 0 | 0 | 0 | 0 | 0 | 0 | 0 | 0 | 0 | 0.00013036 | 0.00020048 | 0.00038288 | 106.5296 | 135.8646 | 513.5396 | 513.5396 | 513.5396 | 513.5396 | 513.5396 | 513.5396 | 606.4904 | 613.9773 | 613.9773 | 613.9773 | 613.9773 | 665.0261 | 676.3077
SA | S8 | Eastern Eyre Peninsula | Solar | 0 | 0 | 0 | 0 | 0 | 0 | 0 | 0 | 0 | 0.00010726 | 0.00014956 | 0.00020956 | 0.00029015 | 0.00034982 | 0.00035699 | 0.00035772 | 0.00038407 | 0.00038961 | 0.00039448 | 0.00048768 | 0.00091675 | 0.00091747 | 0.00091913 | 0.00092202 | 0.00092558 | 0.0011619 | 0.0011653
SA | S9 | Western Eyre Peninsula | Solar | 0 | 0 | 0 | 0 | 0 | 0 | 0 | 0 | 0 | 0.00012057 | 0.00018151 | 0.00029062 | 0.00068582 | 0.00070426 | 0.00075845 | 0.00075906 | 0.00076212 | 0.0013357 | 0.0018428 | 0.0018467 | 84.5983 | 84.5983 | 84.5983 | 84.5983 | 84.5983 | 116.9955 | 116.9956
TAS | T1 | North East Tasmania | Solar | 0 | 0 | 0 | 0 | 0 | 0 | 0 | 0 | 0 | 0.00011329 | 0.00015415 | 0.00018524 | 0.00041561 | 0.00041659 | 0.00041815 | 0.00041879 | 0.00041971 | 0.00042026 | 0.00042791 | 0.00046034 | 0.00098767 | 0.0015626 | 0.0015644 | 0.0015678 | 0.0017286 | 0.001752 | 0.0017527
TAS | T2 | North West Tasmania | Solar | 0 | 0 | 0 | 0 | 0 | 0 | 0 | 0.00012382 | 0.00013047 | 0.0001332 | 0.00013734 | 0.00014183 | 0.00020903 | 0.00021438 | 0.00022324 | 0.00022496 | 0.00023454 | 0.00027731 | 0.00029261 | 0.00030193 | 0.00035494 | 0.00049969 | 0.00050229 | 0.00050697 | 0.00059417 | 0.00062551 | 0.00062708
TAS | T3 | Central Highlands | Solar | 0 | 0 | 0 | 0 | 0 | 0 | 0 | 0 | 0 | 0 | 0.00013027 | 0.0001424 | 0.00024363 | 0.00025005 | 0.00025197 | 0.00025258 | 0.00025426 | 0.00025596 | 0.00028782 | 0.000329 | 0.00041545 | 0.00058061 | 0.00058297 | 0.00059297 | 0.00063473 | 0.00073194 | 0.00073299
Region | REZ | REZ Name | Technology | 2023-24 | 2024-25 | 2025-26 | 2026-27 | 2027-28 | 2028-29 | 2029-30 | 2030-31 | 2031-32 | 2032-33 | 2033-34 | 2034-35 | 2035-36 | 2036-37 | 2037-38 | 2038-39 | 2039-40 | 2040-41 | 2041-42 | 2042-43 | 2043-44 | 2044-45 | 2045-46 | 2046-47 | 2047-48 | 2048-49 | 2049-50
QLD | Q1 | Far North QLD | Wind | 337.318 | 337.3183 | 337.3183 | 837.3172 | 837.3173 | 837.3173 | 837.3173 | 837.3173 | 837.3173 | 837.3173 | 837.3173 | 837.3173 | 837.3173 | 837.3173 | 837.3174 | 837.3174 | 837.3174 | 852.726 | 907.3184 | 907.3184 | 814.2545 | 814.2667 | 814.2667 | 817.4213 | 823.061 | 825.7504 | 879.1861
QLD | Q2 | North Qld Clean Energy Hub | Wind | 43.2 | 43.2001 | 43.2001 | 43.2006 | 43.2006 | 43.2006 | 43.2006 | 43.2006 | 43.2006 | 43.2006 | 43.2006 | 43.2006 | 680.7898 | 680.7898 | 760.7382 | 760.7382 | 760.7382 | 760.7382 | 760.7383 | 760.7383 | 792.8859 | 814.4769 | 776.9145 | 1200.8431 | 1200.8431 | 1200.8433 | 1200.8433
QLD | Q3 | Northern Qld | Wind | 0 | 0 | 0 | 0 | 0 | 0 | 0 | 0 | 0 | 0 | 0 | 0 | 0 | 0 | 0 | 0 | 0 | 0 | 0 | 0 | 0 | 0 | 0 | 0 | 0 | 0 | 0
QLD | Q4 | Isaac | Wind | 0 | 0 | 0 | 0.00051611 | 0.00067927 | 0.001046 | 92.4561 | 92.4561 | 92.4561 | 92.4561 | 92.4561 | 478.3799 | 823.1441 | 823.1442 | 1000.0032 | 1000.0032 | 1000.0032 | 1000.0032 | 1000.0032 | 1000.0032 | 1000.0032 | 1000.0032 | 1000.0032 | 1000.0036 | 1000.0036 | 3276.4592 | 3394.909
QLD | Q5 | Barcaldine | Wind | 0 | 0 | 0 | 0.0004541 | 0.0004899 | 0.00050228 | 0.00067654 | 0.0006776 | 0.00067865 | 0.00068133 | 0.0012017 | 0.0019832 | 103.0157 | 103.0157 | 103.0159 | 103.0159 | 103.0159 | 103.0159 | 103.016 | 109.0915 | 117.3061 | 117.3061 | 117.3061 | 117.3065 | 117.3065 | 117.3066 | 117.3066
QLD | Q6 | Fitzroy | Wind | 0 | 0.00011117 | 0.00011126 | 0.0018116 | 0.0058254 | 784.413 | 900.0005 | 900.0005 | 900.0005 | 900.0005 | 900.0007 | 900.0008 | 900.0012 | 900.0012 | 1811.2556 | 1811.2556 | 1811.2556 | 1811.2556 | 1811.2556 | 2239.8442 | 2239.8442 | 2239.8442 | 2239.8442 | 3500 | 3521.3381 | 3521.3381 | 3521.3381
QLD | Q7 | Wide Bay | Wind | 0 | 0 | 0 | 0.00044586 | 0.00047554 | 0.00073765 | 0.0012951 | 0.0012956 | 0.0012961 | 0.0012976 | 0.0031089 | 82.4957 | 82.4959 | 82.4959 | 198.547 | 198.547 | 198.547 | 198.547 | 198.547 | 198.547 | 198.547 | 198.547 | 198.547 | 1100 | 1100.0001 | 1100.0001 | 1100.0001
QLD | Q8 | Darling Downs | Wind | 753 | 925.9978 | 925.9978 | 993.4416 | 1759.7906 | 1759.7914 | 2325.9981 | 2325.9981 | 2325.9981 | 2325.9981 | 2325.999 | 2325.999 | 3033.6645 | 3961.2467 | 3961.2467 | 3961.2467 | 3961.2467 | 4256.9927 | 5625.9212 | 6525.9976 | 6525.9976 | 6072.9976 | 7188.8816 | 8172.6153 | 8363.8946 | 10091.9976 | 10091.9976
QLD | Q9 | Banana | Wind | 0 | 0 | 0 | 0.00035575 | 0.00038551 | 0.00047344 | 0.00069139 | 0.00069236 | 0.00069316 | 0.00069671 | 0.00072418 | 0.0010659 | 268.4605 | 268.4605 | 900.0008 | 900.0008 | 900.0008 | 900.0008 | 900.0012 | 900.0014 | 900.0014 | 900.0014 | 900.0042 | 1149.0877 | 1149.0877 | 1149.0877 | 1149.0877
NSW | N1 | North West NSW | Wind | 0 | 0 | 0 | 0 | 0 | 0 | 0 | 0 | 0 | 0 | 0 | 0 | 0 | 0 | 0 | 0 | 0 | 0 | 0 | 0 | 0 | 0 | 0 | 0 | 0 | 0 | 0
NSW | N2 | New England | Wind | 442.48 | 615.9729 | 767.6095 | 1115.8627 | 2398.5493 | 3787.3994 | 4089.476 | 4089.476 | 4089.476 | 4089.476 | 4089.476 | 4160.432 | 4160.432 | 4160.432 | 4554.1663 | 6720.7466 | 6776.7607 | 6776.7607 | 6888.4785 | 6888.4785 | 7047.066 | 7063.52 | 7063.52 | 7400 | 7400 | 7400 | 7400
NSW | N3 | Central-West Orana | Wind | 113.19 | 411.7707 | 1229.3219 | 2197.2881 | 2197.2881 | 2197.2881 | 3048.5982 | 3048.5982 | 3048.5982 | 3048.5982 | 3724.7183 | 4093.0071 | 4564.382 | 4879.8582 | 4879.8582 | 4879.8582 | 4879.8582 | 5276.498 | 6213.872 | 6213.872 | 6361.9097 | 6769.867 | 7543.759 | 8539.3614 | 9805.964 | 10703.983 | 10656
NSW | N4 | Broken Hill | Wind | 198.94 | 198.9403 | 198.9403 | 198.9404 | 198.9404 | 198.9404 | 198.9407 | 198.9407 | 198.9407 | 198.9407 | 198.9409 | 198.9409 | 246.7882 | 246.7882 | 246.7882 | 246.7882 | 246.7882 | 265.6713 | 267.7768 | 267.8532 | 189.8231 | 269.4778 | 269.4778 | 295.2505 | 295.2505 | 295.2506 | 295.2506
NSW | N5 | South West NSW | Wind | 0 | 0 | 0 | 0.00033567 | 0.00033643 | 0.00034148 | 0.00047959 | 0.00048147 | 0.00048212 | 0.00048406 | 0.00058487 | 0.00058775 | 0.0011141 | 0.0011365 | 0.0011463 | 0.001169 | 0.0011756 | 0.0016943 | 0.0018177 | 0.0022601 | 0.0022622 | 0.0054103 | 0.0061751 | 0.0061868 | 545.1079 | 545.1079 | 1307.7577
NSW | N6 | Wagga Wagga | Wind | 0 | 0.00030789 | 0.00030872 | 0.00031933 | 0.00032094 | 0.00033668 | 0.00044779 | 0.00044933 | 0.00045005 | 0.00045175 | 0.00048745 | 0.0004897 | 0.0007249 | 0.00090343 | 0.00092379 | 0.0009247 | 0.00092843 | 0.0012487 | 0.0012532 | 0.001542 | 0.001543 | 0.0018757 | 0.0025846 | 0.0026396 | 21.5731 | 21.5731 | 431.3934
NSW | N7 | Tumut | Wind | 0 | 0 | 0 | 0 | 0 | 0 | 0 | 0 | 0 | 0 | 0 | 0 | 0 | 0 | 0 | 0 | 0 | 0 | 0 | 0 | 0 | 0 | 0 | 0 | 0 | 0 | 0
NSW | N8 | Cooma-Monaro | Wind | 113 | 373.7783 | 413 | 413 | 413 | 414.6012 | 414.6012 | 414.6012 | 414.6012 | 414.6012 | 831.5851 | 831.5851 | 831.5851 | 831.5851 | 831.5851 | 831.5851 | 831.5851 | 791.0226 | 791.0226 | 828 | 828 | 828 | 828 | 828 | 828 | 828 | 828
VIC | V1 | Ovens Murray | Wind | 0 | 0 | 0 | 0 | 0 | 0 | 0 | 0 | 0 | 0 | 0 | 0 | 0 | 0 | 0 | 0 | 0 | 0 | 0 | 0 | 0 | 0 | 0 | 0 | 0 | 0 | 0
VIC | V2 | Murray River | Wind | 0 | 0 | 0 | 0 | 0 | 0 | 0 | 0 | 0 | 0 | 0 | 0 | 0 | 0 | 0 | 0 | 0 | 0 | 0 | 0 | 0 | 0 | 0 | 0 | 0 | 0 | 0
VIC | V3 | Western Victoria | Wind | 1934.5 | 1934.5 | 1934.5267 | 1934.5267 | 1934.5268 | 1934.5268 | 1934.5268 | 1934.5268 | 1934.5268 | 1934.5268 | 1882.0289 | 1954.7977 | 2390.005 | 2390.0185 | 3930.0996 | 4087.3023 | 4087.3024 | 4290.0001 | 4290.0001 | 4258.9501 | 4127.7501 | 3815.7501 | 3856.0161 | 5301.5558 | 5497.7499 | 5469.0499 | 4731
VIC | V4 | South West Victoria | Wind | 2023.21 | 2023.2102 | 2045.3258 | 2045.3258 | 2045.3258 | 2045.3259 | 2045.3259 | 2045.3259 | 2045.3259 | 2045.3259 | 2045.3259 | 2286.2762 | 3044.6461 | 3073.5691 | 3006.3692 | 2893.2288 | 2911.1504 | 2929.0751 | 2929.0751 | 4275.2981 | 4644.1598 | 4644.1598 | 3780.6 | 3780.6 | 3780.6 | 3780.6 | 3780.6
VIC | V5 | Gippsland | Wind | 0 | 0.00022363 | 499.9996 | 499.9996 | 499.9996 | 499.9996 | 499.9996 | 499.9996 | 499.9996 | 499.9996 | 499.9997 | 500.0005 | 1373.0544 | 2000 | 2000 | 2000 | 2000 | 2000 | 2000 | 2000 | 2000 | 2000 | 2000 | 2000 | 2000 | 2000 | 2000
VIC | V6 | Central North VIC | Wind | 0 | 0.0001063 | 0.00049667 | 0.00049801 | 0.00049937 | 0.00050805 | 0.00050883 | 0.00051042 | 0.00051181 | 0.00052651 | 0.00063478 | 0.00064941 | 125.5901 | 125.5906 | 125.5906 | 125.5906 | 125.5906 | 346.2182 | 400.0059 | 400.0059 | 400.0059 | 466.665 | 686.5855 | 686.5857 | 863.8253 | 960.6701 | 1260.41
SA | S1 | South East SA | Wind | 324.5 | 324.5002 | 324.5002 | 324.5002 | 324.5002 | 324.5002 | 324.5002 | 278.5003 | 278.5003 | 278.5006 | 1078.5009 | 1097.3238 | 1016.8242 | 1071.0371 | 1071.0372 | 1058.2959 | 1058.2959 | 1105.3333 | 1105.3333 | 1143.3319 | 1163.6405 | 1163.6405 | 1163.6405 | 1163.6405 | 1293.2706 | 1317.8303 | 1317.8304
SA | S2 | Riverland | Wind | 0 | 0 | 0 | 0 | 0 | 0.0001052 | 0.00010803 | 0.00024512 | 0.00025253 | 0.00035253 | 0.00064391 | 0.00065962 | 0.0010142 | 0.0010198 | 0.0010426 | 0.001093 | 0.001136 | 0.0014785 | 0.0015928 | 0.0016152 | 0.0016189 | 0.0024645 | 0.002475 | 0.0024938 | 0.0027698 | 0.0028179 | 0.0028382
SA | S3 | Mid-North SA | Wind | 1343.1 | 1343.1 | 1343.1 | 1343.1 | 1343.1 | 1343.1002 | 1343.1002 | 1343.1003 | 1343.1003 | 1343.1006 | 1244.4179 | 1244.4179 | 1991.4384 | 1806.6384 | 2188.22 | 2188.22 | 2129.4567 | 2261.1742 | 2261.1742 | 2261.1742 | 2047.2742 | 2229.5939 | 2255.5194 | 2255.5195 | 2441.0802 | 3348.3835 | 3414.5167
SA | S4 | Yorke Peninsula | Wind | 90.75 | 90.7501 | 90.7501 | 90.7501 | 90.7501 | 90.7502 | 0.0002394 | 0.00029906 | 0.00030664 | 0.00056396 | 105.3277 | 105.4051 | 106.2576 | 107.8235 | 108.8992 | 108.8992 | 108.8992 | 115.6995 | 116.5733 | 116.5733 | 116.5733 | 116.5762 | 116.5763 | 116.5763 | 116.5763 | 117.4602 | 123.5187
SA | S5 | Northern SA | Wind | 422.4 | 422.4 | 422.4 | 422.4 | 422.4 | 422.4 | 422.4 | 422.4 | 422.4 | 422.4 | 422.4 | 422.4 | 422.4 | 422.4 | 422.4 | 422.4 | 422.4 | 422.4 | 422.4 | 422.4 | 422.4 | 422.4 | 210 | 210 | 210 | 210 | 210
SA | S6 | Leigh Creek | Wind | 0 | 0 | 0 | 0 | 0 | 0.00022076 | 0.00022178 | 0.00025799 | 0.00025876 | 0.00048746 | 0.00079803 | 0.0013088 | 0.0016455 | 0.001889 | 0.047779 | 0.04778 | 0.047782 | 0.047782 | 0.047784 | 0.047785 | 0.047786 | 0.047788 | 0.047795 | 1206.3292 | 1763.3098 | 1763.3098 | 1763.3098
SA | S7 | Roxby Downs | Wind | 0 | 0 | 0 | 0 | 0 | 0 | 0 | 0 | 0 | 0 | 0 | 0 | 0 | 0 | 0 | 0 | 0 | 0 | 0 | 0 | 0 | 0 | 0 | 0 | 0 | 0 | 0
SA | S8 | Eastern Eyre Peninsula | Wind | 136 | 136 | 136 | 136 | 136 | 136.0002 | 136.0002 | 70.0003 | 70.0003 | 70.0005 | 70.0018 | 70.0023 | 186.5225 | 316.5818 | 316.5818 | 316.5818 | 316.5818 | 319.8437 | 320.5329 | 320.5329 | 320.5329 | 592.8245 | 592.8245 | 592.8245 | 592.8245 | 592.8247 | 625.1679
SA | S9 | Western Eyre Peninsula | Wind | 0 | 0 | 0 | 0 | 0 | 0.00011058 | 0.00011153 | 0.0002564 | 0.00025924 | 0.00043783 | 0.0011461 | 0.0013259 | 0.0045963 | 0.0046835 | 0.0048618 | 0.0048633 | 0.0048691 | 400.0017 | 400.0017 | 400.0017 | 400.0017 | 400.0034 | 400.0034 | 400.0034 | 400.0034 | 400.0034 | 400.0035
TAS | T1 | North East Tasmania | Wind | 168 | 168.0006 | 168.0006 | 168.0006 | 168.0014 | 168.0014 | 168.0014 | 176.9368 | 176.9378 | 176.9379 | 282.3514 | 282.3514 | 282.3514 | 282.3514 | 282.3514 | 282.3514 | 282.3515 | 282.3516 | 282.3522 | 282.3555 | 282.7439 | 282.7439 | 282.744 | 282.744 | 282.744 | 282.744 | 282.744
TAS | T2 | North West Tasmania | Wind | 251.6 | 251.6004 | 251.6004 | 251.6004 | 251.6008 | 251.6008 | 251.6008 | 251.6021 | 396.8604 | 542.1199 | 587.8775 | 733.1369 | 1214.7437 | 1462.3143 | 1464.0426 | 1464.0426 | 1464.0426 | 1464.043 | 1464.043 | 1464.043 | 1464.043 | 1464.0431 | 1464.0431 | 1471.7373 | 1471.7399 | 1471.7399 | 1471.7399
TAS | T3 | Central Highlands | Wind | 144 | 397.1272 | 523.6911 | 650.2549 | 776.8181 | 903.382 | 1029.9458 | 1158.0108 | 1158.0109 | 1158.0109 | 1158.011 | 1158.011 | 1158.011 | 1163.1396 | 1285.7465 | 1285.7465 | 1285.7465 | 1290.8739 | 1290.8739 | 1290.8739 | 1290.8739 | 1257.5873 | 1497.043 | 1519.8737 | 1519.8738 | 1519.8738 | 1519.8738
Region | REZ | REZ Name | Technology | 2023-24 | 2024-25 | 2025-26 | 2026-27 | 2027-28 | 2028-29 | 2029-30 | 2030-31 | 2031-32 | 2032-33 | 2033-34 | 2034-35 | 2035-36 | 2036-37 | 2037-38 | 2038-39 | 2039-40 | 2040-41 | 2041-42 | 2042-43 | 2043-44 | 2044-45 | 2045-46 | 2046-47 | 2047-48 | 2048-49 | 2049-50
NSW | O1 | Hunter Coast | Offshore Wind | 0 | 0 | 0 | 0 | 0 | 0 | 0 | 0 | 0 | 0 | 0 | 0 | 0 | 0 | 0 | 0 | 0 | 0 | 0.00011202 | 0.00013006 | 0.00013432 | 0.0001491 | 0.00015034 | 0.00019228 | 0.00019261 | 0.00020799 | 0.00020995
NSW | O2 | Illawarra Coast | Offshore Wind | 0 | 0 | 0 | 0 | 0 | 0 | 0 | 0 | 0 | 0 | 0 | 0 | 0 | 0 | 0 | 0 | 0 | 0.00010045 | 0.00011055 | 0.00012856 | 0.0001293 | 0.00013744 | 0.00013835 | 0.00018936 | 0.00018994 | 0.00022318 | 0.00024031
VIC | O3 | Gippsland Coast | Offshore Wind | 0 | 0 | 0 | 0 | 0 | 0 | 0 | 0 | 0 | 0 | 0 | 0 | 0 | 0 | 0 | 0 | 0 | 0.00010582 | 0.00010653 | 0.00011674 | 0.00012578 | 0.00012735 | 0.00014094 | 0.00015812 | 0.00022837 | 0.00023123 | 0.00038777
TAS | O4 | North West Tasmania Coast | Offshore Wind | 0 | 0 | 0 | 0 | 0 | 0 | 0 | 0 | 0 | 0 | 0 | 0 | 0 | 0 | 0 | 0 | 0 | 0 | 0 | 0 | 0 | 0.00010044 | 0.00010154 | 0.00011025 | 0.00012735 | 0.00012783 | 0.00012815
VIC | O5 | Portland Coast | Offshore Wind | 0 | 0 | 0 | 0 | 0 | 0 | 0 | 0 | 0 | 0 | 0 | 0 | 0 | 0 | 0 | 0 | 0 | 0 | 0 | 0.00010163 | 0.00010944 | 0.00011061 | 0.0001353 | 0.0001403 | 0.00023104 | 0.00024801 | 0.00027825
SA | O6 | South East SA Coast | Offshore Wind | 0 | 0 | 0 | 0 | 0 | 0 | 0 | 0 | 0 | 0 | 0 | 0 | 0 | 0 | 0 | 0 | 0 | 0 | 0 | 0 | 0.00010081 | 0.0001013 | 0.00011093 | 0.00011628 | 0.00012867 | 0.00013935 | 0.00015056

## Option 3A_VOM Cost
VOM cost by technology ($000s) - Option 3A, Progressive Change Scenario
VOM | Real June 2021 dollars discounted to 1 July 2021
Explicitly modelled generation
Region | Technology | 2023-24 | 2024-25 | 2025-26 | 2026-27 | 2027-28 | 2028-29 | 2029-30 | 2030-31 | 2031-32 | 2032-33 | 2033-34 | 2034-35 | 2035-36 | 2036-37 | 2037-38 | 2038-39 | 2039-40 | 2040-41 | 2041-42 | 2042-43 | 2043-44 | 2044-45 | 2045-46 | 2046-47 | 2047-48 | 2048-49 | 2049-50
NEM | Black Coal | 287185.1973 | 262943.78 | 231611.3753 | 197280.0218 | 164345.682 | 166920.6532 | 141047.8724 | 129515.5041 | 120407.8788 | 131416.1151 | 102859.9254 | 98412.776 | 73465.641 | 70088.981 | 61766.822 | 57633.5397 | 53519.671 | 33726.1793 | 32690.0992 | 19599.8402 | 18718.9665 | 16489.0715 | 12792.4777 | 10527.9422 | 9491.3506 | 9354.4711 | 8931.9783
NEM | Brown Coal | 107954.2035 | 98851.43 | 96019.3505 | 89397.3595 | 85643.1365 | 58352.705 | 57039.649 | 52223.713 | 47890.455 | 47581.5255 | 46500.1935 | 44616.9685 | 13608.2975 | 13129.1565 | 13446.208 | 12587.423 | 12078.238 | 9832.398 | 9771.212 | 9266.065 | 8712.91 | 5151.692 | 5518.2948 | 7357.6705 | 0 | 0 | 0
NEM | CCGT | 9875.2609 | 9181.6772 | 9565.1388 | 5975.733 | 5358.5262 | 5966.6902 | 4632.8179 | 7613.279 | 5692.3543 | 11488.6328 | 27372.1861 | 30266.6231 | 31406.0621 | 26660.5278 | 22977.6332 | 19269.1254 | 15913.9391 | 13640.2201 | 11789.1435 | 13419.1438 | 9333.6308 | 8127.9522 | 3669.1047 | 2084.2738 | 1985.564 | 1865.6899 | 1800.0036
NEM | Gas - Steam | 107.877 | 126.4562 | 153.112 | 40.4058 | 22.9705 | 162.7914 | 24.6927 | 70.8986 | 33.208 | 86.9429 | 92.5021 | 233.8778 | 960.5334 | 1028.3169 | 1158.2315 | 506.4219 | 0 | 0 | 0 | 0 | 0 | 0 | 0 | 0 | 0 | 0 | 0
NEM | OCGT / Diesel | 795.3269 | 1011.8877 | 1063.5027 | 463.8599 | 441.5373 | 1193.5599 | 172.4892 | 961.3953 | 459.8901 | 1835.1761 | 5520.3932 | 9911.0827 | 11208.8817 | 14100.8713 | 20210.5415 | 11891.0837 | 18654.8302 | 17253.8115 | 11228.4059 | 14134.2605 | 20060.9721 | 13731.1282 | 15885.1053 | 15655.8729 | 16775.6063 | 18258.8067 | 19686.2481
NEM | Hydro | 103154.0125 | 96859.2901 | 85291.664 | 77165.6971 | 62890.8671 | 81965.7745 | 76523.1888 | 70165.3388 | 66081.3407 | 62202.1691 | 71667.5357 | 69145.2155 | 63876.9689 | 53462.7653 | 58108.6998 | 47944.4285 | 42999.7745 | 40803.9859 | 36651.6564 | 37316.6808 | 36428.6756 | 32244.593 | 26710.6387 | 32564.937 | 31538.4696 | 30495.4776 | 30769.3633
NEM | Hydrogen Turbine | 0 | 0 | 0 | 0 | 0 | 0 | 0 | 0 | 0 | 0 | 0 | 0 | 0 | 0 | 0 | 0 | 0 | 0 | 0 | 0 | 0 | 0 | 0 | 0 | 0 | 0 | 0
NEM | Wind | 2450.168 | 2625.5791 | 2965.9119 | 3382.5437 | 3958.4379 | 4109.0649 | 4208.8972 | 4035.6323 | 4045.5649 | 3701.6886 | 3804.8317 | 3837.864 | 4747.9679 | 4871.9335 | 4966.8988 | 4989.97 | 4700.9311 | 4660.9571 | 4521.8452 | 4423.2752 | 4115.5315 | 4049.094 | 4038.7588 | 4309.5295 | 4292.7367 | 4344.4908 | 4215.9148
NEM | Solar PV | 1659.165 | 1515.2596 | 1493.4181 | 1413.9573 | 1400.6814 | 1267.2304 | 1277.3352 | 1291.1601 | 1279.106 | 1217.1034 | 1445.5817 | 1393.1158 | 1619.9228 | 1570.9334 | 1534.5944 | 1551.5082 | 1578.7504 | 1785.9926 | 1928.9934 | 2043.8075 | 2113.1814 | 2061.1786 | 2020.6328 | 2024.017 | 2192.2144 | 2520.7038 | 2730.5878
NEM | Grid Battery | 41.0126 | 39.5493 | 37.7141 | 36.0226 | 33.4199 | 75.4252 | 77.913 | 75.1794 | 69.1902 | 148.5144 | 329.1975 | 326.3432 | 705.5657 | 666.4965 | 839.0006 | 797.2339 | 787.253 | 742.3748 | 1140.0837 | 1043.7249 | 1006.5881 | 1017.295 | 982.6337 | 919.2056 | 918.6014 | 1071.7503 | 1134.6719
NEM | Pumped Hydro | 5334.265 | 6134.2662 | 6731.9137 | 9208.3096 | 10325.0158 | 10894.2118 | 8900.7958 | 13112.0813 | 10243.9734 | 12780.8657 | 11948.6423 | 11720.3264 | 18755.0397 | 16718.3334 | 14527.7766 | 14938.5052 | 14755.2961 | 14423.1734 | 13633.585 | 12844.0489 | 12370.0596 | 12165.6108 | 11802.0208 | 10344.4698 | 9436.4923 | 8984.7247 | 7603.5282
NEM | VPP | 9.8924 | 14.9405 | 20.5861 | 28.874 | 37.1594 | 44.9558 | 55.4719 | 65.5805 | 75.1414 | 89.8906 | 100.1322 | 107.457 | 118.2599 | 128.6288 | 132.7071 | 141.3491 | 149.4809 | 150.2515 | 159.847 | 161.3265 | 160.2984 | 166.6112 | 168.4264 | 158.9071 | 162.1601 | 164.7625 | 161.4959
Total excluding storage |  | 518566.381 | 479304.116 | 434953.6872 | 384392.7843 | 334457.4341 | 330953.0625 | 293961.1232 | 279129.7623 | 256278.103 | 272548.6242 | 271641.1214 | 269971.6501 | 220473.1405 | 202426.9445 | 199669.1134 | 172250.5886 | 165138.1644 | 137019.3442 | 123514.8714 | 114252.1734 | 113020.8141 | 95204.2265 | 83588.0937 | 85946.8254 | 76793.1953 | 77060.8775 | 77033.7917
Region | Technology | 2023-24 | 2024-25 | 2025-26 | 2026-27 | 2027-28 | 2028-29 | 2029-30 | 2030-31 | 2031-32 | 2032-33 | 2033-34 | 2034-35 | 2035-36 | 2036-37 | 2037-38 | 2038-39 | 2039-40 | 2040-41 | 2041-42 | 2042-43 | 2043-44 | 2044-45 | 2045-46 | 2046-47 | 2047-48 | 2048-49 | 2049-50
NSW1 | Black Coal | 129592.7095 | 114189.0065 | 97773.9665 | 81966.1295 | 55068.809 | 59145.272 | 46368.8095 | 44911.9145 | 42426.819 | 48629.652 | 19596.679 | 18551.292 | 17621.381 | 15862.716 | 15804.581 | 14978.4415 | 13358.756 | 0 | 0 | 0 | 0 | 0 | 0 | 0 | 0 | 0 | 0
NSW1 | Brown Coal | 0 | 0 | 0 | 0 | 0 | 0 | 0 | 0 | 0 | 0 | 0 | 0 | 0 | 0 | 0 | 0 | 0 | 0 | 0 | 0 | 0 | 0 | 0 | 0 | 0 | 0 | 0
NSW1 | CCGT | 26.3591 | 26.5831 | 215.5571 | 178.4471 | 189.1523 | 142.4067 | 43.0051 | 811.429 | 466.427 | 1438.6499 | 6398.3165 | 6389.784 | 5529.3995 | 5499.707 | 6223.6235 | 5061.1965 | 4393.918 | 4000.8538 | 3460.09 | 3953.9625 | 0 | 0 | 0 | 0 | 0 | 0 | 0
NSW1 | Gas - Steam | 0 | 0 | 0 | 0 | 0 | 0 | 0 | 0 | 0 | 0 | 0 | 0 | 0 | 0 | 0 | 0 | 0 | 0 | 0 | 0 | 0 | 0 | 0 | 0 | 0 | 0 | 0
NSW1 | OCGT / Diesel | 16.6299 | 25.6791 | 132.6082 | 39.4585 | 120.6329 | 65.0962 | 5.1345 | 157.766 | 78.1043 | 214.8571 | 1235.4569 | 2458.4153 | 968.0672 | 1536.1513 | 2618.1398 | 1212.4313 | 3327.3877 | 5013.48 | 3002.2368 | 3279.8505 | 6339.1561 | 3157.7691 | 3925.2375 | 4384.9558 | 5510.2627 | 4934.8023 | 6419.1348
NSW1 | Hydro | 15567.3433 | 18019.4842 | 16977.8368 | 15761.8718 | 12001.3009 | 18276.9518 | 13594.3146 | 12928.2616 | 11368.3109 | 10981.2799 | 12092.0878 | 11974.5339 | 10919.3661 | 8621.4731 | 11586.511 | 9274.8965 | 8059.0157 | 7897.3959 | 6662.2096 | 7404.593 | 7333.9164 | 6672.8004 | 5379.5061 | 7132.0644 | 6770.5791 | 6521.6598 | 6220.2048
NSW1 | Hydrogen Turbine | 0 | 0 | 0 | 0 | 0 | 0 | 0 | 0 | 0 | 0 | 0 | 0 | 0 | 0 | 0 | 0 | 0 | 0 | 0 | 0 | 0 | 0 | 0 | 0 | 0 | 0 | 0
NSW1 | Wind | 520.1158 | 734.5453 | 944.1409 | 1195.9917 | 1509.9621 | 1723.8697 | 1746.9314 | 1681.0715 | 1603.7068 | 1527.2856 | 1575.0893 | 1545.9844 | 1614.7694 | 1560.092 | 1530.9006 | 1658.2565 | 1594.2553 | 1452.0244 | 1490.1921 | 1363.6131 | 1281.8221 | 1308.0275 | 1290.5729 | 1358.2761 | 1354.704 | 1293.7939 | 1230.6064
NSW1 | Solar PV | 748.4785 | 678.6908 | 646.3418 | 655.6715 | 658.8911 | 606.226 | 662.8318 | 673.2842 | 646.341 | 619.5173 | 840.8803 | 823.2979 | 991.766 | 945.0989 | 832.5205 | 815.9607 | 843.4625 | 925.7232 | 1016.3159 | 1003.2129 | 952.6605 | 961.3193 | 952.9079 | 861.6749 | 849.9316 | 928.635 | 974.2216
NSW1 | Grid Battery | 2.8186 | 2.5594 | 2.4286 | 2.4001 | 2.1581 | 46.2527 | 51.0753 | 49.5453 | 45.9375 | 125.5795 | 271.0456 | 246.2007 | 242.2889 | 227.6383 | 205.8861 | 188.8832 | 185.2323 | 168.7038 | 331.3052 | 302.9611 | 274.7777 | 307.6723 | 288.8207 | 301.9238 | 289.0298 | 297.8039 | 298.4147
NSW1 | Pumped Hydro | 1392.2828 | 1518.7963 | 1426.4198 | 3057.4285 | 4752.8045 | 6427.7627 | 3994.7623 | 7857.5158 | 5452.2362 | 7596.4888 | 6991.3335 | 7230.4042 | 15120.634 | 13890.3632 | 12703.6927 | 13012.2268 | 12788.5782 | 12360.8145 | 11992.6945 | 10855.4507 | 10548.6141 | 10294.7121 | 10000.8032 | 9001.5744 | 7846.2586 | 7476.4316 | 6221.752
NSW1 | VPP | 2.43 | 4.2798 | 6.6954 | 9.8919 | 12.5386 | 15.2224 | 19.2714 | 23.4767 | 26.4425 | 29.8501 | 32.6809 | 35.1949 | 40.4857 | 43.7547 | 45.2498 | 46.8881 | 49.9814 | 49.5712 | 52.3266 | 52.0943 | 50.5214 | 54.2911 | 53.7952 | 51.3783 | 51.8777 | 54.6308 | 53.5759
Total excluding storage |  | 147869.1674 | 135199.6246 | 118125.9952 | 102867.2905 | 74316.2495 | 86449.0602 | 66486.1359 | 69094.2646 | 62114.3252 | 71163.1603 | 49033.5697 | 49255.1073 | 53048.1579 | 48186.9944 | 51551.1052 | 46249.1811 | 44600.587 | 31868.5669 | 28007.3708 | 28215.7381 | 26781.4683 | 22756.5916 | 21891.6435 | 23091.8478 | 22672.6435 | 21507.7573 | 21417.9101
Region | Technology | 2023-24 | 2024-25 | 2025-26 | 2026-27 | 2027-28 | 2028-29 | 2029-30 | 2030-31 | 2031-32 | 2032-33 | 2033-34 | 2034-35 | 2035-36 | 2036-37 | 2037-38 | 2038-39 | 2039-40 | 2040-41 | 2041-42 | 2042-43 | 2043-44 | 2044-45 | 2045-46 | 2046-47 | 2047-48 | 2048-49 | 2049-50
QLD1 | Black Coal | 157592.4878 | 148754.7735 | 133837.4088 | 115313.8923 | 109276.873 | 107775.3812 | 94679.0629 | 84603.5896 | 77981.0598 | 82786.4631 | 83263.2464 | 79861.484 | 55844.26 | 54226.265 | 45962.241 | 42655.0982 | 40160.915 | 33726.1793 | 32690.0992 | 19599.8402 | 18718.9665 | 16489.0715 | 12792.4777 | 10527.9422 | 9491.3506 | 9354.4711 | 8931.9783
QLD1 | Brown Coal | 0 | 0 | 0 | 0 | 0 | 0 | 0 | 0 | 0 | 0 | 0 | 0 | 0 | 0 | 0 | 0 | 0 | 0 | 0 | 0 | 0 | 0 | 0 | 0 | 0 | 0 | 0
QLD1 | CCGT | 5387.1478 | 5433.2303 | 5632.6382 | 5337.4049 | 4893.589 | 4613.2431 | 4166.9045 | 6072.8661 | 4850.752 | 8038.7335 | 16309.4596 | 17806.6291 | 20549.3446 | 15925.0603 | 16754.0097 | 14207.9289 | 11520.0211 | 9639.3663 | 8329.0535 | 9465.1813 | 9333.6308 | 8127.9522 | 3669.1047 | 2084.2738 | 1985.564 | 1865.6899 | 1800.0036
QLD1 | Gas - Steam | 0 | 0 | 0 | 0 | 0 | 0 | 0 | 0 | 0 | 0 | 0 | 0 | 0 | 0 | 0 | 0 | 0 | 0 | 0 | 0 | 0 | 0 | 0 | 0 | 0 | 0 | 0
QLD1 | OCGT / Diesel | 1.1072 | 0.0027113 | 11.8978 | 17.5315 | 10.4672 | 16.0072 | 0.0026906 | 238.3135 | 47.5885 | 503.297 | 1595.1315 | 2090.6615 | 4341.239 | 6876.3768 | 8724.7514 | 5424.5332 | 7380.0403 | 5987.4262 | 3077.218 | 6184.5562 | 6328.3017 | 6308.5151 | 7578.5525 | 5892.1005 | 6970.7177 | 8004.4424 | 7340.4086
QLD1 | Hydro | 4664.6904 | 4478.8874 | 4355.7983 | 3921.1907 | 3819.5876 | 3653.688 | 3373.449 | 3248.0362 | 3100.8124 | 2934.725 | 2844.6124 | 2689.6336 | 2586.4766 | 2445.3146 | 836.7478 | 812.1727 | 771.5866 | 673.7708 | 608.0087 | 0 | 0 | 0 | 0 | 0 | 0 | 0 | 0
QLD1 | Hydrogen Turbine | 0 | 0 | 0 | 0 | 0 | 0 | 0 | 0 | 0 | 0 | 0 | 0 | 0 | 0 | 0 | 0 | 0 | 0 | 0 | 0 | 0 | 0 | 0 | 0 | 0 | 0 | 0
QLD1 | Wind | 339.5715 | 298.7769 | 317.2773 | 467.9219 | 649.7859 | 758.8898 | 851.5558 | 840.014 | 798.1597 | 746.22 | 704.6251 | 737.4218 | 1002.1879 | 1131.0954 | 1264.6216 | 1184.7844 | 1151.9948 | 1080.2902 | 1164.6205 | 1153.867 | 1083.3041 | 984.178 | 1060.7191 | 1260.9923 | 1193.4307 | 1409.25 | 1297.7179
QLD1 | Solar PV | 640.137 | 603.5537 | 632.0354 | 556.3147 | 547.8583 | 470.8884 | 440.3822 | 451.5822 | 471.2712 | 440.7129 | 456.5403 | 427.8893 | 443.171 | 431.5194 | 495.2896 | 526.6436 | 517.0463 | 624.6811 | 595.8749 | 758.2735 | 786.0521 | 748.0877 | 723.994 | 821.3212 | 947.2157 | 1072.7946 | 1250.7048
QLD1 | Grid Battery | 5.0443 | 4.8544 | 4.4626 | 4.3268 | 4.0608 | 3.9227 | 3.6946 | 3.5939 | 3.3011 | 3.1482 | 41.3554 | 66.1649 | 198.4309 | 187.0034 | 354.4302 | 340.6155 | 336.6676 | 318.6058 | 432.5814 | 414.0619 | 426.3391 | 411.4323 | 395.5234 | 366.7182 | 378.6597 | 392.0027 | 504.5835
QLD1 | Pumped Hydro | 3941.9822 | 4615.4699 | 5305.493 | 6150.8803 | 5572.2105 | 4466.4483 | 4906.0326 | 5254.5645 | 4791.7362 | 5184.3749 | 4938.4697 | 4451.3672 | 3512.1652 | 2705.4262 | 1703.1082 | 1811.684 | 1842.3103 | 1953.0495 | 1530.8914 | 1884.4883 | 1721.4618 | 1776.1609 | 1710.4747 | 1256.995 | 1504.8377 | 1430.2685 | 1311.8361
QLD1 | VPP | 1.1474 | 1.7977 | 2.7537 | 4.2646 | 5.9459 | 8.1151 | 10.7289 | 13.1375 | 16.733 | 21.3184 | 24.4312 | 27.2144 | 30.4347 | 33.4163 | 34.8607 | 38.3573 | 40.563 | 42.4454 | 45.645 | 48.2716 | 49.3941 | 50.1684 | 50.8256 | 48.0426 | 49.2466 | 48.0753 | 49.3233
Total excluding storage |  | 172573.3156 | 164191.3466 | 150099.7651 | 131773.7275 | 124780.3779 | 121766.5837 | 108431.8132 | 100725.6974 | 92061.4139 | 100658.9929 | 110177.8715 | 108158.4657 | 88507.7098 | 83961.4775 | 76130.0603 | 67001.8179 | 63721.1451 | 54045.8144 | 48473.9926 | 39508.5401 | 38447.4501 | 34895.5661 | 27981.6716 | 22258.3858 | 22521.0228 | 23576.9945 | 22486.5563
Region | Technology | 2023-24 | 2024-25 | 2025-26 | 2026-27 | 2027-28 | 2028-29 | 2029-30 | 2030-31 | 2031-32 | 2032-33 | 2033-34 | 2034-35 | 2035-36 | 2036-37 | 2037-38 | 2038-39 | 2039-40 | 2040-41 | 2041-42 | 2042-43 | 2043-44 | 2044-45 | 2045-46 | 2046-47 | 2047-48 | 2048-49 | 2049-50
VIC1 | Black Coal | 0 | 0 | 0 | 0 | 0 | 0 | 0 | 0 | 0 | 0 | 0 | 0 | 0 | 0 | 0 | 0 | 0 | 0 | 0 | 0 | 0 | 0 | 0 | 0 | 0 | 0 | 0
VIC1 | Brown Coal | 107954.2035 | 98851.43 | 96019.3505 | 89397.3595 | 85643.1365 | 58352.705 | 57039.649 | 52223.713 | 47890.455 | 47581.5255 | 46500.1935 | 44616.9685 | 13608.2975 | 13129.1565 | 13446.208 | 12587.423 | 12078.238 | 9832.398 | 9771.212 | 9266.065 | 8712.91 | 5151.692 | 5518.2948 | 7357.6705 | 0 | 0 | 0
VIC1 | CCGT | 0 | 0 | 0 | 0 | 0 | 0 | 0 | 0 | 0 | 0 | 0 | 0 | 0 | 0 | 0 | 0 | 0 | 0 | 0 | 0 | 0 | 0 | 0 | 0 | 0 | 0 | 0
VIC1 | Gas - Steam | 18.3136 | 22.7735 | 23.0432 | 40.4058 | 22.9705 | 162.7914 | 24.6927 | 70.8986 | 33.208 | 86.9429 | 92.5021 | 233.8778 | 960.5334 | 1028.3169 | 1158.2315 | 506.4219 | 0 | 0 | 0 | 0 | 0 | 0 | 0 | 0 | 0 | 0 | 0
VIC1 | OCGT / Diesel | 96.7233 | 130.0908 | 59.5571 | 160.8929 | 115.7528 | 458.0621 | 46.2072 | 212.7199 | 157.5905 | 299.6546 | 211.4549 | 850.5963 | 2190.0614 | 2008.6484 | 3544.3076 | 1338.2812 | 3443.4588 | 2786.8843 | 2228.48 | 1769.9129 | 3226.5743 | 2879.302 | 2877.1728 | 3962.3742 | 2986.4944 | 3729.7055 | 4070.0447
VIC1 | Hydro | 18076.545 | 20740.587 | 20200.835 | 18162.032 | 14392.4617 | 20489.2858 | 16227.3205 | 13267.5398 | 12532.1621 | 10856.0527 | 12619.9425 | 12278.277 | 11113.8838 | 8834.9599 | 12621.8797 | 9973.8412 | 8170.9235 | 7715.9992 | 6681.4332 | 7776.7188 | 7594.8103 | 6839.6964 | 5421.4995 | 7743.5312 | 7354.9267 | 6971.2841 | 6590.0937
VIC1 | Hydrogen Turbine | 0 | 0 | 0 | 0 | 0 | 0 | 0 | 0 | 0 | 0 | 0 | 0 | 0 | 0 | 0 | 0 | 0 | 0 | 0 | 0 | 0 | 0 | 0 | 0 | 0 | 0 | 0
VIC1 | Wind | 861.7483 | 805.1209 | 909.8329 | 866.1016 | 951.2148 | 856.2387 | 834.2247 | 767.7478 | 836.4413 | 690.6375 | 667.4139 | 705.3209 | 1043.2757 | 1086.765 | 1110.47 | 1155.4724 | 1045.461 | 1135.7939 | 972.2035 | 1065.7173 | 993.4621 | 959.9381 | 901.7599 | 892.0019 | 932.5 | 840.1386 | 864.541
VIC1 | Solar PV | 169.312 | 146.0915 | 132.1929 | 127.3855 | 121.279 | 120.7356 | 110.4398 | 106.1721 | 102.4848 | 100.4136 | 95.2077 | 89.6162 | 120.4657 | 114.9836 | 97.4356 | 106.4551 | 117.8911 | 143.156 | 164.0305 | 147.3325 | 199.7101 | 200.4903 | 189.7895 | 189.0858 | 240.2893 | 313.8278 | 287.8914
VIC1 | Grid Battery | 16.0599 | 15.5539 | 15.3581 | 14.6235 | 13.5458 | 12.6449 | 11.4184 | 11.0839 | 9.7831 | 10.0891 | 7.5869 | 6.6353 | 184.0641 | 173.0794 | 154.8224 | 151.3698 | 152.5916 | 149.7986 | 182.1957 | 160.2459 | 147.2821 | 145.4901 | 142.2218 | 119.9471 | 126.5139 | 224.3891 | 198.7244
VIC1 | Pumped Hydro | 0 | 0 | 0.00022492 | 0.00022659 | 0.00022997 | 0.00022327 | 0.00022034 | 0.00024159 | 0.00023534 | 0.00028937 | 0.00036262 | 0.00035054 | 0.00037115 | 0.00036348 | 0.00033919 | 0.00032582 | 0.00032592 | 0.00031376 | 0.00055508 | 0.00051722 | 0.00049787 | 0.00064762 | 0.00061413 | 0.00054854 | 0.00054143 | 0.0010137 | 0.0011281
VIC1 | VPP | 1.2462 | 2.0534 | 3.1299 | 5.0961 | 7.6879 | 9.6043 | 11.8226 | 14.1028 | 15.5715 | 20.3707 | 23.1015 | 24.6414 | 26.183 | 28.8357 | 29.5198 | 32.688 | 35.0533 | 35.0075 | 37.9849 | 37.424 | 37.6421 | 39.4152 | 40.4 | 37.5123 | 39.4953 | 40.0216 | 37.396
Total excluding storage |  | 127194.1519 | 120713.7011 | 117363.2998 | 108773.8971 | 101268.0491 | 80462.0681 | 74305.7752 | 66673.9783 | 61577.6965 | 59645.6869 | 60217.4033 | 58805.9339 | 29246.7649 | 26404.7457 | 32162.875 | 25851.953 | 25043.6176 | 21799.0377 | 20037.5404 | 20223.4169 | 20912.3915 | 16216.0248 | 15091.139 | 20302.1235 | 11680.2202 | 12119.3676 | 12048.6923
Region | Technology | 2023-24 | 2024-25 | 2025-26 | 2026-27 | 2027-28 | 2028-29 | 2029-30 | 2030-31 | 2031-32 | 2032-33 | 2033-34 | 2034-35 | 2035-36 | 2036-37 | 2037-38 | 2038-39 | 2039-40 | 2040-41 | 2041-42 | 2042-43 | 2043-44 | 2044-45 | 2045-46 | 2046-47 | 2047-48 | 2048-49 | 2049-50
SA1 | Black Coal | 0 | 0 | 0 | 0 | 0 | 0 | 0 | 0 | 0 | 0 | 0 | 0 | 0 | 0 | 0 | 0 | 0 | 0 | 0 | 0 | 0 | 0 | 0 | 0 | 0 | 0 | 0
SA1 | Brown Coal | 0 | 0 | 0 | 0 | 0 | 0 | 0 | 0 | 0 | 0 | 0 | 0 | 0 | 0 | 0 | 0 | 0 | 0 | 0 | 0 | 0 | 0 | 0 | 0 | 0 | 0 | 0
SA1 | CCGT | 4461.754 | 3721.8638 | 3716.9435 | 459.881 | 275.7849 | 1211.0404 | 422.9083 | 728.9839 | 375.1754 | 2011.2494 | 4664.41 | 6070.21 | 5327.318 | 5235.7605 | 0 | 0 | 0 | 0 | 0 | 0 | 0 | 0 | 0 | 0 | 0 | 0 | 0
SA1 | Gas - Steam | 89.5633 | 103.6827 | 130.0688 | 0 | 0 | 0 | 0 | 0 | 0 | 0 | 0 | 0 | 0 | 0 | 0 | 0 | 0 | 0 | 0 | 0 | 0 | 0 | 0 | 0 | 0 | 0 | 0
SA1 | OCGT / Diesel | 680.8657 | 856.1142 | 859.4387 | 245.9762 | 194.6836 | 654.3935 | 121.1439 | 349.4502 | 176.2348 | 802.9804 | 2478.3487 | 4486.8692 | 3648.8413 | 3663.6421 | 5240.4268 | 3907.2979 | 4478.8788 | 3459.5388 | 2904.0959 | 2894.2292 | 4156.3506 | 1371.818 | 1498.1731 | 1414.5996 | 1296.7622 | 1547.5558 | 1839.4077
SA1 | Hydro | 0 | 0 | 0 | 0 | 0 | 0 | 0 | 0 | 0 | 0 | 0 | 0 | 0 | 0 | 0 | 0 | 0 | 0 | 0 | 0 | 0 | 0 | 0 | 0 | 0 | 0 | 0
SA1 | Hydrogen Turbine | 0 | 0 | 0 | 0 | 0 | 0 | 0 | 0 | 0 | 0 | 0 | 0 | 0 | 0 | 0 | 0 | 0 | 0 | 0 | 0 | 0 | 0 | 0 | 0 | 0 | 0 | 0
SA1 | Wind | 565.2094 | 538.3489 | 491.4647 | 516.6135 | 489.8514 | 438.8426 | 398.6064 | 365.0308 | 371.9334 | 316.1648 | 437.2528 | 396.9675 | 551.0742 | 523.9562 | 518.3452 | 493.9008 | 448.0742 | 515.1191 | 455.8118 | 443.1147 | 366.4915 | 421.4554 | 388.6732 | 430.3812 | 471.6961 | 483.2817 | 496.2501
SA1 | Solar PV | 101.2375 | 86.9235 | 82.8481 | 74.5856 | 72.653 | 69.3804 | 63.6813 | 60.1216 | 59.009 | 56.4596 | 52.9534 | 52.3124 | 64.5199 | 79.3315 | 109.3485 | 102.4488 | 100.3505 | 92.4323 | 152.7719 | 134.9886 | 174.7587 | 151.2812 | 153.9413 | 151.935 | 154.7776 | 205.4464 | 217.7698
SA1 | Grid Battery | 17.0898 | 16.5814 | 15.4646 | 14.6719 | 13.6551 | 12.6047 | 11.7244 | 10.956 | 10.1682 | 9.6972 | 9.2093 | 7.342 | 80.7814 | 78.775 | 123.8613 | 116.3649 | 112.761 | 105.2659 | 194.0007 | 166.4555 | 158.1887 | 152.6998 | 156.0672 | 130.616 | 124.3975 | 157.5541 | 132.9485
SA1 | Pumped Hydro | 0 | 0 | 0.00019169 | 0.00018845 | 0.00018533 | 0.00018971 | 0.00018398 | 0.00019348 | 0.00018789 | 0.00022836 | 0.00024369 | 0.00027851 | 0.00036519 | 0.00035963 | 0.00034195 | 0.000327 | 0.00031665 | 0.00030878 | 0.00031731 | 0.00029535 | 0.00029267 | 0.00033934 | 0.00032843 | 0.00030047 | 0.00031613 | 0.0003151 | 0.00031135
SA1 | VPP | 5.0551 | 6.7512 | 7.8672 | 9.3639 | 10.5568 | 11.5268 | 12.621 | 13.6551 | 14.8826 | 16.3539 | 17.8152 | 18.2419 | 19.2665 | 20.6044 | 20.8528 | 21.1846 | 21.3282 | 20.5764 | 21.39 | 20.9613 | 20.1788 | 20.2069 | 20.7204 | 19.5103 | 19.0528 | 19.3351 | 18.6812
Total excluding storage |  | 5920.7749 | 5330.2657 | 5304.0958 | 1321.0922 | 1057.185 | 2397.7886 | 1030.6856 | 1528.1978 | 1007.4035 | 3212.9055 | 7659.9896 | 11031.9432 | 9691.8016 | 9602.07 | 6012.8351 | 4641.1973 | 5161.393 | 4192.9328 | 3728.0707 | 3659.7496 | 4875.9685 | 2117.4617 | 2217.5756 | 2147.0424 | 2066.6866 | 2413.1733 | 2705.0576
Region | Technology | 2023-24 | 2024-25 | 2025-26 | 2026-27 | 2027-28 | 2028-29 | 2029-30 | 2030-31 | 2031-32 | 2032-33 | 2033-34 | 2034-35 | 2035-36 | 2036-37 | 2037-38 | 2038-39 | 2039-40 | 2040-41 | 2041-42 | 2042-43 | 2043-44 | 2044-45 | 2045-46 | 2046-47 | 2047-48 | 2048-49 | 2049-50
TAS1 | Black Coal | 0 | 0 | 0 | 0 | 0 | 0 | 0 | 0 | 0 | 0 | 0 | 0 | 0 | 0 | 0 | 0 | 0 | 0 | 0 | 0 | 0 | 0 | 0 | 0 | 0 | 0 | 0
TAS1 | Brown Coal | 0 | 0 | 0 | 0 | 0 | 0 | 0 | 0 | 0 | 0 | 0 | 0 | 0 | 0 | 0 | 0 | 0 | 0 | 0 | 0 | 0 | 0 | 0 | 0 | 0 | 0 | 0
TAS1 | CCGT | 0 | 0 | 0 | 0 | 0 | 0 | 0 | 0 | 0 | 0 | 0 | 0 | 0 | 0 | 0 | 0 | 0 | 0 | 0 | 0 | 0 | 0 | 0 | 0 | 0 | 0 | 0
TAS1 | Gas - Steam | 0 | 0 | 0 | 0 | 0 | 0 | 0 | 0 | 0 | 0 | 0 | 0 | 0 | 0 | 0 | 0 | 0 | 0 | 0 | 0 | 0 | 0 | 0 | 0 | 0 | 0 | 0
TAS1 | OCGT / Diesel | 0.00073418 | 0.00094279 | 0.00093394 | 0.00092917 | 0.00092293 | 0.0009293 | 0.00094832 | 3.1457 | 0.37219 | 14.3871 | 0.0012202 | 24.5404 | 60.6729 | 16.0527 | 82.9158 | 8.5401 | 25.0647 | 6.4822 | 16.3753 | 5.7118 | 10.5895 | 13.724 | 5.9695 | 1.8429 | 11.3692 | 42.3008 | 17.2523
TAS1 | Hydro | 64845.4338 | 53620.3315 | 43757.1939 | 39320.6026 | 32677.5169 | 39545.8489 | 43328.1047 | 40721.5012 | 39080.0553 | 37430.1115 | 44110.893 | 42202.7711 | 39257.2424 | 33561.0178 | 33063.5612 | 27883.5181 | 25998.2487 | 24516.8201 | 22700.0049 | 22135.369 | 21499.9488 | 18732.0962 | 15909.6332 | 17689.3414 | 17412.9637 | 17002.5338 | 17959.0649
TAS1 | Hydrogen Turbine | 0 | 0 | 0 | 0 | 0 | 0 | 0 | 0 | 0 | 0 | 0 | 0 | 0 | 0 | 0 | 0 | 0 | 0 | 0 | 0 | 0 | 0 | 0 | 0 | 0 | 0 | 0
TAS1 | Wind | 163.523 | 248.7871 | 303.196 | 335.915 | 357.6236 | 331.2242 | 377.5789 | 381.7681 | 435.3237 | 421.3807 | 420.4507 | 452.1695 | 536.6608 | 570.0249 | 542.5614 | 497.5559 | 461.1458 | 477.7296 | 439.0173 | 396.9631 | 390.4517 | 375.495 | 397.0336 | 367.8779 | 340.4059 | 318.0267 | 326.7994
TAS1 | Solar PV | 0 | 1.4422e-05 | 1.3166e-05 | 1.3804e-05 | 1.5324e-05 | 1.2956e-05 | 1.3997e-05 | 1.7052e-05 | 1.6022e-05 | 1.9564e-05 | 2.6285e-05 | 2.8275e-05 | 6.0064e-05 | 5.5502e-05 | 4.5475e-05 | 4.3608e-05 | 4.3711e-05 | 3.9564e-05 | 4.1603e-05 | 4.539e-05 | 7.1482e-05 | 0.00010851 | 9.8106e-05 | 8.0921e-05 | 8.9913e-05 | 9.2749e-05 | 7.605e-05
TAS1 | Grid Battery | 0 | 0.00020672 | 0.00022853 | 0.00022613 | 0.00021657 | 0.00020522 | 0.00021816 | 0.00021724 | 0.00022428 | 0.00033844 | 0.00034277 | 0.00033859 | 0.00039937 | 0.0003882 | 0.00050172 | 0.00048605 | 0.00048292 | 0.00064172 | 0.00061055 | 0.00059748 | 0.0005827 | 0.00052582 | 0.00050242 | 0.0004719 | 0.00050102 | 0.00050865 | 0.00064439
TAS1 | Pumped Hydro | 0 | 0 | 0.00043334 | 0.00044209 | 0.00045099 | 0.00044792 | 0.00049585 | 0.00054298 | 0.00059 | 0.001516 | 18.8385 | 38.5543 | 122.2398 | 122.5433 | 120.9749 | 114.5938 | 124.4069 | 109.3088 | 109.9982 | 104.1091 | 99.9829 | 94.7369 | 90.7419 | 85.8996 | 85.3951 | 78.0233 | 69.9387
TAS1 | VPP | 0.013771 | 0.058313 | 0.13982 | 0.25759 | 0.43034 | 0.48714 | 1.0279 | 1.2083 | 1.5118 | 1.9975 | 2.1035 | 2.1643 | 1.89 | 2.0177 | 2.2239 | 2.231 | 2.555 | 2.651 | 2.5006 | 2.5753 | 2.5621 | 2.5295 | 2.6852 | 2.4636 | 2.4877 | 2.6997 | 2.5194
Total excluding storage |  | 65008.9713 | 53869.178 | 44060.5313 | 39656.7768 | 33035.5725 | 39877.5618 | 43706.7132 | 41107.6241 | 39517.2638 | 37867.8786 | 44552.2873 | 42720.2 | 39978.7063 | 34271.6569 | 33812.2378 | 28506.4394 | 26611.4217 | 25112.9924 | 23267.8969 | 22644.7288 | 22003.5357 | 19218.5822 | 16406.064 | 18147.4259 | 17852.6222 | 17443.5848 | 18375.5754
Explicitly modelled pumping
Region | Technology | 2023-24 | 2024-25 | 2025-26 | 2026-27 | 2027-28 | 2028-29 | 2029-30 | 2030-31 | 2031-32 | 2032-33 | 2033-34 | 2034-35 | 2035-36 | 2036-37 | 2037-38 | 2038-39 | 2039-40 | 2040-41 | 2041-42 | 2042-43 | 2043-44 | 2044-45 | 2045-46 | 2046-47 | 2047-48 | 2048-49 | 2049-50
NEM | Grid Battery pump | 48.5896 | 46.9427 | 44.7931 | 42.7432 | 39.7546 | 36.9022 | 34.1315 | 32.529 | 29.6056 | 28.9522 | 24.8578 | 21.1286 | 19.3816 | 17.0803 | 15.2944 | 14.5769 | 13.8566 | 12.7177 | 7.8135 | 7.3317 | 3.3865 | 3.2437 | 3.0344 | 2.6765 | 2.5541 | 2.4366 | 2.3177
NEM | Pumped Hydro Pump | 13633.0307 | 14762.177 | 13445.3818 | 18585.1702 | 19459.583 | 16631.7092 | 18305.9872 | 21228.6898 | 19733.0716 | 21868.2327 | 20566.3206 | 19103.8329 | 28357.4494 | 26627.5868 | 21642.5399 | 23471.9967 | 22884.2151 | 22317.3435 | 20391.6917 | 20201.5903 | 18219.0671 | 18571.9878 | 18190.7723 | 15135.6723 | 13696.06 | 13057.2254 | 11234.4136
NEM | VPP pump | 11.6146 | 17.5771 | 24.2317 | 33.9559 | 43.7753 | 52.8379 | 65.3382 | 77.0804 | 88.5968 | 105.6255 | 117.8006 | 126.4493 | 139.0648 | 151.3443 | 156.3046 | 166.5221 | 175.4746 | 177.2426 | 187.6954 | 190.0206 | 188.3081 | 196.0107 | 198.5526 | 186.6754 | 191.0126 | 193.6147 | 189.9174
Region | Technology | 2023-24 | 2024-25 | 2025-26 | 2026-27 | 2027-28 | 2028-29 | 2029-30 | 2030-31 | 2031-32 | 2032-33 | 2033-34 | 2034-35 | 2035-36 | 2036-37 | 2037-38 | 2038-39 | 2039-40 | 2040-41 | 2041-42 | 2042-43 | 2043-44 | 2044-45 | 2045-46 | 2046-47 | 2047-48 | 2048-49 | 2049-50
NSW1 | Grid Battery pump | 3.3475 | 3.0458 | 2.8894 | 2.8555 | 2.5654 | 2.3494 | 2.2017 | 2.1687 | 1.9452 | 1.758 | 1.586 | 1.4376 | 1.4304 | 0 | 0 | 0 | 0 | 0 | 0 | 0 | 0 | 0 | 0 | 0 | 0 | 0 | 0
NSW1 | Pumped Hydro Pump | 8010.6247 | 8248.2972 | 6117.7906 | 10100.1707 | 11762.4877 | 10466.1106 | 11532.6444 | 13964.9328 | 13105.3351 | 14736.9824 | 14005.7422 | 13181.8999 | 23730.6768 | 23094.294 | 19434.6347 | 21147.9621 | 20511.0762 | 19764.945 | 18424.9991 | 17802.7761 | 16041.7968 | 16297.3735 | 15993.5968 | 13795.6575 | 12052.228 | 11537.6989 | 9892.1564
NSW1 | VPP pump | 2.8522 | 5.0353 | 7.8773 | 11.638 | 14.7582 | 17.9032 | 22.678 | 27.6162 | 31.1857 | 35.0439 | 38.4591 | 41.4454 | 47.587 | 51.4791 | 53.2994 | 55.2636 | 58.6465 | 58.4919 | 61.3954 | 61.3085 | 59.4237 | 63.8758 | 63.4639 | 60.2776 | 61.1467 | 64.1656 | 63.0345
Region | Technology | 2023-24 | 2024-25 | 2025-26 | 2026-27 | 2027-28 | 2028-29 | 2029-30 | 2030-31 | 2031-32 | 2032-33 | 2033-34 | 2034-35 | 2035-36 | 2036-37 | 2037-38 | 2038-39 | 2039-40 | 2040-41 | 2041-42 | 2042-43 | 2043-44 | 2044-45 | 2045-46 | 2046-47 | 2047-48 | 2048-49 | 2049-50
QLD1 | Grid Battery pump | 5.9894 | 5.779 | 5.3225 | 5.1409 | 4.8342 | 4.6697 | 4.3983 | 4.2783 | 3.9396 | 3.7376 | 3.3697 | 3.1215 | 2.9199 | 2.7991 | 2.5144 | 2.4114 | 2.2809 | 2.177 | 2.0967 | 1.9792 | 1.8599 | 1.7705 | 1.6971 | 1.4901 | 1.4647 | 1.3676 | 1.3455
QLD1 | Pumped Hydro Pump | 5622.406 | 6513.8798 | 7327.5912 | 8484.9995 | 7697.0953 | 6165.5986 | 6773.3428 | 7263.757 | 6627.7365 | 7131.2503 | 6560.5784 | 5921.933 | 4626.7726 | 3533.2928 | 2207.9052 | 2324.0346 | 2373.1389 | 2552.3985 | 1966.6926 | 2398.8142 | 2177.2703 | 2274.6143 | 2197.1756 | 1340.0148 | 1643.832 | 1519.5265 | 1342.2572
QLD1 | VPP pump | 1.3463 | 2.1151 | 3.2476 | 5.0095 | 6.9954 | 9.5476 | 12.6228 | 15.4566 | 19.7345 | 25.0337 | 28.7445 | 32.0352 | 35.7903 | 39.3147 | 41.1288 | 45.0727 | 47.6663 | 50.0327 | 53.6935 | 56.7993 | 58.0395 | 59.0105 | 59.7999 | 56.6278 | 57.8361 | 56.6549 | 57.939
Region | Technology | 2023-24 | 2024-25 | 2025-26 | 2026-27 | 2027-28 | 2028-29 | 2029-30 | 2030-31 | 2031-32 | 2032-33 | 2033-34 | 2034-35 | 2035-36 | 2036-37 | 2037-38 | 2038-39 | 2039-40 | 2040-41 | 2041-42 | 2042-43 | 2043-44 | 2044-45 | 2045-46 | 2046-47 | 2047-48 | 2048-49 | 2049-50
VIC1 | Grid Battery pump | 19.0786 | 18.5179 | 18.2971 | 17.3956 | 16.1666 | 15.0137 | 13.6299 | 13.1594 | 11.6793 | 12.0026 | 9.0101 | 7.897 | 6.7941 | 6.3336 | 5.5084 | 5.3558 | 5.2052 | 4.7562 | 0 | 0 | 0 | 0 | 0 | 0 | 0 | 0 | 0
VIC1 | Pumped Hydro Pump | 0 | 0 | 0 | 0 | 0 | 0 | 0 | 0 | 0 | 0 | 0 | 0 | 0 | 0 | 0 | 0 | 0 | 0 | 0 | 0 | 0 | 0 | 0 | 0 | 0 | 0 | 0
VIC1 | VPP pump | 1.4628 | 2.4159 | 3.6897 | 5.9884 | 9.0644 | 11.2803 | 13.9417 | 16.5602 | 18.365 | 23.9718 | 27.1686 | 28.9546 | 30.803 | 33.9263 | 34.7337 | 38.5662 | 41.1319 | 41.3095 | 44.5693 | 44.1627 | 44.1563 | 46.3738 | 47.6713 | 43.9963 | 46.6078 | 46.9476 | 44.0002
Region | Technology | 2023-24 | 2024-25 | 2025-26 | 2026-27 | 2027-28 | 2028-29 | 2029-30 | 2030-31 | 2031-32 | 2032-33 | 2033-34 | 2034-35 | 2035-36 | 2036-37 | 2037-38 | 2038-39 | 2039-40 | 2040-41 | 2041-42 | 2042-43 | 2043-44 | 2044-45 | 2045-46 | 2046-47 | 2047-48 | 2048-49 | 2049-50
SA1 | Grid Battery pump | 20.1741 | 19.6 | 18.284 | 17.3512 | 16.1884 | 14.8693 | 13.9016 | 12.9226 | 12.0415 | 11.454 | 10.8921 | 8.6726 | 8.2372 | 7.9477 | 7.2716 | 6.8096 | 6.3706 | 5.7845 | 5.7169 | 5.3525 | 1.5266 | 1.4733 | 1.3373 | 1.1865 | 1.0893 | 1.069 | 0.97216
SA1 | Pumped Hydro Pump | 0 | 0 | 0 | 0 | 0 | 0 | 0 | 0 | 0 | 0 | 0 | 0 | 0 | 0 | 0 | 0 | 0 | 0 | 0 | 0 | 0 | 0 | 0 | 0 | 0 | 0 | 0
SA1 | VPP pump | 5.9373 | 7.9423 | 9.2527 | 11.0169 | 12.449 | 13.533 | 14.8855 | 16.0291 | 17.5282 | 19.2251 | 20.9591 | 21.4608 | 22.6678 | 24.2419 | 24.5342 | 24.9934 | 25.0249 | 24.2786 | 25.0968 | 24.718 | 23.6854 | 23.7744 | 24.4461 | 22.8873 | 22.4828 | 22.6825 | 21.9794
Region | Technology | 2023-24 | 2024-25 | 2025-26 | 2026-27 | 2027-28 | 2028-29 | 2029-30 | 2030-31 | 2031-32 | 2032-33 | 2033-34 | 2034-35 | 2035-36 | 2036-37 | 2037-38 | 2038-39 | 2039-40 | 2040-41 | 2041-42 | 2042-43 | 2043-44 | 2044-45 | 2045-46 | 2046-47 | 2047-48 | 2048-49 | 2049-50
TAS1 | Grid Battery pump | 0 | 0 | 0 | 0 | 0 | 0 | 0 | 0 | 0 | 0 | 0 | 0 | 0 | 0 | 0 | 0 | 0 | 0 | 0 | 0 | 0 | 0 | 0 | 0 | 0 | 0 | 0
TAS1 | Pumped Hydro Pump | 0 | 0 | 0 | 0 | 0 | 0 | 0 | 0 | 0 | 0 | 0 | 0 | 0 | 0 | 0 | 0 | 0 | 0 | 0 | 0 | 0 | 0 | 0 | 0 | 0 | 0 | 0
TAS1 | VPP pump | 0.016069 | 0.0685 | 0.16437 | 0.30308 | 0.50831 | 0.57371 | 1.2102 | 1.4184 | 1.7834 | 2.3509 | 2.4694 | 2.5534 | 2.2167 | 2.3822 | 2.6085 | 2.6262 | 3.0049 | 3.1299 | 2.9404 | 3.0321 | 3.0032 | 2.9762 | 3.1715 | 2.8865 | 2.9392 | 3.1641 | 2.9643

## Option 3A_FOM Cost
FOM cost by technology ($000s) - Option 3A, Progressive Change Scenario
FOM | Real June 2021 dollars discounted to 1 July 2021. For new entrant capacity, the FOM is incurred annually in modelling. For existing capacity, FOM is considered to be a sunk cost, since the fixed retirement dates are assumed to be the same in the Base Case and the option case.
Explicitly modelled generation
Region | Technology | 2023-24 | 2024-25 | 2025-26 | 2026-27 | 2027-28 | 2028-29 | 2029-30 | 2030-31 | 2031-32 | 2032-33 | 2033-34 | 2034-35 | 2035-36 | 2036-37 | 2037-38 | 2038-39 | 2039-40 | 2040-41 | 2041-42 | 2042-43 | 2043-44 | 2044-45 | 2045-46 | 2046-47 | 2047-48 | 2048-49 | 2049-50
NEM | Black Coal | 0 | 0 | 0 | 0 | 0 | 0 | 0 | 0 | 0 | 0 | 0 | 0 | 0 | 0 | 0 | 0 | 0 | 0 | 0 | 0 | 0 | 0 | 0 | 0 | 0 | 0 | 0
NEM | Brown Coal | 0 | 0 | 0 | 0 | 0 | 0 | 0 | 0 | 0 | 0 | 0 | 0 | 0 | 0 | 0 | 0 | 0 | 0 | 0 | 0 | 0 | 0 | 0 | 0 | 0 | 0 | 0
NEM | CCGT | 0 | 0 | 0 | 0 | 0 | 0 | 0 | 0 | 0 | 0 | 0 | 0 | 0 | 0 | 0 | 0 | 0 | 0 | 0 | 0 | 0 | 0 | 0 | 0 | 0 | 0 | 0
NEM | Gas - Steam | 0 | 0 | 0 | 0 | 0 | 0 | 0 | 0 | 0 | 0 | 0 | 0 | 0 | 0 | 0 | 0 | 0 | 0 | 0 | 0 | 0 | 0 | 0 | 0 | 0 | 0 | 0
NEM | OCGT / Diesel | 0 | 2299.4404 | 5550.3595 | 5261.0043 | 5552.4645 | 5248.2353 | 4974.6308 | 7953.0331 | 7558.519 | 7883.9481 | 10201.9043 | 15276.5676 | 19344.3272 | 18284.4162 | 17331.2015 | 16427.6791 | 15612.7758 | 14757.3233 | 14415.0525 | 13663.5569 | 14884.0032 | 21611.1492 | 20484.5017 | 24145.0442 | 22947.317 | 32052.2953 | 34596.1619
NEM | Hydro | 0 | 0 | 0 | 0 | 0 | 0 | 0 | 0 | 0 | 0 | 0 | 0 | 0 | 0 | 0 | 0 | 0 | 0 | 0 | 0 | 0 | 0 | 0 | 0 | 0 | 0 | 0
NEM | Hydrogen Turbine | 0 | 0 | 0 | 0 | 0 | 0 | 0 | 0 | 0 | 0 | 0 | 0 | 0 | 0 | 0 | 0 | 0 | 0 | 0 | 0 | 0 | 0 | 0 | 0 | 0 | 0 | 0
NEM | Wind | 0 | 21556.9946 | 54656.1609 | 91036.0647 | 125380.2837 | 157367.7506 | 183122.0061 | 175653.4975 | 169213.6988 | 162091.2037 | 182580.5452 | 193072.6222 | 258619.4215 | 270845.4413 | 303422.7079 | 316884.7749 | 304381.0621 | 306390.9032 | 312359.1913 | 318565.8242 | 313809.847 | 305493.5351 | 307396.7895 | 343912.5265 | 350217.523 | 366692.4632 | 358530.146
NEM | Solar PV | 0 | 0.028649 | 0.041189 | 0.055154 | 531.2358 | 3959.9303 | 10917.0006 | 10347.8701 | 9834.5598 | 9295.7109 | 30911.3536 | 32611.4323 | 47319.7823 | 48588.8178 | 70433.7673 | 66762.3803 | 64561.9592 | 86059.0602 | 102424.2659 | 119770.7923 | 138988.4038 | 132509.4048 | 133199.4666 | 168300.7201 | 179077.7173 | 202884.1768 | 225314.5637
NEM | Grid Battery | 0 | 0.054151 | 0.0758 | 0.073338 | 0.15551 | 2373.1658 | 2671.1993 | 2531.949 | 2406.3516 | 7396.3272 | 19433.5231 | 19917.8452 | 43251.797 | 40881.9533 | 54582.5843 | 51737.0475 | 49170.6059 | 48164.7578 | 72243.3241 | 68477.0852 | 67353.2201 | 65293.1508 | 61889.2433 | 65487.684 | 63636.4254 | 74206.7229 | 78816.1588
NEM | Pumped Hydro | 0 | 0 | 7708.1838 | 7306.3373 | 17649.0198 | 19635.5395 | 19136.8024 | 18139.1576 | 17239.3571 | 16294.8159 | 20589.5644 | 20257.8087 | 23975.9259 | 22662.2413 | 21636.5188 | 20508.5488 | 19491.212 | 18423.2531 | 18039.7251 | 18220.5591 | 17316.7196 | 18038.8573 | 17098.4431 | 23154.736 | 22006.135 | 22615.4673 | 21436.4678
NEM | VPP | 0 | 0 | 0 | 0 | 0 | 0 | 0 | 0 | 0 | 0 | 0 | 0 | 0 | 0 | 0 | 0 | 0 | 0 | 0 | 0 | 0 | 0 | 0 | 0 | 0 | 0 | 0
Total excluding storage |  | 0 | 23856.5178 | 67914.8212 | 103603.5348 | 149113.1593 | 188584.6214 | 220821.6392 | 214625.5072 | 206252.4863 | 202962.0058 | 263716.8907 | 281136.276 | 392511.254 | 401262.8699 | 467406.7798 | 472320.4306 | 453217.6149 | 473795.2976 | 519481.5588 | 538697.8177 | 552352.1936 | 542946.0972 | 540068.4443 | 625000.7108 | 637885.1177 | 698451.1256 | 718693.4982
Region | Technology | 2023-24 | 2024-25 | 2025-26 | 2026-27 | 2027-28 | 2028-29 | 2029-30 | 2030-31 | 2031-32 | 2032-33 | 2033-34 | 2034-35 | 2035-36 | 2036-37 | 2037-38 | 2038-39 | 2039-40 | 2040-41 | 2041-42 | 2042-43 | 2043-44 | 2044-45 | 2045-46 | 2046-47 | 2047-48 | 2048-49 | 2049-50
NSW1 | Black Coal | 0 | 0 | 0 | 0 | 0 | 0 | 0 | 0 | 0 | 0 | 0 | 0 | 0 | 0 | 0 | 0 | 0 | 0 | 0 | 0 | 0 | 0 | 0 | 0 | 0 | 0 | 0
NSW1 | Brown Coal | 0 | 0 | 0 | 0 | 0 | 0 | 0 | 0 | 0 | 0 | 0 | 0 | 0 | 0 | 0 | 0 | 0 | 0 | 0 | 0 | 0 | 0 | 0 | 0 | 0 | 0 | 0
NSW1 | CCGT | 0 | 0 | 0 | 0 | 0 | 0 | 0 | 0 | 0 | 0 | 0 | 0 | 0 | 0 | 0 | 0 | 0 | 0 | 0 | 0 | 0 | 0 | 0 | 0 | 0 | 0 | 0
NSW1 | Gas - Steam | 0 | 0 | 0 | 0 | 0 | 0 | 0 | 0 | 0 | 0 | 0 | 0 | 0 | 0 | 0 | 0 | 0 | 0 | 0 | 0 | 0 | 0 | 0 | 0 | 0 | 0 | 0
NSW1 | OCGT / Diesel | 0 | 2299.4344 | 5550.3539 | 5260.9989 | 5552.4593 | 5248.2299 | 4974.6255 | 7953.0273 | 7558.5133 | 7883.9424 | 10201.8928 | 9670.0406 | 9190.3533 | 8686.797 | 8233.9308 | 7804.6737 | 7417.5189 | 7011.0995 | 6645.592 | 6299.1393 | 5986.6673 | 5658.6469 | 5363.6463 | 5405.7142 | 5137.561 | 7430.594 | 8135.8693
NSW1 | Hydro | 0 | 0 | 0 | 0 | 0 | 0 | 0 | 0 | 0 | 0 | 0 | 0 | 0 | 0 | 0 | 0 | 0 | 0 | 0 | 0 | 0 | 0 | 0 | 0 | 0 | 0 | 0
NSW1 | Hydrogen Turbine | 0 | 0 | 0 | 0 | 0 | 0 | 0 | 0 | 0 | 0 | 0 | 0 | 0 | 0 | 0 | 0 | 0 | 0 | 0 | 0 | 0 | 0 | 0 | 0 | 0 | 0 | 0
NSW1 | Wind | 0 | 16261.914 | 36761.6065 | 61031.143 | 80914.6938 | 99958.484 | 114289.9879 | 108331.7423 | 102957.8907 | 97316.6397 | 107486.1974 | 107619.255 | 108852.4875 | 106634.13 | 105179.4582 | 122808.3538 | 117242.4039 | 115509.5624 | 118963.1445 | 113080.3732 | 113001.2511 | 110749.6056 | 110649.6442 | 114159.3542 | 120899.3178 | 119880.9973 | 121324.6942
NSW1 | Solar PV | 0 | 0.0087353 | 0.012372 | 0.019299 | 531.1974 | 3959.8914 | 10916.9564 | 10347.8262 | 9834.5172 | 9295.6667 | 30911.3059 | 32611.3762 | 42952.111 | 41019.8853 | 45072.5346 | 42722.7819 | 40603.4968 | 50166.376 | 60444.8177 | 62932.6969 | 65040.154 | 61776.76 | 63390.7731 | 68884.9688 | 67173.7635 | 69863.4575 | 76961.5431
NSW1 | Grid Battery | 0 | 0.028424 | 0.048844 | 0.047086 | 0.13052 | 2373.1411 | 2671.1746 | 2531.9214 | 2406.3245 | 7396.2767 | 17029.0766 | 16141.3065 | 15340.6109 | 14500.0715 | 13744.1503 | 13027.631 | 12381.3893 | 11702.9962 | 21115.4388 | 20014.6341 | 19021.7984 | 19335.4737 | 18327.4636 | 21464.8272 | 20400.054 | 20346.1828 | 20574.5608
NSW1 | Pumped Hydro | 0 | 0 | 7708.1586 | 7306.3116 | 17648.994 | 19635.5125 | 19136.7744 | 18139.1231 | 17239.3227 | 16294.7487 | 15445.364 | 14640.1555 | 13913.9231 | 13151.5538 | 12465.9278 | 11816.0454 | 11229.9044 | 10614.5975 | 10061.2302 | 9536.7111 | 9063.6377 | 10237.9712 | 9704.2381 | 9198.3301 | 8742.0422 | 8263.0498 | 7832.2748
NSW1 | VPP | 0 | 0 | 0 | 0 | 0 | 0 | 0 | 0 | 0 | 0 | 0 | 0 | 0 | 0 | 0 | 0 | 0 | 0 | 0 | 0 | 0 | 0 | 0 | 0 | 0 | 0 | 0
Total excluding storage |  | 0 | 18561.3856 | 50020.1802 | 73598.52 | 104647.475 | 131175.2589 | 151989.5188 | 147303.6403 | 139996.5684 | 138187.2743 | 181073.8366 | 180682.1337 | 190249.4857 | 183992.4376 | 184696.0017 | 198179.4859 | 188874.7133 | 195004.6315 | 217230.2231 | 211863.5547 | 212113.5086 | 207758.4573 | 207435.7654 | 219113.1945 | 222352.7386 | 225784.2814 | 234828.9422
Region | Technology | 2023-24 | 2024-25 | 2025-26 | 2026-27 | 2027-28 | 2028-29 | 2029-30 | 2030-31 | 2031-32 | 2032-33 | 2033-34 | 2034-35 | 2035-36 | 2036-37 | 2037-38 | 2038-39 | 2039-40 | 2040-41 | 2041-42 | 2042-43 | 2043-44 | 2044-45 | 2045-46 | 2046-47 | 2047-48 | 2048-49 | 2049-50
QLD1 | Black Coal | 0 | 0 | 0 | 0 | 0 | 0 | 0 | 0 | 0 | 0 | 0 | 0 | 0 | 0 | 0 | 0 | 0 | 0 | 0 | 0 | 0 | 0 | 0 | 0 | 0 | 0 | 0
QLD1 | Brown Coal | 0 | 0 | 0 | 0 | 0 | 0 | 0 | 0 | 0 | 0 | 0 | 0 | 0 | 0 | 0 | 0 | 0 | 0 | 0 | 0 | 0 | 0 | 0 | 0 | 0 | 0 | 0
QLD1 | CCGT | 0 | 0 | 0 | 0 | 0 | 0 | 0 | 0 | 0 | 0 | 0 | 0 | 0 | 0 | 0 | 0 | 0 | 0 | 0 | 0 | 0 | 0 | 0 | 0 | 0 | 0 | 0
QLD1 | Gas - Steam | 0 | 0 | 0 | 0 | 0 | 0 | 0 | 0 | 0 | 0 | 0 | 0 | 0 | 0 | 0 | 0 | 0 | 0 | 0 | 0 | 0 | 0 | 0 | 0 | 0 | 0 | 0
QLD1 | OCGT / Diesel | 0 | 0.00147 | 0.0013934 | 0.0013255 | 0.0012984 | 0.0015537 | 0.0014887 | 0.0019134 | 0.0018258 | 0.0017439 | 0.0074652 | 5606.5223 | 7275.1267 | 6876.5092 | 6518.0186 | 6178.2167 | 5871.7431 | 5550.0195 | 5260.682 | 4986.4285 | 4739.0741 | 4479.4116 | 4245.8878 | 8431.3039 | 8013.0647 | 14953.51 | 14173.9431
QLD1 | Hydro | 0 | 0 | 0 | 0 | 0 | 0 | 0 | 0 | 0 | 0 | 0 | 0 | 0 | 0 | 0 | 0 | 0 | 0 | 0 | 0 | 0 | 0 | 0 | 0 | 0 | 0 | 0
QLD1 | Hydrogen Turbine | 0 | 0 | 0 | 0 | 0 | 0 | 0 | 0 | 0 | 0 | 0 | 0 | 0 | 0 | 0 | 0 | 0 | 0 | 0 | 0 | 0 | 0 | 0 | 0 | 0 | 0 | 0
QLD1 | Wind | 0 | 0.034126 | 0.032395 | 10664.6315 | 23824.0215 | 35761.8934 | 46287.7884 | 43874.6811 | 41698.2551 | 39413.5317 | 37358.8443 | 41145.8711 | 63615.9913 | 70331.6894 | 87434.5482 | 82876.3491 | 78765.2254 | 77211.4295 | 85163.0371 | 91373.5869 | 87817.2783 | 83160.3751 | 86440.7689 | 106726.4707 | 102767.3822 | 121213.4151 | 115836.2748
QLD1 | Solar PV | 0 | 0.0066712 | 0.006395 | 0.014341 | 0.016683 | 0.017463 | 0.02328 | 0.022108 | 0.021097 | 0.020035 | 0.0191 | 0.018174 | 1008.0425 | 3197.9207 | 17531.2192 | 16617.2694 | 15792.9613 | 24507.9197 | 23632.4984 | 39447.6197 | 45501.7798 | 43008.6541 | 43444.1599 | 67436.7316 | 73218.6726 | 82872.0012 | 96812.7705
QLD1 | Grid Battery | 0 | 0.0060956 | 0.00672 | 0.0066448 | 0.0063269 | 0.006619 | 0.0063882 | 0.0084058 | 0.0080605 | 0.014651 | 2404.4046 | 3776.4861 | 11205.5356 | 10591.5639 | 22553.5752 | 21377.7965 | 20317.3401 | 19204.116 | 26321.024 | 24948.8382 | 25984.2131 | 24560.4908 | 23280.0863 | 24798.5024 | 23568.3604 | 24742.1013 | 30641.1811
QLD1 | Pumped Hydro | 0 | 0 | 0.0056373 | 0.0059921 | 0.0059683 | 0.0067332 | 0.0064996 | 0.010607 | 0.010112 | 0.013658 | 4547.7817 | 4310.6949 | 4096.8609 | 3872.3864 | 3670.5087 | 3479.1552 | 3306.5699 | 3125.3969 | 2962.4622 | 3929.3145 | 3734.3989 | 3529.7844 | 3345.7673 | 10119.0241 | 9617.0648 | 10905.2016 | 10336.684
QLD1 | VPP | 0 | 0 | 0 | 0 | 0 | 0 | 0 | 0 | 0 | 0 | 0 | 0 | 0 | 0 | 0 | 0 | 0 | 0 | 0 | 0 | 0 | 0 | 0 | 0 | 0 | 0 | 0
Total excluding storage |  | 0 | 0.048363 | 0.05254 | 10664.6598 | 23824.0517 | 35761.9257 | 46287.8261 | 43874.7241 | 41698.2962 | 39413.5818 | 44311.0572 | 54839.5926 | 87201.557 | 94870.0695 | 137707.8699 | 130528.7868 | 124053.8397 | 129598.8817 | 143339.7036 | 164685.7877 | 167776.7442 | 158738.716 | 160756.6702 | 217512.0327 | 217184.5447 | 254686.2292 | 267800.8535
Region | Technology | 2023-24 | 2024-25 | 2025-26 | 2026-27 | 2027-28 | 2028-29 | 2029-30 | 2030-31 | 2031-32 | 2032-33 | 2033-34 | 2034-35 | 2035-36 | 2036-37 | 2037-38 | 2038-39 | 2039-40 | 2040-41 | 2041-42 | 2042-43 | 2043-44 | 2044-45 | 2045-46 | 2046-47 | 2047-48 | 2048-49 | 2049-50
VIC1 | Black Coal | 0 | 0 | 0 | 0 | 0 | 0 | 0 | 0 | 0 | 0 | 0 | 0 | 0 | 0 | 0 | 0 | 0 | 0 | 0 | 0 | 0 | 0 | 0 | 0 | 0 | 0 | 0
VIC1 | Brown Coal | 0 | 0 | 0 | 0 | 0 | 0 | 0 | 0 | 0 | 0 | 0 | 0 | 0 | 0 | 0 | 0 | 0 | 0 | 0 | 0 | 0 | 0 | 0 | 0 | 0 | 0 | 0
VIC1 | CCGT | 0 | 0 | 0 | 0 | 0 | 0 | 0 | 0 | 0 | 0 | 0 | 0 | 0 | 0 | 0 | 0 | 0 | 0 | 0 | 0 | 0 | 0 | 0 | 0 | 0 | 0 | 0
VIC1 | Gas - Steam | 0 | 0 | 0 | 0 | 0 | 0 | 0 | 0 | 0 | 0 | 0 | 0 | 0 | 0 | 0 | 0 | 0 | 0 | 0 | 0 | 0 | 0 | 0 | 0 | 0 | 0 | 0
VIC1 | OCGT / Diesel | 0 | 0.0016235 | 0.0015389 | 0.0014587 | 0.0013909 | 0.0013371 | 0.0012883 | 0.0013114 | 0.0012894 | 0.0013446 | 0.0013615 | 0.0014995 | 2878.8242 | 2721.0882 | 2579.2305 | 2444.7683 | 2323.4943 | 2196.1858 | 2508.7592 | 2377.9709 | 2462.7629 | 9516.5524 | 9020.4288 | 8550.1695 | 8126.0341 | 7821.142 | 9257.7011
VIC1 | Hydro | 0 | 0 | 0 | 0 | 0 | 0 | 0 | 0 | 0 | 0 | 0 | 0 | 0 | 0 | 0 | 0 | 0 | 0 | 0 | 0 | 0 | 0 | 0 | 0 | 0 | 0 | 0
VIC1 | Hydrogen Turbine | 0 | 0 | 0 | 0 | 0 | 0 | 0 | 0 | 0 | 0 | 0 | 0 | 0 | 0 | 0 | 0 | 0 | 0 | 0 | 0 | 0 | 0 | 0 | 0 | 0 | 0 | 0
VIC1 | Wind | 0 | 0.020479 | 10366.0676 | 9825.6618 | 9338.2561 | 8826.5975 | 8366.4436 | 7930.2788 | 7536.8939 | 7123.9353 | 6752.5777 | 12777.6051 | 38140.5705 | 43273.5704 | 57553.6948 | 59276.2129 | 56509.1356 | 58603.9013 | 56023.8939 | 64321.4879 | 65513.9482 | 62425.7446 | 61021.0065 | 67423.2221 | 67965.4548 | 64829.4657 | 63174.6425
VIC1 | Solar PV | 0 | 0.0046605 | 0.014248 | 0.013537 | 0.013032 | 0.012399 | 0.011829 | 0.011281 | 0.010785 | 0.010487 | 0.010879 | 0.012388 | 2416.9526 | 2284.5236 | 2165.4255 | 2053.0512 | 3062.5687 | 6522.9226 | 8098.5864 | 7676.3857 | 14061.7929 | 14086.6384 | 13438.1333 | 16184.6451 | 22130.7748 | 28584.977 | 28961.6788
VIC1 | Grid Battery | 0 | 0.0070686 | 0.0068475 | 0.0066222 | 0.0063014 | 0.0062841 | 0.0061422 | 0.0064685 | 0.0063058 | 0.0116 | 0.014076 | 0.016035 | 12267.3395 | 11595.1897 | 10990.7012 | 10417.7263 | 9900.9498 | 10388.8961 | 12661.456 | 12001.3801 | 11406.0457 | 10781.088 | 10219.0408 | 9686.2948 | 10107.4314 | 17658.3831 | 16737.8042
VIC1 | Pumped Hydro | 0 | 0 | 0.0050315 | 0.0050449 | 0.0051124 | 0.0052354 | 0.0051064 | 0.0056845 | 0.0054609 | 0.0071874 | 0.0097662 | 0.0096567 | 0.011356 | 0.010785 | 0.010264 | 0.0097678 | 0.0093358 | 0.0089312 | 0.016579 | 0.015759 | 0.015031 | 0.018259 | 0.017357 | 0.016498 | 0.016499 | 0.030346 | 0.034277
VIC1 | VPP | 0 | 0 | 0 | 0 | 0 | 0 | 0 | 0 | 0 | 0 | 0 | 0 | 0 | 0 | 0 | 0 | 0 | 0 | 0 | 0 | 0 | 0 | 0 | 0 | 0 | 0 | 0
Total excluding storage |  | 0 | 0.033831 | 10366.0953 | 9825.6885 | 9338.2819 | 8826.6227 | 8366.468 | 7930.3035 | 7536.9177 | 7123.9659 | 6752.6138 | 12777.6447 | 55703.6981 | 59874.3826 | 73289.0623 | 74191.7685 | 71796.1578 | 77711.9147 | 79292.7121 | 86377.2403 | 93444.5646 | 96810.0417 | 93698.6268 | 101844.3481 | 108329.7116 | 118893.9981 | 118131.861
Region | Technology | 2023-24 | 2024-25 | 2025-26 | 2026-27 | 2027-28 | 2028-29 | 2029-30 | 2030-31 | 2031-32 | 2032-33 | 2033-34 | 2034-35 | 2035-36 | 2036-37 | 2037-38 | 2038-39 | 2039-40 | 2040-41 | 2041-42 | 2042-43 | 2043-44 | 2044-45 | 2045-46 | 2046-47 | 2047-48 | 2048-49 | 2049-50
SA1 | Black Coal | 0 | 0 | 0 | 0 | 0 | 0 | 0 | 0 | 0 | 0 | 0 | 0 | 0 | 0 | 0 | 0 | 0 | 0 | 0 | 0 | 0 | 0 | 0 | 0 | 0 | 0 | 0
SA1 | Brown Coal | 0 | 0 | 0 | 0 | 0 | 0 | 0 | 0 | 0 | 0 | 0 | 0 | 0 | 0 | 0 | 0 | 0 | 0 | 0 | 0 | 0 | 0 | 0 | 0 | 0 | 0 | 0
SA1 | CCGT | 0 | 0 | 0 | 0 | 0 | 0 | 0 | 0 | 0 | 0 | 0 | 0 | 0 | 0 | 0 | 0 | 0 | 0 | 0 | 0 | 0 | 0 | 0 | 0 | 0 | 0 | 0
SA1 | Gas - Steam | 0 | 0 | 0 | 0 | 0 | 0 | 0 | 0 | 0 | 0 | 0 | 0 | 0 | 0 | 0 | 0 | 0 | 0 | 0 | 0 | 0 | 0 | 0 | 0 | 0 | 0 | 0
SA1 | OCGT / Diesel | 0 | 0.0014716 | 0.0013949 | 0.0013257 | 0.0013008 | 0.0013256 | 0.0012931 | 0.0013388 | 0.0013204 | 0.0013973 | 0.0014148 | 0.0019399 | 0.020388 | 0.019283 | 0.018605 | 0.017638 | 0.016774 | 0.015863 | 0.015053 | 0.014273 | 1695.4949 | 1956.5345 | 1854.535 | 1757.8531 | 1670.6539 | 1847.0462 | 3028.6454
SA1 | Hydro | 0 | 0 | 0 | 0 | 0 | 0 | 0 | 0 | 0 | 0 | 0 | 0 | 0 | 0 | 0 | 0 | 0 | 0 | 0 | 0 | 0 | 0 | 0 | 0 | 0 | 0 | 0
SA1 | Hydrogen Turbine | 0 | 0 | 0 | 0 | 0 | 0 | 0 | 0 | 0 | 0 | 0 | 0 | 0 | 0 | 0 | 0 | 0 | 0 | 0 | 0 | 0 | 0 | 0 | 0 | 0 | 0 | 0
SA1 | Wind | 0 | 0.028116 | 0.026655 | 0.028005 | 0.027235 | 0.030163 | 0.029191 | 0.033347 | 0.032452 | 0.053384 | 11693.4553 | 11315.2509 | 22714.5456 | 23683.7264 | 26438.5488 | 26505.4152 | 27706.747 | 32186.5779 | 30522.4452 | 29234.2639 | 27938.0089 | 29895.8918 | 29401.5915 | 36555.5756 | 40482.3271 | 43657.4426 | 41975.4421
SA1 | Solar PV | 0 | 0.0062218 | 0.0059241 | 0.0056801 | 0.0060452 | 0.0063899 | 0.0064734 | 0.0074518 | 0.0077341 | 0.010329 | 0.013968 | 0.02155 | 942.6693 | 2086.4816 | 5664.5815 | 5369.2716 | 5102.9265 | 4861.8361 | 10248.3575 | 9714.0839 | 14384.668 | 13637.3392 | 12926.3879 | 15794.3626 | 16554.4939 | 21563.7287 | 22578.5594
SA1 | Grid Battery | 0 | 0.0072333 | 0.0074464 | 0.0071161 | 0.0067732 | 0.0064546 | 0.0064221 | 0.0068176 | 0.0066985 | 0.013741 | 0.016419 | 0.024907 | 4438.2946 | 4195.1126 | 7294.1353 | 6913.8725 | 6570.9064 | 6868.7219 | 12145.3778 | 11512.2065 | 10941.1379 | 10616.0747 | 10062.6301 | 9538.0382 | 9560.5556 | 11460.0315 | 10862.5895
SA1 | Pumped Hydro | 0 | 0 | 0.0042088 | 0.0040674 | 0.0039921 | 0.0042131 | 0.0040534 | 0.0043262 | 0.0041577 | 0.0053552 | 0.0060065 | 0.0071348 | 0.010126 | 0.0096481 | 0.0093923 | 0.0089217 | 0.0085061 | 0.0081663 | 0.0082624 | 0.007874 | 0.0077297 | 0.0085985 | 0.0081792 | 0.0077753 | 0.007986 | 0.0079736 | 0.0077586
SA1 | VPP | 0 | 0 | 0 | 0 | 0 | 0 | 0 | 0 | 0 | 0 | 0 | 0 | 0 | 0 | 0 | 0 | 0 | 0 | 0 | 0 | 0 | 0 | 0 | 0 | 0 | 0 | 0
Total excluding storage |  | 0 | 0.043043 | 0.045629 | 0.046195 | 0.045346 | 0.048546 | 0.047433 | 0.053281 | 0.052363 | 0.084206 | 11693.4931 | 11315.3065 | 28095.54 | 29965.3495 | 39397.2937 | 38788.5858 | 39380.6052 | 43917.1599 | 52916.2038 | 50460.5765 | 54959.3174 | 56105.8487 | 54245.1528 | 63645.8374 | 68268.0386 | 78528.2571 | 78445.2442
Region | Technology | 2023-24 | 2024-25 | 2025-26 | 2026-27 | 2027-28 | 2028-29 | 2029-30 | 2030-31 | 2031-32 | 2032-33 | 2033-34 | 2034-35 | 2035-36 | 2036-37 | 2037-38 | 2038-39 | 2039-40 | 2040-41 | 2041-42 | 2042-43 | 2043-44 | 2044-45 | 2045-46 | 2046-47 | 2047-48 | 2048-49 | 2049-50
TAS1 | Black Coal | 0 | 0 | 0 | 0 | 0 | 0 | 0 | 0 | 0 | 0 | 0 | 0 | 0 | 0 | 0 | 0 | 0 | 0 | 0 | 0 | 0 | 0 | 0 | 0 | 0 | 0 | 0
TAS1 | Brown Coal | 0 | 0 | 0 | 0 | 0 | 0 | 0 | 0 | 0 | 0 | 0 | 0 | 0 | 0 | 0 | 0 | 0 | 0 | 0 | 0 | 0 | 0 | 0 | 0 | 0 | 0 | 0
TAS1 | CCGT | 0 | 0 | 0 | 0 | 0 | 0 | 0 | 0 | 0 | 0 | 0 | 0 | 0 | 0 | 0 | 0 | 0 | 0 | 0 | 0 | 0 | 0 | 0 | 0 | 0 | 0 | 0
TAS1 | Gas - Steam | 0 | 0 | 0 | 0 | 0 | 0 | 0 | 0 | 0 | 0 | 0 | 0 | 0 | 0 | 0 | 0 | 0 | 0 | 0 | 0 | 0 | 0 | 0 | 0 | 0 | 0 | 0
TAS1 | OCGT / Diesel | 0 | 0.0013938 | 0.0013211 | 0.0012577 | 0.001231 | 0.0012279 | 0.0012414 | 0.0012454 | 0.0012428 | 0.0012803 | 0.0012787 | 0.0013427 | 0.002639 | 0.0025009 | 0.0029899 | 0.0028393 | 0.0027061 | 0.0025918 | 0.0042007 | 0.0039887 | 0.0038912 | 0.0038588 | 0.0036623 | 0.0034766 | 0.0033102 | 0.0031365 | 0.0029787
TAS1 | Hydro | 0 | 0 | 0 | 0 | 0 | 0 | 0 | 0 | 0 | 0 | 0 | 0 | 0 | 0 | 0 | 0 | 0 | 0 | 0 | 0 | 0 | 0 | 0 | 0 | 0 | 0 | 0
TAS1 | Hydrogen Turbine | 0 | 0 | 0 | 0 | 0 | 0 | 0 | 0 | 0 | 0 | 0 | 0 | 0 | 0 | 0 | 0 | 0 | 0 | 0 | 0 | 0 | 0 | 0 | 0 | 0 | 0 | 0
TAS1 | Wind | 0 | 5294.9979 | 7528.4278 | 9514.6004 | 11303.2851 | 12820.7456 | 14177.7569 | 15516.762 | 17020.6266 | 18237.0436 | 19289.4705 | 20214.6401 | 25295.8266 | 26922.3251 | 26816.4578 | 25418.4438 | 24157.5502 | 22879.4322 | 21686.6705 | 20556.1124 | 19539.3604 | 19261.918 | 19883.7783 | 19047.9038 | 18103.0411 | 17111.1424 | 16219.0924
TAS1 | Solar PV | 0 | 0.0023601 | 0.0022503 | 0.002298 | 0.002608 | 0.0025849 | 0.0025962 | 0.0029705 | 0.0030356 | 0.003309 | 0.0038047 | 0.0040065 | 0.0070068 | 0.0067215 | 0.0064639 | 0.0061479 | 0.0059259 | 0.0058949 | 0.0059084 | 0.0060542 | 0.0092119 | 0.013076 | 0.012426 | 0.011859 | 0.012507 | 0.012429 | 0.011794
TAS1 | Grid Battery | 0 | 0.0053296 | 0.0059421 | 0.0058688 | 0.0055843 | 0.0052998 | 0.0057825 | 0.0058387 | 0.006049 | 0.010449 | 0.011487 | 0.011646 | 0.016464 | 0.015639 | 0.022224 | 0.021151 | 0.020253 | 0.027572 | 0.027656 | 0.026264 | 0.025062 | 0.023701 | 0.022508 | 0.021423 | 0.023852 | 0.024157 | 0.023148
TAS1 | Pumped Hydro | 0 | 0 | 0.010319 | 0.010541 | 0.010711 | 0.010786 | 0.012329 | 0.013878 | 0.014667 | 0.040991 | 596.4029 | 1306.9415 | 5965.1204 | 5638.2806 | 5500.0627 | 5213.3296 | 4954.7198 | 4683.2417 | 5016.0079 | 4754.5099 | 4518.6602 | 4271.0749 | 4048.4122 | 3837.3576 | 3647.0035 | 3447.1776 | 3267.4669
TAS1 | VPP | 0 | 0 | 0 | 0 | 0 | 0 | 0 | 0 | 0 | 0 | 0 | 0 | 0 | 0 | 0 | 0 | 0 | 0 | 0 | 0 | 0 | 0 | 0 | 0 | 0 | 0 | 0
Total excluding storage |  | 0 | 5295.0069 | 7528.4476 | 9514.6204 | 11303.3053 | 12820.7655 | 14177.7789 | 15516.7859 | 17020.6516 | 18237.0997 | 19885.89 | 21521.5985 | 31260.9731 | 32560.6306 | 32316.5522 | 30631.8036 | 29112.2989 | 27562.7099 | 26702.7162 | 25310.6586 | 24058.0588 | 23533.0335 | 23932.2291 | 22885.2982 | 21750.0843 | 20558.3597 | 19486.5972

## Option 3A_Fuel Cost
Fuel cost by technology ($000s) - Option 3A, Progressive Change Scenario
Fuel | Real June 2021 dollars discounted to 1 July 2021
Explicitly modelled generation
Region | Technology | 2023-24 | 2024-25 | 2025-26 | 2026-27 | 2027-28 | 2028-29 | 2029-30 | 2030-31 | 2031-32 | 2032-33 | 2033-34 | 2034-35 | 2035-36 | 2036-37 | 2037-38 | 2038-39 | 2039-40 | 2040-41 | 2041-42 | 2042-43 | 2043-44 | 2044-45 | 2045-46 | 2046-47 | 2047-48 | 2048-49 | 2049-50
NEM | Black Coal | 1446539.802 | 1313340.328 | 1111161.585 | 935046.702 | 828963.22 | 923345.328 | 774079.378 | 709986.308 | 660320.496 | 726425.648 | 534380.272 | 509490.497 | 359418.577 | 337612.443 | 300490.414 | 279919.185 | 254427.112 | 137696.361 | 132596.728 | 79539.447 | 76186.445 | 66958.0665 | 49998.3015 | 37110.5295 | 33698.7635 | 33003.5145 | 31300.126
NEM | Brown Coal | 218049.32 | 199344.74 | 193988.561 | 180788.725 | 173117.036 | 114016.492 | 111515.072 | 102152.547 | 93544.446 | 93013.184 | 90877.942 | 87243.221 | 27153.728 | 26197.55 | 26829.948 | 25116.323 | 24100.404 | 19618.941 | 19496.996 | 18489.078 | 17385.295 | 10280.2718 | 11010.701 | 14681.133 | 0 | 0 | 0
NEM | CCGT | 118167.769 | 115374.055 | 122518.8054 | 81041.5042 | 71386.1657 | 75652.5844 | 61268.6563 | 91969.1516 | 75353.2304 | 134826.233 | 295634.4255 | 324987.086 | 333220.785 | 289309.088 | 241626.959 | 204420.2475 | 173232.978 | 150830.885 | 131242.775 | 148380.4915 | 103260.7605 | 91053.059 | 48000.0935 | 31106 | 29819.042 | 28193.744 | 27369.916
NEM | Gas - Steam | 5463.9124 | 6492.8609 | 7940.3021 | 2041.3771 | 1160.5112 | 8300.047 | 1281.888 | 3755.3465 | 1791.1662 | 4762.8395 | 5114.1885 | 13088.282 | 54523.052 | 58934.428 | 66770.792 | 29301.462 | 0 | 0 | 0 | 0 | 0 | 0 | 0 | 0 | 0 | 0 | 0
NEM | OCGT / Diesel | 7851.8505 | 9851.9496 | 12499.1906 | 6795.5234 | 8406.5767 | 15167.4266 | 2050.1902 | 16532.8777 | 8770.0187 | 27722.7803 | 113033.474 | 221545.4781 | 217476.6715 | 306076.8418 | 421578.619 | 255528.3338 | 403915.4959 | 456990.4929 | 276075.289 | 361471.8444 | 541101.596 | 413268.5313 | 460214.1931 | 563852.45 | 685399.2513 | 838984.712 | 939102.1051
NEM | Hydro | 0 | 0 | 0 | 0 | 0 | 0 | 0 | 0 | 0 | 0 | 0 | 0 | 0 | 0 | 0 | 0 | 0 | 0 | 0 | 0 | 0 | 0 | 0 | 0 | 0 | 0 | 0
NEM | Hydrogen Turbine | 0 | 0 | 0 | 0 | 0 | 0 | 0 | 0 | 0 | 0 | 0 | 0 | 0 | 0 | 0 | 0 | 0 | 0 | 0 | 0 | 0 | 0 | 0 | 0 | 0 | 0 | 0
NEM | Wind | 0 | 0 | 0 | 0 | 0 | 0 | 0 | 0 | 0 | 0 | 0 | 0 | 0 | 0 | 0 | 0 | 0 | 0 | 0 | 0 | 0 | 0 | 0 | 0 | 0 | 0 | 0
NEM | Solar PV | 0 | 0 | 0 | 0 | 0 | 0 | 0 | 0 | 0 | 0 | 0 | 0 | 0 | 0 | 0 | 0 | 0 | 0 | 0 | 0 | 0 | 0 | 0 | 0 | 0 | 0 | 0
NEM | Grid Battery | 0 | 0 | 0 | 0 | 0 | 0 | 0 | 0 | 0 | 0 | 0 | 0 | 0 | 0 | 0 | 0 | 0 | 0 | 0 | 0 | 0 | 0 | 0 | 0 | 0 | 0 | 0
NEM | Pumped Hydro | 0 | 0 | 0 | 0 | 0 | 0 | 0 | 0 | 0 | 0 | 0 | 0 | 0 | 0 | 0 | 0 | 0 | 0 | 0 | 0 | 0 | 0 | 0 | 0 | 0 | 0 | 0
NEM | VPP | 0 | 0 | 0 | 0 | 0 | 0 | 0 | 0 | 0 | 0 | 0 | 0 | 0 | 0 | 0 | 0 | 0 | 0 | 0 | 0 | 0 | 0 | 0 | 0 | 0 | 0 | 0
Total excluding storage |  | 1796072.6539 | 1644403.9335 | 1448108.4441 | 1205713.8317 | 1083033.5096 | 1136481.878 | 950195.1845 | 924396.2308 | 839779.3574 | 986750.6848 | 1039040.302 | 1156354.5641 | 991792.8135 | 1018130.3508 | 1057296.732 | 794285.5513 | 855675.9899 | 765136.6799 | 559411.788 | 607880.8609 | 737934.0965 | 581559.9286 | 569223.2891 | 646750.1125 | 748917.0568 | 900181.9705 | 997772.1471
Region | Technology | 2023-24 | 2024-25 | 2025-26 | 2026-27 | 2027-28 | 2028-29 | 2029-30 | 2030-31 | 2031-32 | 2032-33 | 2033-34 | 2034-35 | 2035-36 | 2036-37 | 2037-38 | 2038-39 | 2039-40 | 2040-41 | 2041-42 | 2042-43 | 2043-44 | 2044-45 | 2045-46 | 2046-47 | 2047-48
NSW1 | Black Coal | 728257.612 | 638949.902 | 486329.603 | 392516.144 | 314471.224 | 410474.208 | 322966.288 | 312945.332 | 295040.208 | 337490.312 | 140057.86 | 131821.848 | 124125.004 | 110758.18 | 109374.596 | 102731.396 | 90247.792 | 0 | 0 | 0 | 0 | 0 | 0 | 0 | 0 | 0 | 0
NSW1 | Brown Coal | 0 | 0 | 0 | 0 | 0 | 0 | 0 | 0 | 0 | 0 | 0 | 0 | 0 | 0 | 0 | 0 | 0 | 0 | 0 | 0 | 0 | 0 | 0 | 0 | 0 | 0 | 0
NSW1 | CCGT | 264.7034 | 270.0742 | 2219.1782 | 1858.077 | 1991.7518 | 1514.9585 | 461.3827 | 8764.086 | 5067.2725 | 15681.49 | 69858.128 | 69880.376 | 60570.856 | 60394.592 | 68400.432 | 55716.244 | 48410.18 | 44151.844 | 38215.432 | 43705.784 | 0 | 0 | 0 | 0 | 0 | 0 | 0
NSW1 | Gas - Steam | 0 | 0 | 0 | 0 | 0 | 0 | 0 | 0 | 0 | 0 | 0 | 0 | 0 | 0 | 0 | 0 | 0 | 0 | 0 | 0 | 0 | 0 | 0 | 0 | 0 | 0 | 0
NSW1 | OCGT / Diesel | 252.7044 | 570.3196 | 4062.2719 | 1636.2736 | 4286.7547 | 2101.8563 | 295.6323 | 7115.0317 | 3979.1278 | 9100.5891 | 69183.2173 | 124107.9411 | 43549.0476 | 76356.8664 | 114422.9718 | 62622.8664 | 132192.5048 | 218671.6195 | 119160.048 | 149532.983 | 253283.0209 | 147571.8926 | 173662.4393 | 200787.889 | 247722.3018 | 251094.642 | 310552.3047
NSW1 | Hydro | 0 | 0 | 0 | 0 | 0 | 0 | 0 | 0 | 0 | 0 | 0 | 0 | 0 | 0 | 0 | 0 | 0 | 0 | 0 | 0 | 0 | 0 | 0 | 0 | 0 | 0 | 0
NSW1 | Hydrogen Turbine | 0 | 0 | 0 | 0 | 0 | 0 | 0 | 0 | 0 | 0 | 0 | 0 | 0 | 0 | 0 | 0 | 0 | 0 | 0 | 0 | 0 | 0 | 0 | 0 | 0 | 0 | 0
NSW1 | Wind | 0 | 0 | 0 | 0 | 0 | 0 | 0 | 0 | 0 | 0 | 0 | 0 | 0 | 0 | 0 | 0 | 0 | 0 | 0 | 0 | 0 | 0 | 0 | 0 | 0 | 0 | 0
NSW1 | Solar PV | 0 | 0 | 0 | 0 | 0 | 0 | 0 | 0 | 0 | 0 | 0 | 0 | 0 | 0 | 0 | 0 | 0 | 0 | 0 | 0 | 0 | 0 | 0 | 0 | 0 | 0 | 0
NSW1 | Grid Battery | 0 | 0 | 0 | 0 | 0 | 0 | 0 | 0 | 0 | 0 | 0 | 0 | 0 | 0 | 0 | 0 | 0 | 0 | 0 | 0 | 0 | 0 | 0 | 0 | 0 | 0 | 0
NSW1 | Pumped Hydro | 0 | 0 | 0 | 0 | 0 | 0 | 0 | 0 | 0 | 0 | 0 | 0 | 0 | 0 | 0 | 0 | 0 | 0 | 0 | 0 | 0 | 0 | 0 | 0 | 0 | 0 | 0
NSW1 | VPP | 0 | 0 | 0 | 0 | 0 | 0 | 0 | 0 | 0 | 0 | 0 | 0 | 0 | 0 | 0 | 0 | 0 | 0 | 0 | 0 | 0 | 0 | 0 | 0 | 0 | 0 | 0
Total excluding storage |  | 728775.0199 | 639790.2958 | 492611.0531 | 396010.4946 | 320749.7305 | 414091.0228 | 323723.303 | 328824.4497 | 304086.6083 | 362272.3911 | 279099.2053 | 325810.1651 | 228244.9076 | 247509.6384 | 292197.9998 | 221070.5064 | 270850.4768 | 262823.4635 | 157375.48 | 193238.767 | 253283.0209 | 147571.8926 | 173662.4393 | 200787.889 | 247722.3018 | 251094.642 | 310552.3047
Region | Technology | 2023-24 | 2024-25 | 2025-26 | 2026-27 | 2027-28 | 2028-29 | 2029-30 | 2030-31 | 2031-32 | 2032-33 | 2033-34 | 2034-35 | 2035-36 | 2036-37 | 2037-38 | 2038-39 | 2039-40 | 2040-41 | 2041-42 | 2042-43 | 2043-44 | 2044-45 | 2045-46 | 2046-47 | 2047-48
QLD1 | Black Coal | 718282.19 | 674390.426 | 624831.982 | 542530.558 | 514491.996 | 512871.12 | 451113.09 | 397040.976 | 365280.288 | 388935.336 | 394322.412 | 377668.649 | 235293.573 | 226854.263 | 191115.818 | 177187.789 | 164179.32 | 137696.361 | 132596.728 | 79539.447 | 76186.445 | 66958.0665 | 49998.3015 | 37110.5295 | 33698.7635 | 33003.5145 | 31300.126
QLD1 | Brown Coal | 0 | 0 | 0 | 0 | 0 | 0 | 0 | 0 | 0 | 0 | 0 | 0 | 0 | 0 | 0 | 0 | 0 | 0 | 0 | 0 | 0 | 0 | 0 | 0 | 0 | 0 | 0
QLD1 | CCGT | 67611.8805 | 72903.2448 | 77695.8152 | 73890.4102 | 66207.1629 | 60084.1069 | 55887.5851 | 74697.1126 | 65875.2304 | 95346.811 | 170363.6015 | 182762.678 | 208957.237 | 166117.572 | 173226.527 | 148704.0035 | 124822.798 | 106679.041 | 93027.343 | 104674.7075 | 103260.7605 | 91053.059 | 48000.0935 | 31106 | 29819.042 | 28193.744 | 27369.916
QLD1 | Gas - Steam | 0 | 0 | 0 | 0 | 0 | 0 | 0 | 0 | 0 | 0 | 0 | 0 | 0 | 0 | 0 | 0 | 0 | 0 | 0 | 0 | 0 | 0 | 0 | 0 | 0 | 0 | 0
QLD1 | OCGT / Diesel | 10.7372 | 0.040135 | 118.4151 | 177.5197 | 107.5016 | 165.0236 | 0.040444 | 2412.7362 | 485.598 | 5190.0239 | 16020.672 | 34102.0795 | 93657.4097 | 152276.8222 | 176813.6523 | 123197.2427 | 153665.4932 | 145164.4094 | 78069.2518 | 142478.7628 | 148235.3987 | 143505.0209 | 161164.3924 | 199436.9366 | 231020.2917 | 334499.1416 | 327237.8713
QLD1 | Hydro | 0 | 0 | 0 | 0 | 0 | 0 | 0 | 0 | 0 | 0 | 0 | 0 | 0 | 0 | 0 | 0 | 0 | 0 | 0 | 0 | 0 | 0 | 0 | 0 | 0 | 0 | 0
QLD1 | Hydrogen Turbine | 0 | 0 | 0 | 0 | 0 | 0 | 0 | 0 | 0 | 0 | 0 | 0 | 0 | 0 | 0 | 0 | 0 | 0 | 0 | 0 | 0 | 0 | 0 | 0 | 0 | 0 | 0
QLD1 | Wind | 0 | 0 | 0 | 0 | 0 | 0 | 0 | 0 | 0 | 0 | 0 | 0 | 0 | 0 | 0 | 0 | 0 | 0 | 0 | 0 | 0 | 0 | 0 | 0 | 0 | 0 | 0
QLD1 | Solar PV | 0 | 0 | 0 | 0 | 0 | 0 | 0 | 0 | 0 | 0 | 0 | 0 | 0 | 0 | 0 | 0 | 0 | 0 | 0 | 0 | 0 | 0 | 0 | 0 | 0 | 0 | 0
QLD1 | Grid Battery | 0 | 0 | 0 | 0 | 0 | 0 | 0 | 0 | 0 | 0 | 0 | 0 | 0 | 0 | 0 | 0 | 0 | 0 | 0 | 0 | 0 | 0 | 0 | 0 | 0 | 0 | 0
QLD1 | Pumped Hydro | 0 | 0 | 0 | 0 | 0 | 0 | 0 | 0 | 0 | 0 | 0 | 0 | 0 | 0 | 0 | 0 | 0 | 0 | 0 | 0 | 0 | 0 | 0 | 0 | 0 | 0 | 0
QLD1 | VPP | 0 | 0 | 0 | 0 | 0 | 0 | 0 | 0 | 0 | 0 | 0 | 0 | 0 | 0 | 0 | 0 | 0 | 0 | 0 | 0 | 0 | 0 | 0 | 0 | 0 | 0 | 0
Total excluding storage |  | 785904.8077 | 747293.7109 | 702646.2123 | 616598.4879 | 580806.6605 | 573120.2505 | 507000.7156 | 474150.8248 | 431641.1164 | 489472.1709 | 580706.6855 | 594533.4065 | 537908.2197 | 545248.6572 | 541155.9973 | 449089.0352 | 442667.6112 | 389539.8114 | 303693.3228 | 326692.9173 | 327682.6042 | 301516.1464 | 259162.7874 | 267653.4661 | 294538.0972 | 395696.4001 | 385907.9133
Region | Technology | 2023-24 | 2024-25 | 2025-26 | 2026-27 | 2027-28 | 2028-29 | 2029-30 | 2030-31 | 2031-32 | 2032-33 | 2033-34 | 2034-35 | 2035-36 | 2036-37 | 2037-38 | 2038-39 | 2039-40 | 2040-41 | 2041-42 | 2042-43 | 2043-44 | 2044-45 | 2045-46 | 2046-47 | 2047-48
VIC1 | Black Coal | 0 | 0 | 0 | 0 | 0 | 0 | 0 | 0 | 0 | 0 | 0 | 0 | 0 | 0 | 0 | 0 | 0 | 0 | 0 | 0 | 0 | 0 | 0 | 0 | 0 | 0 | 0
VIC1 | Brown Coal | 218049.32 | 199344.74 | 193988.561 | 180788.725 | 173117.036 | 114016.492 | 111515.072 | 102152.547 | 93544.446 | 93013.184 | 90877.942 | 87243.221 | 27153.728 | 26197.55 | 26829.948 | 25116.323 | 24100.404 | 19618.941 | 19496.996 | 18489.078 | 17385.295 | 10280.2718 | 11010.701 | 14681.133 | 0 | 0 | 0
VIC1 | CCGT | 0 | 0 | 0 | 0 | 0 | 0 | 0 | 0 | 0 | 0 | 0 | 0 | 0 | 0 | 0 | 0 | 0 | 0 | 0 | 0 | 0 | 0 | 0 | 0 | 0 | 0 | 0
VIC1 | Gas - Steam | 907.4759 | 1154.4019 | 1169.0451 | 2041.3771 | 1160.5112 | 8300.047 | 1281.888 | 3755.3465 | 1791.1662 | 4762.8395 | 5114.1885 | 13088.282 | 54523.052 | 58934.428 | 66770.792 | 29301.462 | 0 | 0 | 0 | 0 | 0 | 0 | 0 | 0 | 0 | 0 | 0
VIC1 | OCGT / Diesel | 1317.4644 | 1672.4579 | 758.3524 | 2030.174 | 1511.6919 | 5624.8743 | 562.0904 | 2794.9574 | 2150.3646 | 4172.9954 | 2803.8147 | 11579.0228 | 38734.0037 | 35775.0904 | 65647.372 | 23975.8733 | 62266.2998 | 50372.3399 | 43270.8437 | 34535.7786 | 66602.001 | 83064.6444 | 83091.1 | 125016.1482 | 168584.9974 | 204010.4318 | 237166.1756
VIC1 | Hydro | 0 | 0 | 0 | 0 | 0 | 0 | 0 | 0 | 0 | 0 | 0 | 0 | 0 | 0 | 0 | 0 | 0 | 0 | 0 | 0 | 0 | 0 | 0 | 0 | 0 | 0 | 0
VIC1 | Hydrogen Turbine | 0 | 0 | 0 | 0 | 0 | 0 | 0 | 0 | 0 | 0 | 0 | 0 | 0 | 0 | 0 | 0 | 0 | 0 | 0 | 0 | 0 | 0 | 0 | 0 | 0 | 0 | 0
VIC1 | Wind | 0 | 0 | 0 | 0 | 0 | 0 | 0 | 0 | 0 | 0 | 0 | 0 | 0 | 0 | 0 | 0 | 0 | 0 | 0 | 0 | 0 | 0 | 0 | 0 | 0 | 0 | 0
VIC1 | Solar PV | 0 | 0 | 0 | 0 | 0 | 0 | 0 | 0 | 0 | 0 | 0 | 0 | 0 | 0 | 0 | 0 | 0 | 0 | 0 | 0 | 0 | 0 | 0 | 0 | 0 | 0 | 0
VIC1 | Grid Battery | 0 | 0 | 0 | 0 | 0 | 0 | 0 | 0 | 0 | 0 | 0 | 0 | 0 | 0 | 0 | 0 | 0 | 0 | 0 | 0 | 0 | 0 | 0 | 0 | 0 | 0 | 0
VIC1 | Pumped Hydro | 0 | 0 | 0 | 0 | 0 | 0 | 0 | 0 | 0 | 0 | 0 | 0 | 0 | 0 | 0 | 0 | 0 | 0 | 0 | 0 | 0 | 0 | 0 | 0 | 0 | 0 | 0
VIC1 | VPP | 0 | 0 | 0 | 0 | 0 | 0 | 0 | 0 | 0 | 0 | 0 | 0 | 0 | 0 | 0 | 0 | 0 | 0 | 0 | 0 | 0 | 0 | 0 | 0 | 0 | 0 | 0
Total excluding storage |  | 220274.2603 | 202171.5998 | 195915.9585 | 184860.2761 | 175789.2391 | 127941.4133 | 113359.0504 | 108702.8509 | 97485.9768 | 101949.0189 | 98795.9452 | 111910.5258 | 120410.7837 | 120907.0684 | 159248.112 | 78393.6583 | 86366.7038 | 69991.2809 | 62767.8397 | 53024.8566 | 83987.296 | 93344.9162 | 94101.801 | 139697.2812 | 168584.9974 | 204010.4318 | 237166.1756
Region | Technology | 2023-24 | 2024-25 | 2025-26 | 2026-27 | 2027-28 | 2028-29 | 2029-30 | 2030-31 | 2031-32 | 2032-33 | 2033-34 | 2034-35 | 2035-36 | 2036-37 | 2037-38 | 2038-39 | 2039-40 | 2040-41 | 2041-42 | 2042-43 | 2043-44 | 2044-45 | 2045-46 | 2046-47 | 2047-48
SA1 | Black Coal | 0 | 0 | 0 | 0 | 0 | 0 | 0 | 0 | 0 | 0 | 0 | 0 | 0 | 0 | 0 | 0 | 0 | 0 | 0 | 0 | 0 | 0 | 0 | 0 | 0 | 0 | 0
SA1 | Brown Coal | 0 | 0 | 0 | 0 | 0 | 0 | 0 | 0 | 0 | 0 | 0 | 0 | 0 | 0 | 0 | 0 | 0 | 0 | 0 | 0 | 0 | 0 | 0 | 0 | 0 | 0 | 0
SA1 | CCGT | 50291.185 | 42200.736 | 42603.812 | 5293.017 | 3187.251 | 14053.519 | 4919.6885 | 8507.953 | 4410.7275 | 23797.932 | 55412.696 | 72344.032 | 63692.692 | 62796.924 | 0 | 0 | 0 | 0 | 0 | 0 | 0 | 0 | 0 | 0 | 0 | 0 | 0
SA1 | Gas - Steam | 4556.4365 | 5338.459 | 6771.257 | 0 | 0 | 0 | 0 | 0 | 0 | 0 | 0 | 0 | 0 | 0 | 0 | 0 | 0 | 0 | 0 | 0 | 0 | 0 | 0 | 0 | 0 | 0 | 0
SA1 | OCGT / Diesel | 6270.9337 | 7609.1106 | 7560.1299 | 2951.535 | 2500.6074 | 7275.6511 | 1192.4048 | 4160.9147 | 2149.125 | 9028.3882 | 25025.7399 | 51355.0701 | 40535.7806 | 41402.0101 | 63313.7574 | 45591.2945 | 55372.8103 | 42669.2134 | 35289.5494 | 34824.5626 | 72796.1153 | 38886.8258 | 42191.7305 | 38579.1523 | 37872.0581 | 48637.3983 | 63842.2787
SA1 | Hydro | 0 | 0 | 0 | 0 | 0 | 0 | 0 | 0 | 0 | 0 | 0 | 0 | 0 | 0 | 0 | 0 | 0 | 0 | 0 | 0 | 0 | 0 | 0 | 0 | 0 | 0 | 0
SA1 | Hydrogen Turbine | 0 | 0 | 0 | 0 | 0 | 0 | 0 | 0 | 0 | 0 | 0 | 0 | 0 | 0 | 0 | 0 | 0 | 0 | 0 | 0 | 0 | 0 | 0 | 0 | 0 | 0 | 0
SA1 | Wind | 0 | 0 | 0 | 0 | 0 | 0 | 0 | 0 | 0 | 0 | 0 | 0 | 0 | 0 | 0 | 0 | 0 | 0 | 0 | 0 | 0 | 0 | 0 | 0 | 0 | 0 | 0
SA1 | Solar PV | 0 | 0 | 0 | 0 | 0 | 0 | 0 | 0 | 0 | 0 | 0 | 0 | 0 | 0 | 0 | 0 | 0 | 0 | 0 | 0 | 0 | 0 | 0 | 0 | 0 | 0 | 0
SA1 | Grid Battery | 0 | 0 | 0 | 0 | 0 | 0 | 0 | 0 | 0 | 0 | 0 | 0 | 0 | 0 | 0 | 0 | 0 | 0 | 0 | 0 | 0 | 0 | 0 | 0 | 0 | 0 | 0
SA1 | Pumped Hydro | 0 | 0 | 0 | 0 | 0 | 0 | 0 | 0 | 0 | 0 | 0 | 0 | 0 | 0 | 0 | 0 | 0 | 0 | 0 | 0 | 0 | 0 | 0 | 0 | 0 | 0 | 0
SA1 | VPP | 0 | 0 | 0 | 0 | 0 | 0 | 0 | 0 | 0 | 0 | 0 | 0 | 0 | 0 | 0 | 0 | 0 | 0 | 0 | 0 | 0 | 0 | 0 | 0 | 0 | 0 | 0
Total excluding storage |  | 61118.5552 | 55148.3056 | 56935.1989 | 8244.552 | 5687.8584 | 21329.1701 | 6112.0933 | 12668.8677 | 6559.8525 | 32826.3202 | 80438.4359 | 123699.1021 | 104228.4726 | 104198.9341 | 63313.7574 | 45591.2945 | 55372.8103 | 42669.2134 | 35289.5494 | 34824.5626 | 72796.1153 | 38886.8258 | 42191.7305 | 38579.1523 | 37872.0581 | 48637.3983 | 63842.2787
Region | Technology | 2023-24 | 2024-25 | 2025-26 | 2026-27 | 2027-28 | 2028-29 | 2029-30 | 2030-31 | 2031-32 | 2032-33 | 2033-34 | 2034-35 | 2035-36 | 2036-37 | 2037-38 | 2038-39 | 2039-40 | 2040-41 | 2041-42 | 2042-43 | 2043-44 | 2044-45 | 2045-46 | 2046-47 | 2047-48
TAS1 | Black Coal | 0 | 0 | 0 | 0 | 0 | 0 | 0 | 0 | 0 | 0 | 0 | 0 | 0 | 0 | 0 | 0 | 0 | 0 | 0 | 0 | 0 | 0 | 0 | 0 | 0 | 0 | 0
TAS1 | Brown Coal | 0 | 0 | 0 | 0 | 0 | 0 | 0 | 0 | 0 | 0 | 0 | 0 | 0 | 0 | 0 | 0 | 0 | 0 | 0 | 0 | 0 | 0 | 0 | 0 | 0 | 0 | 0
TAS1 | CCGT | 0 | 0 | 0 | 0 | 0 | 0 | 0 | 0 | 0 | 0 | 0 | 0 | 0 | 0 | 0 | 0 | 0 | 0 | 0 | 0 | 0 | 0 | 0 | 0 | 0 | 0 | 0
TAS1 | Gas - Steam | 0 | 0 | 0 | 0 | 0 | 0 | 0 | 0 | 0 | 0 | 0 | 0 | 0 | 0 | 0 | 0 | 0 | 0 | 0 | 0 | 0 | 0 | 0 | 0 | 0 | 0 | 0
TAS1 | OCGT / Diesel | 0.010795 | 0.021368 | 0.021265 | 0.02115 | 0.021092 | 0.021364 | 0.022181 | 49.2377 | 5.8034 | 230.7838 | 0.030165 | 401.3645 | 1000.43 | 266.0527 | 1380.8655 | 141.057 | 418.3877 | 112.9106 | 285.5961 | 99.7574 | 185.0601 | 240.1475 | 104.5308 | 32.3237 | 199.6023 | 743.0983 | 303.4748
TAS1 | Hydro | 0 | 0 | 0 | 0 | 0 | 0 | 0 | 0 | 0 | 0 | 0 | 0 | 0 | 0 | 0 | 0 | 0 | 0 | 0 | 0 | 0 | 0 | 0 | 0 | 0 | 0 | 0
TAS1 | Hydrogen Turbine | 0 | 0 | 0 | 0 | 0 | 0 | 0 | 0 | 0 | 0 | 0 | 0 | 0 | 0 | 0 | 0 | 0 | 0 | 0 | 0 | 0 | 0 | 0 | 0 | 0 | 0 | 0
TAS1 | Wind | 0 | 0 | 0 | 0 | 0 | 0 | 0 | 0 | 0 | 0 | 0 | 0 | 0 | 0 | 0 | 0 | 0 | 0 | 0 | 0 | 0 | 0 | 0 | 0 | 0 | 0 | 0
TAS1 | Solar PV | 0 | 0 | 0 | 0 | 0 | 0 | 0 | 0 | 0 | 0 | 0 | 0 | 0 | 0 | 0 | 0 | 0 | 0 | 0 | 0 | 0 | 0 | 0 | 0 | 0 | 0 | 0
TAS1 | Grid Battery | 0 | 0 | 0 | 0 | 0 | 0 | 0 | 0 | 0 | 0 | 0 | 0 | 0 | 0 | 0 | 0 | 0 | 0 | 0 | 0 | 0 | 0 | 0 | 0 | 0 | 0 | 0
TAS1 | Pumped Hydro | 0 | 0 | 0 | 0 | 0 | 0 | 0 | 0 | 0 | 0 | 0 | 0 | 0 | 0 | 0 | 0 | 0 | 0 | 0 | 0 | 0 | 0 | 0 | 0 | 0 | 0 | 0
TAS1 | VPP | 0 | 0 | 0 | 0 | 0 | 0 | 0 | 0 | 0 | 0 | 0 | 0 | 0 | 0 | 0 | 0 | 0 | 0 | 0 | 0 | 0 | 0 | 0 | 0 | 0 | 0 | 0
Total excluding storage |  | 0.010795 | 0.021368 | 0.021265 | 0.02115 | 0.021092 | 0.021364 | 0.022181 | 49.2377 | 5.8034 | 230.7838 | 0.030165 | 401.3645 | 1000.43 | 266.0527 | 1380.8655 | 141.057 | 418.3877 | 112.9106 | 285.5961 | 99.7574 | 185.0601 | 240.1475 | 104.5308 | 32.3237 | 199.6023 | 743.0983 | 303.4748

## Option 3A_Build Cost
New generation build cost (CAPEX) by technology ($000s) - Option 3A, Progressive Change Scenario
CAPEX | Real June 2021 dollars discounted to 1 July 2021. The total capital costs are annualised for modelling purposes.
Explicitly modelled generation
Region | Technology | 2023-24 | 2024-25 | 2025-26 | 2026-27 | 2027-28 | 2028-29 | 2029-30 | 2030-31 | 2031-32 | 2032-33 | 2033-34 | 2034-35 | 2035-36 | 2036-37 | 2037-38 | 2038-39 | 2039-40 | 2040-41 | 2041-42 | 2042-43 | 2043-44 | 2044-45 | 2045-46 | 2046-47 | 2047-48 | 2048-49 | 2049-50
NEM | Black Coal | 0 | 0 | 0 | 0 | 0 | 0 | 0 | 0 | 0 | 0 | 0 | 0 | 0 | 0 | 0 | 0 | 0 | 0 | 0 | 0 | 0 | 0 | 0 | 0 | 0 | 0 | 0
NEM | Brown Coal | 0 | 0 | 0 | 0 | 0 | 0 | 0 | 0 | 0 | 0 | 0 | 0 | 0 | 0 | 0 | 0 | 0 | 0 | 0 | 0 | 0 | 0 | 0 | 0 | 0 | 0 | 0
NEM | CCGT | 0 | 0 | 0 | 0 | 0 | 0 | 0 | 0 | 0 | 0 | 0 | 0 | 0 | 0 | 0 | 0 | 0 | 0 | 0 | 0 | 0 | 0 | 0 | 0 | 0 | 0 | 0
NEM | Gas - Steam | 0 | 0 | 0 | 0 | 0 | 0 | 0 | 0 | 0 | 0 | 0 | 0 | 0 | 0 | 0 | 0 | 0 | 0 | 0 | 0 | 0 | 0 | 0 | 0 | 0 | 0 | 0
NEM | OCGT / Diesel | 0 | 16779.2136 | 40449.2724 | 38340.5427 | 40448.4329 | 38232.1937 | 36239.0475 | 57725.3802 | 54861.8845 | 57172.5264 | 73767.651 | 111071.7587 | 141005.4487 | 133279.5025 | 126331.2928 | 119745.3014 | 113805.2748 | 107569.6762 | 105071.5272 | 99593.865 | 108372.5806 | 157053.3383 | 148865.7239 | 175022.4473 | 166340.3702 | 230914.4244 | 244474.1943
NEM | Hydro | 0 | 0 | 0 | 0 | 0 | 0 | 0 | 0 | 0 | 0 | 0 | 0 | 0 | 0 | 0 | 0 | 0 | 0 | 0 | 0 | 0 | 0 | 0 | 0 | 0 | 0 | 0
NEM | Hydrogen Turbine | 0 | 0 | 0 | 0 | 0 | 0 | 0 | 0 | 0 | 0 | 0 | 0 | 0 | 0 | 0 | 0 | 0 | 0 | 0 | 0 | 0 | 0 | 0 | 0 | 0 | 0 | 0
NEM | Wind | 0 | 138296.6692 | 348269.7175 | 578848.2202 | 794704.3281 | 994397.0757 | 1152718.6176 | 1106626.0987 | 1066568.7181 | 1022088.0232 | 1152562.5904 | 1218251.6796 | 1621515.3389 | 1693517.6851 | 1880962.9607 | 1955455.0626 | 1877982.2782 | 1886118.981 | 1918434.1857 | 1949126.9968 | 1916914.3017 | 1865036.5674 | 1878546.1808 | 2088192.4375 | 2121301.7483 | 2218661.9317 | 2126943.1489
NEM | Solar PV | 0 | 0.17207 | 0.2445 | 0.32007 | 2756.8735 | 20317.9182 | 54267.3511 | 51438.2587 | 48886.6432 | 46208.0768 | 143326.2962 | 150573.4703 | 214582.5457 | 219706.7019 | 311785.3794 | 295533.58 | 286033.2766 | 374807.3162 | 438585.6637 | 504560.7522 | 578703.2256 | 551774.9175 | 550184.8487 | 674972.1044 | 715269.5962 | 808118.3083 | 889269.9073
NEM | Grid Battery | 0 | 0.44472 | 0.61628 | 0.59552 | 1.2227 | 17187.5295 | 19161.6984 | 18162.7881 | 17261.8212 | 44218.3715 | 107954.4535 | 110204.259 | 227776.9734 | 215296.6627 | 278814.8099 | 264279.4439 | 251169.7319 | 244781.1565 | 345890.9766 | 327858.7487 | 321098.8021 | 310094.4794 | 293928.3531 | 305430.968 | 295808.0122 | 328518.0348 | 342926.7442
NEM | Pumped Hydro | 0 | 0 | 80749.3735 | 76539.7113 | 184500.3832 | 204277.6612 | 198931.0979 | 188560.3744 | 179206.7547 | 169387.992 | 223706.926 | 217270.3864 | 239773.0702 | 226635.4687 | 215917.8542 | 204661.4753 | 194509.1404 | 183851.6341 | 179444.3339 | 184401.3251 | 175254.0123 | 185506.2203 | 175835.2824 | 254727.2108 | 242091.3587 | 251754.7199 | 238630.1511
NEM | VPP | 0 | 0 | 0 | 0 | 0 | 0 | 0 | 0 | 0 | 0 | 0 | 0 | 0 | 0 | 0 | 0 | 0 | 0 | 0 | 0 | 0 | 0 | 0 | 0 | 0 | 0 | 0
Total excluding storage |  | 0 | 155076.4996 | 469469.2242 | 693729.3898 | 1022411.2404 | 1274412.3782 | 1461317.8125 | 1422512.9001 | 1366785.8218 | 1339074.9899 | 1701317.9171 | 1807371.5539 | 2444653.377 | 2488436.0208 | 2813812.297 | 2839674.8632 | 2723499.7018 | 2797128.764 | 2987426.6872 | 3065541.6878 | 3100342.9223 | 3069465.5229 | 3047360.3889 | 3498345.1681 | 3540811.0856 | 3837967.4191 | 3842244.1459
Region | Technology | 2023-24 | 2024-25 | 2025-26 | 2026-27 | 2027-28 | 2028-29 | 2029-30 | 2030-31 | 2031-32 | 2032-33 | 2033-34 | 2034-35 | 2035-36 | 2036-37 | 2037-38 | 2038-39 | 2039-40 | 2040-41 | 2041-42 | 2042-43 | 2043-44 | 2044-45 | 2045-46 | 2046-47 | 2047-48 | 2048-49 | 2049-50
NSW1 | Black Coal | 0 | 0 | 0 | 0 | 0 | 0 | 0 | 0 | 0 | 0 | 0 | 0 | 0 | 0 | 0 | 0 | 0 | 0 | 0 | 0 | 0 | 0 | 0 | 0 | 0 | 0 | 0
NSW1 | Brown Coal | 0 | 0 | 0 | 0 | 0 | 0 | 0 | 0 | 0 | 0 | 0 | 0 | 0 | 0 | 0 | 0 | 0 | 0 | 0 | 0 | 0 | 0 | 0 | 0 | 0 | 0 | 0
NSW1 | CCGT | 0 | 0 | 0 | 0 | 0 | 0 | 0 | 0 | 0 | 0 | 0 | 0 | 0 | 0 | 0 | 0 | 0 | 0 | 0 | 0 | 0 | 0 | 0 | 0 | 0 | 0 | 0
NSW1 | Gas - Steam | 0 | 0 | 0 | 0 | 0 | 0 | 0 | 0 | 0 | 0 | 0 | 0 | 0 | 0 | 0 | 0 | 0 | 0 | 0 | 0 | 0 | 0 | 0 | 0 | 0 | 0 | 0
NSW1 | OCGT / Diesel | 0 | 16779.1629 | 40449.2243 | 38340.497 | 40448.3885 | 38232.1474 | 36239.0024 | 57725.331 | 54861.8364 | 57172.4776 | 73767.5578 | 69921.8559 | 66453.3465 | 62812.246 | 59537.674 | 56433.8143 | 53634.3861 | 50695.6601 | 48052.7584 | 45547.6384 | 43288.2249 | 40916.384 | 38783.3024 | 39016.7365 | 37081.2915 | 53019.4092 | 53477.2902
NSW1 | Hydro | 0 | 0 | 0 | 0 | 0 | 0 | 0 | 0 | 0 | 0 | 0 | 0 | 0 | 0 | 0 | 0 | 0 | 0 | 0 | 0 | 0 | 0 | 0 | 0 | 0 | 0 | 0
NSW1 | Hydrogen Turbine | 0 | 0 | 0 | 0 | 0 | 0 | 0 | 0 | 0 | 0 | 0 | 0 | 0 | 0 | 0 | 0 | 0 | 0 | 0 | 0 | 0 | 0 | 0 | 0 | 0 | 0 | 0
NSW1 | Wind | 0 | 101380.5321 | 228833.503 | 379323.0659 | 504114.4365 | 622897.9738 | 709803.1973 | 672799.2401 | 639424.6894 | 604389.4418 | 672349.6943 | 674446.5281 | 683357.1543 | 670190.4249 | 659467.0513 | 760687.9872 | 726021.2477 | 715711.0228 | 737465.9572 | 700989.6209 | 698130.1724 | 683778.1736 | 683152.1727 | 703252.9087 | 741049.7234 | 734608.3946 | 710861.2459
NSW1 | Solar PV | 0 | 0.050424 | 0.070555 | 0.10759 | 2756.6484 | 20317.6918 | 54267.0994 | 51438.0101 | 48886.4019 | 46207.83 | 143326.0339 | 150573.1706 | 195122.9323 | 186229.7797 | 202228.9527 | 191686.2124 | 182177.5209 | 220971.7197 | 259332.1689 | 267986.0012 | 274494.1788 | 260559.7529 | 264118.904 | 281777.4835 | 275053.7641 | 287540.0173 | 319530.8198
NSW1 | Grid Battery | 0 | 0.23179 | 0.39403 | 0.37939 | 1.017 | 17187.3277 | 19161.4979 | 18162.572 | 17261.6101 | 44218.0327 | 94964.0808 | 90013.3554 | 85548.2073 | 80860.8682 | 76645.4036 | 72649.6733 | 69045.8517 | 65262.7281 | 104303.8861 | 98866.2438 | 93961.935 | 94276.6911 | 89361.7342 | 100667.6098 | 95673.7188 | 88613.396 | 87873.2854
NSW1 | Pumped Hydro | 0 | 0 | 80749.0855 | 76539.4199 | 184500.0909 | 204277.3542 | 198930.786 | 188559.9912 | 179206.3769 | 169387.333 | 160557.9795 | 152187.6587 | 144638.3124 | 136713.3149 | 129586.0808 | 122830.409 | 116737.3441 | 110341.092 | 104588.7176 | 99136.2259 | 94218.5231 | 108910.7288 | 103232.9187 | 97851.1094 | 92997.1553 | 87901.6717 | 83319.1212
NSW1 | VPP | 0 | 0 | 0 | 0 | 0 | 0 | 0 | 0 | 0 | 0 | 0 | 0 | 0 | 0 | 0 | 0 | 0 | 0 | 0 | 0 | 0 | 0 | 0 | 0 | 0 | 0 | 0
Total excluding storage |  | 0 | 118159.9772 | 350032.2775 | 494203.4698 | 731820.5813 | 902912.495 | 1018401.5829 | 988685.1445 | 939640.9148 | 921375.1151 | 1144965.3464 | 1137142.5687 | 1175119.9528 | 1136806.6338 | 1127465.1625 | 1204288.0962 | 1147616.3505 | 1162982.2227 | 1253743.4883 | 1212525.7301 | 1204093.0343 | 1188441.7303 | 1178649.032 | 1222565.8479 | 1241855.6531 | 1251682.8888 | 1255061.7625
Region | Technology | 2023-24 | 2024-25 | 2025-26 | 2026-27 | 2027-28 | 2028-29 | 2029-30 | 2030-31 | 2031-32 | 2032-33 | 2033-34 | 2034-35 | 2035-36 | 2036-37 | 2037-38 | 2038-39 | 2039-40 | 2040-41 | 2041-42 | 2042-43 | 2043-44 | 2044-45 | 2045-46 | 2046-47 | 2047-48 | 2048-49 | 2049-50
QLD1 | Black Coal | 0 | 0 | 0 | 0 | 0 | 0 | 0 | 0 | 0 | 0 | 0 | 0 | 0 | 0 | 0 | 0 | 0 | 0 | 0 | 0 | 0 | 0 | 0 | 0 | 0 | 0 | 0
QLD1 | Brown Coal | 0 | 0 | 0 | 0 | 0 | 0 | 0 | 0 | 0 | 0 | 0 | 0 | 0 | 0 | 0 | 0 | 0 | 0 | 0 | 0 | 0 | 0 | 0 | 0 | 0 | 0 | 0
QLD1 | CCGT | 0 | 0 | 0 | 0 | 0 | 0 | 0 | 0 | 0 | 0 | 0 | 0 | 0 | 0 | 0 | 0 | 0 | 0 | 0 | 0 | 0 | 0 | 0 | 0 | 0 | 0 | 0
QLD1 | Gas - Steam | 0 | 0 | 0 | 0 | 0 | 0 | 0 | 0 | 0 | 0 | 0 | 0 | 0 | 0 | 0 | 0 | 0 | 0 | 0 | 0 | 0 | 0 | 0 | 0 | 0 | 0 | 0
QLD1 | OCGT / Diesel | 0 | 0.012494 | 0.011843 | 0.011265 | 0.011035 | 0.013133 | 0.012582 | 0.016073 | 0.015338 | 0.014654 | 0.058682 | 41149.8623 | 53366.6991 | 50442.6401 | 47812.9316 | 45320.3144 | 43072.177 | 40712.1737 | 38589.7381 | 36577.9509 | 34763.483 | 32858.7283 | 31145.7142 | 61184.1871 | 58149.1142 | 107755.59 | 102137.9968
QLD1 | Hydro | 0 | 0 | 0 | 0 | 0 | 0 | 0 | 0 | 0 | 0 | 0 | 0 | 0 | 0 | 0 | 0 | 0 | 0 | 0 | 0 | 0 | 0 | 0 | 0 | 0 | 0 | 0
QLD1 | Hydrogen Turbine | 0 | 0 | 0 | 0 | 0 | 0 | 0 | 0 | 0 | 0 | 0 | 0 | 0 | 0 | 0 | 0 | 0 | 0 | 0 | 0 | 0 | 0 | 0 | 0 | 0 | 0 | 0
QLD1 | Wind | 0 | 0.219 | 0.2079 | 69890.4114 | 151842.5964 | 225732.1949 | 290953.7167 | 275785.5142 | 262105.033 | 247743.8203 | 234828.5446 | 258436.7153 | 394588.9641 | 433237.3146 | 531636.1745 | 503920.5451 | 478923.3086 | 468602.424 | 512752.2213 | 546528.8022 | 525240.0226 | 497396.7819 | 519538.5902 | 635804.7617 | 612611.0822 | 723536.1153 | 691285.9706
QLD1 | Solar PV | 0 | 0.040101 | 0.038433 | 0.082446 | 0.094576 | 0.098249 | 0.12683 | 0.12043 | 0.11487 | 0.10902 | 0.10385 | 0.098762 | 4254.0667 | 13712.8961 | 73985.2318 | 70128.1819 | 66649.4377 | 101874.8589 | 98179.0057 | 159726.8855 | 182227.635 | 172243.05 | 172942.5347 | 259390.1449 | 278492.2594 | 310951.1963 | 356094.3622
QLD1 | Grid Battery | 0 | 0.050415 | 0.055261 | 0.054525 | 0.051906 | 0.053602 | 0.051583 | 0.063858 | 0.06112 | 0.097189 | 12990.0998 | 20190.578 | 57691.0362 | 54530.0391 | 110766.4081 | 104991.8565 | 99783.6822 | 94316.3524 | 124385.6817 | 117901.1214 | 121556.2266 | 114895.9222 | 108906.086 | 114089.8663 | 108430.3818 | 112099.1656 | 133910.8295
QLD1 | Pumped Hydro | 0 | 0 | 0.066626 | 0.07074 | 0.070473 | 0.079394 | 0.076622 | 0.12422 | 0.11842 | 0.1599 | 58946.1642 | 55873.1583 | 53101.5439 | 50192.0135 | 47575.3706 | 45095.1383 | 42858.1712 | 40509.894 | 38398.0121 | 50708.1266 | 48192.7247 | 45552.1583 | 43177.4021 | 128985.1412 | 122586.7679 | 138797.81 | 131561.9055
QLD1 | VPP | 0 | 0 | 0 | 0 | 0 | 0 | 0 | 0 | 0 | 0 | 0 | 0 | 0 | 0 | 0 | 0 | 0 | 0 | 0 | 0 | 0 | 0 | 0 | 0 | 0 | 0 | 0
Total excluding storage |  | 0 | 0.32201 | 0.38006 | 69890.6303 | 151842.8244 | 225732.4393 | 290953.9844 | 275785.8387 | 262105.3427 | 247744.2011 | 306764.9711 | 375650.4127 | 563002.3099 | 602114.9033 | 811776.1167 | 769456.0362 | 731286.7767 | 746015.7029 | 812304.659 | 911442.8866 | 911980.0919 | 862946.6407 | 875710.3273 | 1199454.1012 | 1180269.6055 | 1393139.8772 | 1414991.0645
Region | Technology | 2023-24 | 2024-25 | 2025-26 | 2026-27 | 2027-28 | 2028-29 | 2029-30 | 2030-31 | 2031-32 | 2032-33 | 2033-34 | 2034-35 | 2035-36 | 2036-37 | 2037-38 | 2038-39 | 2039-40 | 2040-41 | 2041-42 | 2042-43 | 2043-44 | 2044-45 | 2045-46 | 2046-47 | 2047-48 | 2048-49 | 2049-50
VIC1 | Black Coal | 0 | 0 | 0 | 0 | 0 | 0 | 0 | 0 | 0 | 0 | 0 | 0 | 0 | 0 | 0 | 0 | 0 | 0 | 0 | 0 | 0 | 0 | 0 | 0 | 0 | 0 | 0
VIC1 | Brown Coal | 0 | 0 | 0 | 0 | 0 | 0 | 0 | 0 | 0 | 0 | 0 | 0 | 0 | 0 | 0 | 0 | 0 | 0 | 0 | 0 | 0 | 0 | 0 | 0 | 0 | 0 | 0
VIC1 | CCGT | 0 | 0 | 0 | 0 | 0 | 0 | 0 | 0 | 0 | 0 | 0 | 0 | 0 | 0 | 0 | 0 | 0 | 0 | 0 | 0 | 0 | 0 | 0 | 0 | 0 | 0 | 0
VIC1 | Gas - Steam | 0 | 0 | 0 | 0 | 0 | 0 | 0 | 0 | 0 | 0 | 0 | 0 | 0 | 0 | 0 | 0 | 0 | 0 | 0 | 0 | 0 | 0 | 0 | 0 | 0 | 0 | 0
VIC1 | OCGT / Diesel | 0 | 0.013815 | 0.013095 | 0.012412 | 0.011836 | 0.011388 | 0.010979 | 0.011175 | 0.010984 | 0.011441 | 0.011578 | 0.012731 | 21185.2268 | 20024.4495 | 18980.521 | 17991.0152 | 17098.5618 | 16161.7004 | 18428.8823 | 17468.135 | 18073.28 | 69150.4686 | 65545.4679 | 62128.4057 | 59046.495 | 56820.1708 | 67101.9431
VIC1 | Hydro | 0 | 0 | 0 | 0 | 0 | 0 | 0 | 0 | 0 | 0 | 0 | 0 | 0 | 0 | 0 | 0 | 0 | 0 | 0 | 0 | 0 | 0 | 0 | 0 | 0 | 0 | 0
VIC1 | Hydrogen Turbine | 0 | 0 | 0 | 0 | 0 | 0 | 0 | 0 | 0 | 0 | 0 | 0 | 0 | 0 | 0 | 0 | 0 | 0 | 0 | 0 | 0 | 0 | 0 | 0 | 0 | 0 | 0
VIC1 | Wind | 0 | 0.13357 | 67033.0143 | 63538.4172 | 60386.5675 | 57077.8848 | 54102.2623 | 51281.7668 | 48737.9105 | 46067.4783 | 43666.0487 | 80361.8433 | 235479.6847 | 266430.5903 | 349927.4948 | 360050.9291 | 343238.691 | 355492.4619 | 339877.2357 | 388634.2876 | 395192.1302 | 376572.0613 | 368159.2944 | 409204.0734 | 412899.9214 | 393769.7726 | 383438.4585
VIC1 | Solar PV | 0 | 0.028698 | 0.085178 | 0.080944 | 0.077861 | 0.074036 | 0.070612 | 0.067288 | 0.064289 | 0.062185 | 0.063394 | 0.069904 | 10709.8367 | 10123.0264 | 9595.2873 | 9097.472 | 13805.9751 | 29679.0947 | 36479.5483 | 34577.773 | 61306.9468 | 61454.1196 | 58603.9829 | 69582.2487 | 95301.6892 | 125603.1489 | 126436.8472
VIC1 | Grid Battery | 0 | 0.058496 | 0.056624 | 0.054712 | 0.052055 | 0.051555 | 0.050128 | 0.051652 | 0.050044 | 0.078993 | 0.091642 | 0.101 | 62101.3324 | 58698.6873 | 55638.5668 | 52737.9783 | 50121.8845 | 51880.0917 | 61332.6456 | 58135.2094 | 55251.3831 | 52224.0404 | 49501.4601 | 46920.8157 | 48163.853 | 77204.0309 | 73179.177
VIC1 | Pumped Hydro | 0 | 0 | 0.062632 | 0.062742 | 0.063659 | 0.065152 | 0.063592 | 0.070568 | 0.067846 | 0.088541 | 0.11937 | 0.11876 | 0.14149 | 0.13442 | 0.12793 | 0.12176 | 0.11638 | 0.11137 | 0.20321 | 0.19316 | 0.18424 | 0.23 | 0.21861 | 0.20777 | 0.20734 | 0.38224 | 0.44115
VIC1 | VPP | 0 | 0 | 0 | 0 | 0 | 0 | 0 | 0 | 0 | 0 | 0 | 0 | 0 | 0 | 0 | 0 | 0 | 0 | 0 | 0 | 0 | 0 | 0 | 0 | 0 | 0 | 0
Total excluding storage |  | 0 | 0.23458 | 67033.2319 | 63538.628 | 60386.7729 | 57078.0869 | 54102.4576 | 51281.9675 | 48738.1036 | 46067.7195 | 43666.3347 | 80362.1457 | 329476.2222 | 355276.888 | 434141.9978 | 439877.5164 | 424265.2288 | 453213.4599 | 456118.5151 | 498815.5982 | 529823.9244 | 559400.9199 | 541810.4239 | 587835.7513 | 615412.1659 | 653397.5055 | 650156.8669
Region | Technology | 2023-24 | 2024-25 | 2025-26 | 2026-27 | 2027-28 | 2028-29 | 2029-30 | 2030-31 | 2031-32 | 2032-33 | 2033-34 | 2034-35 | 2035-36 | 2036-37 | 2037-38 | 2038-39 | 2039-40 | 2040-41 | 2041-42 | 2042-43 | 2043-44 | 2044-45 | 2045-46 | 2046-47 | 2047-48 | 2048-49 | 2049-50
SA1 | Black Coal | 0 | 0 | 0 | 0 | 0 | 0 | 0 | 0 | 0 | 0 | 0 | 0 | 0 | 0 | 0 | 0 | 0 | 0 | 0 | 0 | 0 | 0 | 0 | 0 | 0 | 0 | 0
SA1 | Brown Coal | 0 | 0 | 0 | 0 | 0 | 0 | 0 | 0 | 0 | 0 | 0 | 0 | 0 | 0 | 0 | 0 | 0 | 0 | 0 | 0 | 0 | 0 | 0 | 0 | 0 | 0 | 0
SA1 | CCGT | 0 | 0 | 0 | 0 | 0 | 0 | 0 | 0 | 0 | 0 | 0 | 0 | 0 | 0 | 0 | 0 | 0 | 0 | 0 | 0 | 0 | 0 | 0 | 0 | 0 | 0 | 0
SA1 | Gas - Steam | 0 | 0 | 0 | 0 | 0 | 0 | 0 | 0 | 0 | 0 | 0 | 0 | 0 | 0 | 0 | 0 | 0 | 0 | 0 | 0 | 0 | 0 | 0 | 0 | 0 | 0 | 0
SA1 | OCGT / Diesel | 0 | 0.012509 | 0.011857 | 0.011268 | 0.011049 | 0.011257 | 0.010977 | 0.011356 | 0.011197 | 0.011833 | 0.011984 | 0.016304 | 0.15458 | 0.14621 | 0.14166 | 0.1343 | 0.12773 | 0.12079 | 0.11463 | 0.1087 | 12247.5614 | 14127.7263 | 13391.2098 | 12693.0899 | 12063.4427 | 13319.229 | 21756.9433
SA1 | Hydro | 0 | 0 | 0 | 0 | 0 | 0 | 0 | 0 | 0 | 0 | 0 | 0 | 0 | 0 | 0 | 0 | 0 | 0 | 0 | 0 | 0 | 0 | 0 | 0 | 0 | 0 | 0
SA1 | Hydrogen Turbine | 0 | 0 | 0 | 0 | 0 | 0 | 0 | 0 | 0 | 0 | 0 | 0 | 0 | 0 | 0 | 0 | 0 | 0 | 0 | 0 | 0 | 0 | 0 | 0 | 0 | 0 | 0
SA1 | Wind | 0 | 0.17917 | 0.16986 | 0.16873 | 0.16318 | 0.18101 | 0.17446 | 0.19954 | 0.19339 | 0.32017 | 71513.5992 | 69194.0361 | 140207.053 | 145855.3639 | 162957.3449 | 163046.8841 | 170371.569 | 195330.3699 | 185227.1754 | 177323.3256 | 169412.49 | 180451.4401 | 177340.4469 | 215135.7213 | 236136.4606 | 254641.6488 | 244767.8619
SA1 | Solar PV | 0 | 0.037406 | 0.03561 | 0.034117 | 0.035949 | 0.03755 | 0.037734 | 0.042357 | 0.043449 | 0.055583 | 0.07255 | 0.10769 | 4495.6717 | 9640.963 | 25975.8723 | 24621.68 | 23400.3106 | 22281.6109 | 44594.9089 | 42270.0602 | 60674.4192 | 57517.9328 | 54519.3679 | 64222.1709 | 66421.8247 | 84023.8876 | 87207.827
SA1 | Grid Battery | 0 | 0.05984 | 0.061392 | 0.058639 | 0.055804 | 0.05312 | 0.052407 | 0.054335 | 0.052958 | 0.091604 | 0.10526 | 0.14868 | 22436.298 | 21206.9737 | 35764.3068 | 33899.8174 | 32218.2003 | 33321.8403 | 55868.6201 | 52956.0384 | 50329.1278 | 48697.7183 | 46158.9734 | 43752.5822 | 43539.9556 | 50601.3387 | 47963.355
SA1 | Pumped Hydro | 0 | 0 | 0.076391 | 0.073875 | 0.072683 | 0.076386 | 0.073539 | 0.078118 | 0.075152 | 0.094556 | 0.10517 | 0.12308 | 0.17151 | 0.16359 | 0.16088 | 0.15278 | 0.14566 | 0.14048 | 0.1452 | 0.13834 | 0.1371 | 0.15545 | 0.14777 | 0.14042 | 0.14387 | 0.14308 | 0.14006
SA1 | VPP | 0 | 0 | 0 | 0 | 0 | 0 | 0 | 0 | 0 | 0 | 0 | 0 | 0 | 0 | 0 | 0 | 0 | 0 | 0 | 0 | 0 | 0 | 0 | 0 | 0 | 0 | 0
Total excluding storage |  | 0 | 0.28892 | 0.35511 | 0.34663 | 0.33866 | 0.35932 | 0.34911 | 0.3857 | 0.37615 | 0.57375 | 71513.8942 | 69194.4319 | 167139.3488 | 176703.6104 | 224697.8265 | 221568.6686 | 225990.3533 | 250934.0824 | 285690.9642 | 272549.6711 | 292663.7356 | 300794.9729 | 291410.1458 | 335803.7048 | 358161.8275 | 402586.2471 | 401696.1271
Region | Technology | 2023-24 | 2024-25 | 2025-26 | 2026-27 | 2027-28 | 2028-29 | 2029-30 | 2030-31 | 2031-32 | 2032-33 | 2033-34 | 2034-35 | 2035-36 | 2036-37 | 2037-38 | 2038-39 | 2039-40 | 2040-41 | 2041-42 | 2042-43 | 2043-44 | 2044-45 | 2045-46 | 2046-47 | 2047-48 | 2048-49 | 2049-50
TAS1 | Black Coal | 0 | 0 | 0 | 0 | 0 | 0 | 0 | 0 | 0 | 0 | 0 | 0 | 0 | 0 | 0 | 0 | 0 | 0 | 0 | 0 | 0 | 0 | 0 | 0 | 0 | 0 | 0
TAS1 | Brown Coal | 0 | 0 | 0 | 0 | 0 | 0 | 0 | 0 | 0 | 0 | 0 | 0 | 0 | 0 | 0 | 0 | 0 | 0 | 0 | 0 | 0 | 0 | 0 | 0 | 0 | 0 | 0
TAS1 | CCGT | 0 | 0 | 0 | 0 | 0 | 0 | 0 | 0 | 0 | 0 | 0 | 0 | 0 | 0 | 0 | 0 | 0 | 0 | 0 | 0 | 0 | 0 | 0 | 0 | 0 | 0 | 0
TAS1 | Gas - Steam | 0 | 0 | 0 | 0 | 0 | 0 | 0 | 0 | 0 | 0 | 0 | 0 | 0 | 0 | 0 | 0 | 0 | 0 | 0 | 0 | 0 | 0 | 0 | 0 | 0 | 0 | 0
TAS1 | OCGT / Diesel | 0 | 0.011884 | 0.011264 | 0.010722 | 0.010495 | 0.010465 | 0.010573 | 0.010604 | 0.010577 | 0.010884 | 0.010864 | 0.011392 | 0.021756 | 0.020617 | 0.024518 | 0.023283 | 0.022191 | 0.02128 | 0.033675 | 0.031977 | 0.031266 | 0.031176 | 0.029589 | 0.028089 | 0.026745 | 0.025343 | 0.020954
TAS1 | Hydro | 0 | 0 | 0 | 0 | 0 | 0 | 0 | 0 | 0 | 0 | 0 | 0 | 0 | 0 | 0 | 0 | 0 | 0 | 0 | 0 | 0 | 0 | 0 | 0 | 0 | 0 | 0
TAS1 | Hydrogen Turbine | 0 | 0 | 0 | 0 | 0 | 0 | 0 | 0 | 0 | 0 | 0 | 0 | 0 | 0 | 0 | 0 | 0 | 0 | 0 | 0 | 0 | 0 | 0 | 0 | 0 | 0 | 0
TAS1 | Wind | 0 | 36915.6054 | 52402.8225 | 66096.1569 | 78360.5645 | 88688.8411 | 97859.2669 | 106759.378 | 116300.8918 | 123886.9625 | 130204.7036 | 135812.5567 | 167882.4828 | 177803.9913 | 176974.8952 | 167748.7172 | 159427.4617 | 150982.7025 | 143111.5962 | 135650.9605 | 128939.4865 | 126838.1107 | 130355.6765 | 124794.9724 | 118604.5607 | 112106.0004 | 96589.6121
TAS1 | Solar PV | 0 | 0.015445 | 0.014727 | 0.014977 | 0.016759 | 0.016549 | 0.016509 | 0.018464 | 0.018708 | 0.020026 | 0.022484 | 0.023361 | 0.038293 | 0.036713 | 0.035274 | 0.033549 | 0.032303 | 0.031966 | 0.031865 | 0.032333 | 0.045808 | 0.062178 | 0.0591 | 0.056395 | 0.058731 | 0.058164 | 0.051153
TAS1 | Grid Battery | 0 | 0.044177 | 0.048967 | 0.048254 | 0.045909 | 0.043546 | 0.046412 | 0.046276 | 0.046991 | 0.071002 | 0.075915 | 0.075933 | 0.099429 | 0.094356 | 0.12453 | 0.11843 | 0.11323 | 0.14401 | 0.14307 | 0.13583 | 0.12951 | 0.10733 | 0.099484 | 0.094017 | 0.10309 | 0.10361 | 0.097404
TAS1 | Pumped Hydro | 0 | 0 | 0.082277 | 0.084059 | 0.085424 | 0.086031 | 0.098125 | 0.11026 | 0.1164 | 0.31597 | 4202.5579 | 9209.3276 | 42032.9009 | 39729.8423 | 38756.114 | 36735.6535 | 34913.363 | 33000.3963 | 36457.2558 | 34556.6411 | 32842.4431 | 31042.9479 | 29424.5953 | 27890.612 | 26507.0843 | 25054.7129 | 23748.5432
TAS1 | VPP | 0 | 0 | 0 | 0 | 0 | 0 | 0 | 0 | 0 | 0 | 0 | 0 | 0 | 0 | 0 | 0 | 0 | 0 | 0 | 0 | 0 | 0 | 0 | 0 | 0 | 0 | 0
Total excluding storage |  | 0 | 36915.6769 | 52402.9797 | 66096.315 | 78360.7231 | 88688.9977 | 97859.4385 | 106759.5637 | 116301.0845 | 123887.3804 | 134407.3708 | 145021.995 | 209915.5432 | 217533.9853 | 215731.1935 | 204484.5459 | 194340.9925 | 183983.2961 | 179569.0606 | 170207.8017 | 161782.1362 | 157881.2592 | 159780.46 | 152685.763 | 145111.8335 | 137160.9004 | 120338.3248

## Option 3A_Rehab Cost
Rehabilition cost by technology ($000s) - Option 3A, Progressive Change Scenario
Rehab | Real June 2021 dollars discounted to 1 July 2021
Explicitly modelled generation
Region | Technology | 2023-24 | 2024-25 | 2025-26 | 2026-27 | 2027-28 | 2028-29 | 2029-30 | 2030-31 | 2031-32 | 2032-33 | 2033-34 | 2034-35 | 2035-36 | 2036-37 | 2037-38 | 2038-39 | 2039-40 | 2040-41 | 2041-42 | 2042-43 | 2043-44 | 2044-45 | 2045-46 | 2046-47 | 2047-48 | 2048-49 | 2049-50
NEM | Black Coal | 0 | 0 | 0 | 0 | 0 | 0 | 0 | 0 | 0 | 0 | 0 | 0 | 0 | 0 | 0 | 0 | 0 | 0 | 0 | 0 | 0 | 0 | 0 | 0 | 0 | 0 | 0
NEM | Brown Coal | 0 | 0 | 0 | 0 | 0 | 0 | 0 | 0 | 0 | 0 | 0 | 0 | 0 | 0 | 0 | 0 | 0 | 0 | 0 | 0 | 0 | 0 | 0 | 0 | 0 | 0 | 0
NEM | CCGT | 0 | 0 | 0 | 0 | 0 | 0 | 0 | 0 | 0 | 0 | 0 | 0 | 0 | 0 | 0 | 0 | 0 | 0 | 0 | 0 | 0 | 0 | 0 | 0 | 0 | 0 | 0
NEM | Gas - Steam | 0 | 0 | 0 | 0 | 0 | 0 | 0 | 0 | 0 | 0 | 0 | 0 | 0 | 0 | 0 | 0 | 0 | 0 | 0 | 0 | 0 | 0 | 0 | 0 | 0 | 0 | 0
NEM | OCGT / Diesel | 0 | 0 | 0 | 0 | 0 | 0 | 0 | 0 | 0 | 0 | 0 | 0 | 0 | 0 | 0 | 0 | 0 | 0 | 0 | 0 | 0 | 0 | 0 | 0 | 0 | 0 | 0
NEM | Hydro | 0 | 0 | 0 | 0 | 0 | 0 | 0 | 0 | 0 | 0 | 0 | 0 | 0 | 0 | 0 | 0 | 0 | 0 | 0 | 0 | 0 | 0 | 0 | 0 | 0 | 0 | 0
NEM | Hydrogen Turbine | 0 | 0 | 0 | 0 | 0 | 0 | 0 | 0 | 0 | 0 | 0 | 0 | 0 | 0 | 0 | 0 | 0 | 0 | 0 | 0 | 0 | 0 | 0 | 0 | 0 | 0 | 0
NEM | Wind | 0 | 0 | 0 | 0 | 0 | 0 | 0 | 0 | 0 | 0 | 0 | 0 | 0 | 0 | 0 | 0 | 0 | 0 | 0 | 0 | 0 | 0 | 0 | 0 | 0 | 0 | 0
NEM | Solar PV | 0 | 0 | 0 | 0 | 0 | 0 | 0 | 0 | 0 | 0 | 0 | 0 | 0 | 0 | 0 | 0 | 0 | 0 | 0 | 0 | 0 | 0 | 0 | 0 | 0 | 0 | 0
NEM | Grid Battery | 0 | 0 | 0 | 0 | 0 | 0 | 0 | 0 | 0 | 0 | 0 | 0 | 0 | 0 | 0 | 0 | 0 | 0 | 0 | 0 | 0 | 0 | 0 | 0 | 0 | 0 | 0
NEM | Pumped Hydro | 0 | 0 | 0 | 0 | 0 | 0 | 0 | 0 | 0 | 0 | 0 | 0 | 0 | 0 | 0 | 0 | 0 | 0 | 0 | 0 | 0 | 0 | 0 | 0 | 0 | 0 | 0
NEM | VPP | 0 | 0 | 0 | 0 | 0 | 0 | 0 | 0 | 0 | 0 | 0 | 0 | 0 | 0 | 0 | 0 | 0 | 0 | 0 | 0 | 0 | 0 | 0 | 0 | 0 | 0 | 0
Total excluding storage |  | 0 | 0 | 0 | 0 | 0 | 0 | 0 | 0 | 0 | 0 | 0 | 0 | 0 | 0 | 0 | 0 | 0 | 0 | 0 | 0 | 0 | 0 | 0 | 0 | 0 | 0 | 0
Region | Technology | 2023-24 | 2024-25 | 2025-26 | 2026-27 | 2027-28 | 2028-29 | 2029-30 | 2030-31 | 2031-32 | 2032-33 | 2033-34 | 2034-35 | 2035-36 | 2036-37 | 2037-38 | 2038-39 | 2039-40 | 2040-41 | 2041-42 | 2042-43 | 2043-44 | 2044-45 | 2045-46 | 2046-47 | 2047-48 | 2048-49 | 2049-50
NSW1 | Black Coal | 0 | 0 | 0 | 0 | 0 | 0 | 0 | 0 | 0 | 0 | 0 | 0 | 0 | 0 | 0 | 0 | 0 | 0 | 0 | 0 | 0 | 0 | 0 | 0 | 0 | 0 | 0
NSW1 | Brown Coal | 0 | 0 | 0 | 0 | 0 | 0 | 0 | 0 | 0 | 0 | 0 | 0 | 0 | 0 | 0 | 0 | 0 | 0 | 0 | 0 | 0 | 0 | 0 | 0 | 0 | 0 | 0
NSW1 | CCGT | 0 | 0 | 0 | 0 | 0 | 0 | 0 | 0 | 0 | 0 | 0 | 0 | 0 | 0 | 0 | 0 | 0 | 0 | 0 | 0 | 0 | 0 | 0 | 0 | 0 | 0 | 0
NSW1 | Gas - Steam | 0 | 0 | 0 | 0 | 0 | 0 | 0 | 0 | 0 | 0 | 0 | 0 | 0 | 0 | 0 | 0 | 0 | 0 | 0 | 0 | 0 | 0 | 0 | 0 | 0 | 0 | 0
NSW1 | OCGT / Diesel | 0 | 0 | 0 | 0 | 0 | 0 | 0 | 0 | 0 | 0 | 0 | 0 | 0 | 0 | 0 | 0 | 0 | 0 | 0 | 0 | 0 | 0 | 0 | 0 | 0 | 0 | 0
NSW1 | Hydro | 0 | 0 | 0 | 0 | 0 | 0 | 0 | 0 | 0 | 0 | 0 | 0 | 0 | 0 | 0 | 0 | 0 | 0 | 0 | 0 | 0 | 0 | 0 | 0 | 0 | 0 | 0
NSW1 | Hydrogen Turbine | 0 | 0 | 0 | 0 | 0 | 0 | 0 | 0 | 0 | 0 | 0 | 0 | 0 | 0 | 0 | 0 | 0 | 0 | 0 | 0 | 0 | 0 | 0 | 0 | 0 | 0 | 0
NSW1 | Wind | 0 | 0 | 0 | 0 | 0 | 0 | 0 | 0 | 0 | 0 | 0 | 0 | 0 | 0 | 0 | 0 | 0 | 0 | 0 | 0 | 0 | 0 | 0 | 0 | 0 | 0 | 0
NSW1 | Solar PV | 0 | 0 | 0 | 0 | 0 | 0 | 0 | 0 | 0 | 0 | 0 | 0 | 0 | 0 | 0 | 0 | 0 | 0 | 0 | 0 | 0 | 0 | 0 | 0 | 0 | 0 | 0
NSW1 | Grid Battery | 0 | 0 | 0 | 0 | 0 | 0 | 0 | 0 | 0 | 0 | 0 | 0 | 0 | 0 | 0 | 0 | 0 | 0 | 0 | 0 | 0 | 0 | 0 | 0 | 0 | 0 | 0
NSW1 | Pumped Hydro | 0 | 0 | 0 | 0 | 0 | 0 | 0 | 0 | 0 | 0 | 0 | 0 | 0 | 0 | 0 | 0 | 0 | 0 | 0 | 0 | 0 | 0 | 0 | 0 | 0 | 0 | 0
NSW1 | VPP | 0 | 0 | 0 | 0 | 0 | 0 | 0 | 0 | 0 | 0 | 0 | 0 | 0 | 0 | 0 | 0 | 0 | 0 | 0 | 0 | 0 | 0 | 0 | 0 | 0 | 0 | 0
Total excluding storage |  | 0 | 0 | 0 | 0 | 0 | 0 | 0 | 0 | 0 | 0 | 0 | 0 | 0 | 0 | 0 | 0 | 0 | 0 | 0 | 0 | 0 | 0 | 0 | 0 | 0 | 0 | 0
Region | Technology | 2023-24 | 2024-25 | 2025-26 | 2026-27 | 2027-28 | 2028-29 | 2029-30 | 2030-31 | 2031-32 | 2032-33 | 2033-34 | 2034-35 | 2035-36 | 2036-37 | 2037-38 | 2038-39 | 2039-40 | 2040-41 | 2041-42 | 2042-43 | 2043-44 | 2044-45 | 2045-46 | 2046-47 | 2047-48 | 2048-49 | 2049-50
QLD1 | Black Coal | 0 | 0 | 0 | 0 | 0 | 0 | 0 | 0 | 0 | 0 | 0 | 0 | 0 | 0 | 0 | 0 | 0 | 0 | 0 | 0 | 0 | 0 | 0 | 0 | 0 | 0 | 0
QLD1 | Brown Coal | 0 | 0 | 0 | 0 | 0 | 0 | 0 | 0 | 0 | 0 | 0 | 0 | 0 | 0 | 0 | 0 | 0 | 0 | 0 | 0 | 0 | 0 | 0 | 0 | 0 | 0 | 0
QLD1 | CCGT | 0 | 0 | 0 | 0 | 0 | 0 | 0 | 0 | 0 | 0 | 0 | 0 | 0 | 0 | 0 | 0 | 0 | 0 | 0 | 0 | 0 | 0 | 0 | 0 | 0 | 0 | 0
QLD1 | Gas - Steam | 0 | 0 | 0 | 0 | 0 | 0 | 0 | 0 | 0 | 0 | 0 | 0 | 0 | 0 | 0 | 0 | 0 | 0 | 0 | 0 | 0 | 0 | 0 | 0 | 0 | 0 | 0
QLD1 | OCGT / Diesel | 0 | 0 | 0 | 0 | 0 | 0 | 0 | 0 | 0 | 0 | 0 | 0 | 0 | 0 | 0 | 0 | 0 | 0 | 0 | 0 | 0 | 0 | 0 | 0 | 0 | 0 | 0
QLD1 | Hydro | 0 | 0 | 0 | 0 | 0 | 0 | 0 | 0 | 0 | 0 | 0 | 0 | 0 | 0 | 0 | 0 | 0 | 0 | 0 | 0 | 0 | 0 | 0 | 0 | 0 | 0 | 0
QLD1 | Hydrogen Turbine | 0 | 0 | 0 | 0 | 0 | 0 | 0 | 0 | 0 | 0 | 0 | 0 | 0 | 0 | 0 | 0 | 0 | 0 | 0 | 0 | 0 | 0 | 0 | 0 | 0 | 0 | 0
QLD1 | Wind | 0 | 0 | 0 | 0 | 0 | 0 | 0 | 0 | 0 | 0 | 0 | 0 | 0 | 0 | 0 | 0 | 0 | 0 | 0 | 0 | 0 | 0 | 0 | 0 | 0 | 0 | 0
QLD1 | Solar PV | 0 | 0 | 0 | 0 | 0 | 0 | 0 | 0 | 0 | 0 | 0 | 0 | 0 | 0 | 0 | 0 | 0 | 0 | 0 | 0 | 0 | 0 | 0 | 0 | 0 | 0 | 0
QLD1 | Grid Battery | 0 | 0 | 0 | 0 | 0 | 0 | 0 | 0 | 0 | 0 | 0 | 0 | 0 | 0 | 0 | 0 | 0 | 0 | 0 | 0 | 0 | 0 | 0 | 0 | 0 | 0 | 0
QLD1 | Pumped Hydro | 0 | 0 | 0 | 0 | 0 | 0 | 0 | 0 | 0 | 0 | 0 | 0 | 0 | 0 | 0 | 0 | 0 | 0 | 0 | 0 | 0 | 0 | 0 | 0 | 0 | 0 | 0
QLD1 | VPP | 0 | 0 | 0 | 0 | 0 | 0 | 0 | 0 | 0 | 0 | 0 | 0 | 0 | 0 | 0 | 0 | 0 | 0 | 0 | 0 | 0 | 0 | 0 | 0 | 0 | 0 | 0
Total excluding storage |  | 0 | 0 | 0 | 0 | 0 | 0 | 0 | 0 | 0 | 0 | 0 | 0 | 0 | 0 | 0 | 0 | 0 | 0 | 0 | 0 | 0 | 0 | 0 | 0 | 0 | 0 | 0
Region | Technology | 2023-24 | 2024-25 | 2025-26 | 2026-27 | 2027-28 | 2028-29 | 2029-30 | 2030-31 | 2031-32 | 2032-33 | 2033-34 | 2034-35 | 2035-36 | 2036-37 | 2037-38 | 2038-39 | 2039-40 | 2040-41 | 2041-42 | 2042-43 | 2043-44 | 2044-45 | 2045-46 | 2046-47 | 2047-48 | 2048-49 | 2049-50
VIC1 | Black Coal | 0 | 0 | 0 | 0 | 0 | 0 | 0 | 0 | 0 | 0 | 0 | 0 | 0 | 0 | 0 | 0 | 0 | 0 | 0 | 0 | 0 | 0 | 0 | 0 | 0 | 0 | 0
VIC1 | Brown Coal | 0 | 0 | 0 | 0 | 0 | 0 | 0 | 0 | 0 | 0 | 0 | 0 | 0 | 0 | 0 | 0 | 0 | 0 | 0 | 0 | 0 | 0 | 0 | 0 | 0 | 0 | 0
VIC1 | CCGT | 0 | 0 | 0 | 0 | 0 | 0 | 0 | 0 | 0 | 0 | 0 | 0 | 0 | 0 | 0 | 0 | 0 | 0 | 0 | 0 | 0 | 0 | 0 | 0 | 0 | 0 | 0
VIC1 | Gas - Steam | 0 | 0 | 0 | 0 | 0 | 0 | 0 | 0 | 0 | 0 | 0 | 0 | 0 | 0 | 0 | 0 | 0 | 0 | 0 | 0 | 0 | 0 | 0 | 0 | 0 | 0 | 0
VIC1 | OCGT / Diesel | 0 | 0 | 0 | 0 | 0 | 0 | 0 | 0 | 0 | 0 | 0 | 0 | 0 | 0 | 0 | 0 | 0 | 0 | 0 | 0 | 0 | 0 | 0 | 0 | 0 | 0 | 0
VIC1 | Hydro | 0 | 0 | 0 | 0 | 0 | 0 | 0 | 0 | 0 | 0 | 0 | 0 | 0 | 0 | 0 | 0 | 0 | 0 | 0 | 0 | 0 | 0 | 0 | 0 | 0 | 0 | 0
VIC1 | Hydrogen Turbine | 0 | 0 | 0 | 0 | 0 | 0 | 0 | 0 | 0 | 0 | 0 | 0 | 0 | 0 | 0 | 0 | 0 | 0 | 0 | 0 | 0 | 0 | 0 | 0 | 0 | 0 | 0
VIC1 | Wind | 0 | 0 | 0 | 0 | 0 | 0 | 0 | 0 | 0 | 0 | 0 | 0 | 0 | 0 | 0 | 0 | 0 | 0 | 0 | 0 | 0 | 0 | 0 | 0 | 0 | 0 | 0
VIC1 | Solar PV | 0 | 0 | 0 | 0 | 0 | 0 | 0 | 0 | 0 | 0 | 0 | 0 | 0 | 0 | 0 | 0 | 0 | 0 | 0 | 0 | 0 | 0 | 0 | 0 | 0 | 0 | 0
VIC1 | Grid Battery | 0 | 0 | 0 | 0 | 0 | 0 | 0 | 0 | 0 | 0 | 0 | 0 | 0 | 0 | 0 | 0 | 0 | 0 | 0 | 0 | 0 | 0 | 0 | 0 | 0 | 0 | 0
VIC1 | Pumped Hydro | 0 | 0 | 0 | 0 | 0 | 0 | 0 | 0 | 0 | 0 | 0 | 0 | 0 | 0 | 0 | 0 | 0 | 0 | 0 | 0 | 0 | 0 | 0 | 0 | 0 | 0 | 0
VIC1 | VPP | 0 | 0 | 0 | 0 | 0 | 0 | 0 | 0 | 0 | 0 | 0 | 0 | 0 | 0 | 0 | 0 | 0 | 0 | 0 | 0 | 0 | 0 | 0 | 0 | 0 | 0 | 0
Total excluding storage |  | 0 | 0 | 0 | 0 | 0 | 0 | 0 | 0 | 0 | 0 | 0 | 0 | 0 | 0 | 0 | 0 | 0 | 0 | 0 | 0 | 0 | 0 | 0 | 0 | 0 | 0 | 0
Region | Technology | 2023-24 | 2024-25 | 2025-26 | 2026-27 | 2027-28 | 2028-29 | 2029-30 | 2030-31 | 2031-32 | 2032-33 | 2033-34 | 2034-35 | 2035-36 | 2036-37 | 2037-38 | 2038-39 | 2039-40 | 2040-41 | 2041-42 | 2042-43 | 2043-44 | 2044-45 | 2045-46 | 2046-47 | 2047-48 | 2048-49 | 2049-50
SA1 | Black Coal | 0 | 0 | 0 | 0 | 0 | 0 | 0 | 0 | 0 | 0 | 0 | 0 | 0 | 0 | 0 | 0 | 0 | 0 | 0 | 0 | 0 | 0 | 0 | 0 | 0 | 0 | 0
SA1 | Brown Coal | 0 | 0 | 0 | 0 | 0 | 0 | 0 | 0 | 0 | 0 | 0 | 0 | 0 | 0 | 0 | 0 | 0 | 0 | 0 | 0 | 0 | 0 | 0 | 0 | 0 | 0 | 0
SA1 | CCGT | 0 | 0 | 0 | 0 | 0 | 0 | 0 | 0 | 0 | 0 | 0 | 0 | 0 | 0 | 0 | 0 | 0 | 0 | 0 | 0 | 0 | 0 | 0 | 0 | 0 | 0 | 0
SA1 | Gas - Steam | 0 | 0 | 0 | 0 | 0 | 0 | 0 | 0 | 0 | 0 | 0 | 0 | 0 | 0 | 0 | 0 | 0 | 0 | 0 | 0 | 0 | 0 | 0 | 0 | 0 | 0 | 0
SA1 | OCGT / Diesel | 0 | 0 | 0 | 0 | 0 | 0 | 0 | 0 | 0 | 0 | 0 | 0 | 0 | 0 | 0 | 0 | 0 | 0 | 0 | 0 | 0 | 0 | 0 | 0 | 0 | 0 | 0
SA1 | Hydro | 0 | 0 | 0 | 0 | 0 | 0 | 0 | 0 | 0 | 0 | 0 | 0 | 0 | 0 | 0 | 0 | 0 | 0 | 0 | 0 | 0 | 0 | 0 | 0 | 0 | 0 | 0
SA1 | Hydrogen Turbine | 0 | 0 | 0 | 0 | 0 | 0 | 0 | 0 | 0 | 0 | 0 | 0 | 0 | 0 | 0 | 0 | 0 | 0 | 0 | 0 | 0 | 0 | 0 | 0 | 0 | 0 | 0
SA1 | Wind | 0 | 0 | 0 | 0 | 0 | 0 | 0 | 0 | 0 | 0 | 0 | 0 | 0 | 0 | 0 | 0 | 0 | 0 | 0 | 0 | 0 | 0 | 0 | 0 | 0 | 0 | 0
SA1 | Solar PV | 0 | 0 | 0 | 0 | 0 | 0 | 0 | 0 | 0 | 0 | 0 | 0 | 0 | 0 | 0 | 0 | 0 | 0 | 0 | 0 | 0 | 0 | 0 | 0 | 0 | 0 | 0
SA1 | Grid Battery | 0 | 0 | 0 | 0 | 0 | 0 | 0 | 0 | 0 | 0 | 0 | 0 | 0 | 0 | 0 | 0 | 0 | 0 | 0 | 0 | 0 | 0 | 0 | 0 | 0 | 0 | 0
SA1 | Pumped Hydro | 0 | 0 | 0 | 0 | 0 | 0 | 0 | 0 | 0 | 0 | 0 | 0 | 0 | 0 | 0 | 0 | 0 | 0 | 0 | 0 | 0 | 0 | 0 | 0 | 0 | 0 | 0
SA1 | VPP | 0 | 0 | 0 | 0 | 0 | 0 | 0 | 0 | 0 | 0 | 0 | 0 | 0 | 0 | 0 | 0 | 0 | 0 | 0 | 0 | 0 | 0 | 0 | 0 | 0 | 0 | 0
Total excluding storage |  | 0 | 0 | 0 | 0 | 0 | 0 | 0 | 0 | 0 | 0 | 0 | 0 | 0 | 0 | 0 | 0 | 0 | 0 | 0 | 0 | 0 | 0 | 0 | 0 | 0 | 0 | 0
Region | Technology | 2023-24 | 2024-25 | 2025-26 | 2026-27 | 2027-28 | 2028-29 | 2029-30 | 2030-31 | 2031-32 | 2032-33 | 2033-34 | 2034-35 | 2035-36 | 2036-37 | 2037-38 | 2038-39 | 2039-40 | 2040-41 | 2041-42 | 2042-43 | 2043-44 | 2044-45 | 2045-46 | 2046-47 | 2047-48 | 2048-49 | 2049-50
TAS1 | Black Coal | 0 | 0 | 0 | 0 | 0 | 0 | 0 | 0 | 0 | 0 | 0 | 0 | 0 | 0 | 0 | 0 | 0 | 0 | 0 | 0 | 0 | 0 | 0 | 0 | 0 | 0 | 0
TAS1 | Brown Coal | 0 | 0 | 0 | 0 | 0 | 0 | 0 | 0 | 0 | 0 | 0 | 0 | 0 | 0 | 0 | 0 | 0 | 0 | 0 | 0 | 0 | 0 | 0 | 0 | 0 | 0 | 0
TAS1 | CCGT | 0 | 0 | 0 | 0 | 0 | 0 | 0 | 0 | 0 | 0 | 0 | 0 | 0 | 0 | 0 | 0 | 0 | 0 | 0 | 0 | 0 | 0 | 0 | 0 | 0 | 0 | 0
TAS1 | Gas - Steam | 0 | 0 | 0 | 0 | 0 | 0 | 0 | 0 | 0 | 0 | 0 | 0 | 0 | 0 | 0 | 0 | 0 | 0 | 0 | 0 | 0 | 0 | 0 | 0 | 0 | 0 | 0
TAS1 | OCGT / Diesel | 0 | 0 | 0 | 0 | 0 | 0 | 0 | 0 | 0 | 0 | 0 | 0 | 0 | 0 | 0 | 0 | 0 | 0 | 0 | 0 | 0 | 0 | 0 | 0 | 0 | 0 | 0
TAS1 | Hydro | 0 | 0 | 0 | 0 | 0 | 0 | 0 | 0 | 0 | 0 | 0 | 0 | 0 | 0 | 0 | 0 | 0 | 0 | 0 | 0 | 0 | 0 | 0 | 0 | 0 | 0 | 0
TAS1 | Hydrogen Turbine | 0 | 0 | 0 | 0 | 0 | 0 | 0 | 0 | 0 | 0 | 0 | 0 | 0 | 0 | 0 | 0 | 0 | 0 | 0 | 0 | 0 | 0 | 0 | 0 | 0 | 0 | 0
TAS1 | Wind | 0 | 0 | 0 | 0 | 0 | 0 | 0 | 0 | 0 | 0 | 0 | 0 | 0 | 0 | 0 | 0 | 0 | 0 | 0 | 0 | 0 | 0 | 0 | 0 | 0 | 0 | 0
TAS1 | Solar PV | 0 | 0 | 0 | 0 | 0 | 0 | 0 | 0 | 0 | 0 | 0 | 0 | 0 | 0 | 0 | 0 | 0 | 0 | 0 | 0 | 0 | 0 | 0 | 0 | 0 | 0 | 0
TAS1 | Grid Battery | 0 | 0 | 0 | 0 | 0 | 0 | 0 | 0 | 0 | 0 | 0 | 0 | 0 | 0 | 0 | 0 | 0 | 0 | 0 | 0 | 0 | 0 | 0 | 0 | 0 | 0 | 0
TAS1 | Pumped Hydro | 0 | 0 | 0 | 0 | 0 | 0 | 0 | 0 | 0 | 0 | 0 | 0 | 0 | 0 | 0 | 0 | 0 | 0 | 0 | 0 | 0 | 0 | 0 | 0 | 0 | 0 | 0
TAS1 | VPP | 0 | 0 | 0 | 0 | 0 | 0 | 0 | 0 | 0 | 0 | 0 | 0 | 0 | 0 | 0 | 0 | 0 | 0 | 0 | 0 | 0 | 0 | 0 | 0 | 0 | 0 | 0
Total excluding storage |  | 0 | 0 | 0 | 0 | 0 | 0 | 0 | 0 | 0 | 0 | 0 | 0 | 0 | 0 | 0 | 0 | 0 | 0 | 0 | 0 | 0 | 0 | 0 | 0 | 0 | 0 | 0

## Option 3A_REZ Tx Cost
REZ transmission expansion cost by region ($000s) - Option 3A, Progressive Change Scenario
REZ Expansion | Real June 2021 dollars discounted to 1 July 2021. As with the total capital costs, the REZ transmission expansion costs are annualised for modelling purposes.
Explicitly modelled generation
Region | Technology | 2023-24 | 2024-25 | 2025-26 | 2026-27 | 2027-28 | 2028-29 | 2029-30 | 2030-31 | 2031-32 | 2032-33 | 2033-34 | 2034-35 | 2035-36 | 2036-37 | 2037-38 | 2038-39 | 2039-40 | 2040-41 | 2041-42 | 2042-43 | 2043-44 | 2044-45 | 2045-46 | 2046-47 | 2047-48 | 2048-49 | 2049-50 | Sum | Raw | Equal
NSW1 | Transmission | 0 | 0.00095924 | 0.0011139 | 0.0013796 | 0.001478 | 0.0016682 | 0.0017001 | 0.0017129 | 0.0017051 | 0.0017961 | 12555.9925 | 16446.2003 | 20746.3064 | 22280.3932 | 21118.8564 | 20017.8735 | 19024.8768 | 17982.4696 | 17044.9955 | 16874.7798 | 16037.7006 | 15158.9663 | 27315.4803 | 48897.3274 | 57433.525 | 64470.1879 | 70062.6239 | 483468.5689 | 483468.5689 | TRUE
QLD1 | Transmission | 68.9742 | 65.4796 | 62.0665 | 58.831 | 56.1762 | 78.4509 | 79.9591 | 77.2906 | 73.6166 | 69.5836 | 66.9504 | 72.8144 | 30361.4698 | 32247.7747 | 49839.7731 | 47251.0238 | 45220.6626 | 53243.8605 | 61351.6428 | 74028.5281 | 74649.5295 | 71159.2406 | 72270.9657 | 113504.6205 | 114913.7735 | 147711.2476 | 160907.2206 | 1149491.5266 | 1149491.5266 | TRUE
VIC1 | Transmission | 0 | 0.00035715 | 0.00038702 | 0.00042468 | 0.00041409 | 0.00040966 | 0.00040179 | 0.00039724 | 0.00040329 | 0.00041041 | 0.00042765 | 0.0004365 | 0.00061952 | 0.00078917 | 0.00079015 | 0.00079652 | 0.00080755 | 0.0016792 | 0.001649 | 11174.491 | 10620.1747 | 10038.2759 | 9514.9536 | 9018.9135 | 8571.526 | 8407.2453 | 10109.9294 | 77455.5209 | 77455.5209 | TRUE
SA1 | Transmission | 57.1282 | 54.015 | 51.2014 | 48.5331 | 46.1264 | 43.6011 | 41.3287 | 39.176 | 37.2334 | 35.201 | 1757.9045 | 1666.274 | 1599.9028 | 1530.6719 | 2392.3329 | 2758.8566 | 2622.0045 | 10345.3983 | 10051.032 | 9766.2015 | 10280.4792 | 11468.6554 | 10871.2333 | 24768.7015 | 30967.7485 | 33630.6312 | 33513.1668 | 200444.7393 | 200444.7393 | TRUE
TAS1 | Transmission | 0 | 0.00058692 | 0.00067945 | 0.00069243 | 0.00073627 | 0.00095646 | 0.0009536 | 0.00093702 | 0.00092693 | 0.00095201 | 108.2298 | 204.3744 | 211.9869 | 251.1861 | 2110.9395 | 2000.8906 | 1901.6355 | 1797.4415 | 1703.7362 | 1635.0973 | 1553.9877 | 1468.8419 | 3958.3398 | 3963.0165 | 3766.4293 | 3560.0599 | 3374.4644 | 33570.6647 | 33570.6647 | TRUE
NEM | Total | 126.1024 | 119.4965 | 113.2701 | 107.3666 | 102.3052 | 122.055 | 121.2909 | 116.4696 | 110.853 | 104.7877 | 14489.0776 | 18389.6635 | 52919.6665 | 56310.0267 | 75461.9026 | 72028.6454 | 68769.1803 | 83369.1716 | 90151.4082 | 113479.0978 | 113141.8716 | 109293.9802 | 123930.9727 | 200152.5794 | 215653.0023 | 257779.3719 | 277967.4051

## Option 3A_USE+DSP Cost
USE+DSP cost by region ($000s) - Option 3A, Progressive Change Scenario
USE+DSP | Real June 2021 dollars discounted to 1 July 2021
Explicitly modelled generation
Region | Technology | 2023-24 | 2024-25 | 2025-26 | 2026-27 | 2027-28 | 2028-29 | 2029-30 | 2030-31 | 2031-32 | 2032-33 | 2033-34 | 2034-35 | 2035-36 | 2036-37 | 2037-38 | 2038-39 | 2039-40 | 2040-41 | 2041-42 | 2042-43 | 2043-44 | 2044-45 | 2045-46 | 2046-47 | 2047-48 | 2048-49 | 2049-50
NSW1 | USE+DSP | 18535.8752 | 16178.9203 | 27003.538 | 117.0509 | 24837.836 | 32782.587 | 0.19802 | 33749.6994 | 1532.5414 | 10722.9181 | 47979.3657 | 59923.6626 | 59.0072 | 47.7702 | 9236.6577 | 0.21337 | 0.21455 | 45.2794 | 12221.2247 | 9.8627 | 342.443 | 576.5458 | 145.8176 | 10124.5063 | 40.3877 | 273.4879 | 864.6505
QLD1 | USE+DSP | 0.02366 | 0.024103 | 0.024241 | 0.024183 | 0.024275 | 1760.4685 | 0.024199 | 7292.9764 | 0.02448 | 391.8214 | 3102.6951 | 5244.2266 | 10006.9345 | 0.026366 | 85830.9142 | 0.02633 | 0.026494 | 16.0051 | 787.7434 | 387.5917 | 977.5438 | 1227.8499 | 339.8388 | 2588.3158 | 0.027885 | 1847.8341 | 4286.9933
VIC1 | USE+DSP | 28.0223 | 2852.1725 | 0.25007 | 0.26697 | 20.3496 | 52.3433 | 0.25097 | 54.8935 | 1.0257 | 59.7516 | 49.9092 | 165.5684 | 12947.8041 | 2873.6163 | 7911.0823 | 0.27224 | 89.1858 | 561.007 | 9040.6273 | 18.2336 | 675.8813 | 1171.2558 | 343.7028 | 0.33973 | 885.1744 | 1746.2854 | 1523.4156
SA1 | USE+DSP | 4.1625 | 0.028366 | 0.028378 | 1.3878 | 15.9121 | 28.1246 | 0.027888 | 31.951 | 1.5379 | 36.6691 | 5.2026 | 116.6605 | 797.8935 | 804.4139 | 1307.0856 | 0.030568 | 29.6482 | 824.1132 | 1842.164 | 0.031306 | 284.2071 | 513.9738 | 138.0652 | 0.032187 | 312.3225 | 723.1937 | 787.9165
TAS1 | USE+DSP | 0.016628 | 0.016546 | 0.016533 | 0.016523 | 0.016554 | 0.016543 | 0.016729 | 11.6692 | 0.016904 | 27.5136 | 0.018065 | 27.9219 | 28.7542 | 0.018438 | 142.6839 | 0.018336 | 25.0304 | 38.0342 | 177.5186 | 0.0184 | 152.2759 | 267.3993 | 81.3808 | 0.018921 | 179.5488 | 387.0401 | 32.4597
NEM | Total | 18568.1004 | 19031.1618 | 27003.8572 | 118.7464 | 24874.1386 | 34623.5399 | 0.51781 | 41141.1895 | 1535.1463 | 11238.6738 | 51137.1907 | 65478.0399 | 23840.3935 | 3725.8453 | 104428.4236 | 0.56084 | 144.1055 | 1484.4389 | 24069.2779 | 415.7377 | 2432.3511 | 3757.0246 | 1048.8051 | 12713.213 | 1417.4613 | 4977.8412 | 7495.4358

## Option 5_CF
Annual capacity factor by technology - Option 5, Progressive Change Scenario
Explicitly modelled generation
Region | Technology | 2023-24 | 2024-25 | 2025-26 | 2026-27 | 2027-28 | 2028-29 | 2029-30 | 2030-31 | 2031-32 | 2032-33 | 2033-34 | 2034-35 | 2035-36 | 2036-37 | 2037-38 | 2038-39 | 2039-40 | 2040-41 | 2041-42 | 2042-43 | 2043-44 | 2044-45 | 2045-46 | 2046-47 | 2047-48 | 2048-49 | 2049-50
NEM | Black Coal | 51.15% | 49.42% | 47.97% | 52.77% | 51.76% | 55.43% | 49.44% | 58.39% | 57.32% | 66% | 69.75% | 70.42% | 71.72% | 72.06% | 72.71% | 71.76% | 70.16% | 63.3% | 64.6% | 65.98% | 66.46% | 61.58% | 59.67% | 62.61% | 59.71% | 62.26% | 62.7%
NEM | Brown Coal | 69.41% | 67.04% | 68.75% | 67.46% | 68.21% | 70.09% | 72.34% | 69.9% | 67.65% | 70.88% | 73.02% | 73.96% | 69.07% | 70.42% | 77.17% | 75.7% | 76.41% | 65.57% | 68.41% | 69.17% | 68.69% | 42.62% | 48.31% | 68.48% | - | - | -
NEM | CCGT | 5.631% | 5.877% | 6.473% | 4.258% | 4.032% | 4.74% | 3.881% | 6.752% | 5.305% | 11.35% | 28.35% | 33.24% | 36.23% | 37.46% | 44.05% | 39.17% | 37.02% | 33.12% | 30.13% | 36.6% | 35.91% | 32.99% | 31.64% | 31.07% | 31.2% | 30.95% | 31.5%
NEM | Gas - Steam | 0.4457% | 0.5467% | 0.7012% | 0.5143% | 0.3082% | 2.273% | 0.3613% | 1.101% | 0.5418% | 1.511% | 1.661% | 4.593% | 19.49% | 21.45% | 28.58% | 12.54% | - | - | - | - | - | - | - | - | - | - | -
NEM | OCGT / Diesel | 0.1313% | 0.1549% | 0.1898% | 0.09371% | 0.1126% | 0.236% | 0.03638% | 0.2661% | 0.1411% | 0.5208% | 2.204% | 4.064% | 4.019% | 5.883% | 8.46% | 5.658% | 9.535% | 10.86% | 6.631% | 9.93% | 14.18% | 9.824% | 11.56% | 13.81% | 18.35% | 17.73% | 18.83%
NEM | Hydro | 23.8% | 23.58% | 21.95% | 20.95% | 18.01% | 24.75% | 24.38% | 23.61% | 23.48% | 23.3% | 28.24% | 28.85% | 28.11% | 24.83% | 29.04% | 25.13% | 23.7% | 23.72% | 22.33% | 24.7% | 25.24% | 23.52% | 20.29% | 26.43% | 26.97% | 27.32% | 28.8%
NEM | Hydrogen Turbine | bar: 2023-24 to 2049-50
NEM | Wind | 31.79% | 31.13% | 32.4% | 33.9% | 36.71% | 35.52% | 34.91% | 35.26% | 37.05% | 35.54% | 35.37% | 35.52% | 37.45% | 37.96% | 36.34% | 36.38% | 36.25% | 36.51% | 35.44% | 34.41% | 33.72% | 34.79% | 35.58% | 34.44% | 33.91% | 33.16% | 33.18%
NEM | Solar PV | 23.92% | 21.06% | 21.9% | 21.88% | 22.75% | 21.09% | 21.15% | 22.58% | 23.59% | 23.69% | 24.42% | 24.18% | 26.02% | 25.96% | 22.28% | 23.87% | 25.41% | 24.97% | 24.85% | 24.25% | 23.09% | 23.99% | 23.79% | 20.18% | 21.37% | 22.45% | 22.79%
NEM | Grid Battery | 5.324% | 5.418% | 5.448% | 5.491% | 5.378% | 7.698% | 7.913% | 8.256% | 7.969% | 10.14% | 12.05% | 12.1% | 15.95% | 16.02% | 16.54% | 16.72% | 17.46% | 16.7% | 19.24% | 18.64% | 18.86% | 19.65% | 19.93% | 17.87% | 18.23% | 18.93% | 18.87%
NEM | Pumped Hydro | 11.37% | 13.81% | 16.78% | 20.89% | 12.49% | 12.64% | 12.24% | 16.21% | 14.28% | 16.38% | 17.13% | 16.88% | 21.26% | 20.68% | 18.15% | 19.35% | 20.87% | 20.69% | 20.47% | 20.45% | 20.29% | 21.45% | 21.73% | 19.54% | 20.05% | 20.47% | 20.06%
NEM | VPP | 8.751% | 8.802% | 8.763% | 8.86% | 8.653% | 8.387% | 8.27% | 8.514% | 8.135% | 8.29% | 7.991% | 7.531% | 7.387% | 7.292% | 6.879% | 6.817% | 6.826% | 6.552% | 6.749% | 6.646% | 6.428% | 6.6% | 6.596% | 6.218% | 6.279% | 6.448% | 6.284%
Region | Technology | 2023-24 | 2024-25 | 2025-26 | 2026-27 | 2027-28 | 2028-29 | 2029-30 | 2030-31 | 2031-32 | 2032-33 | 2033-34 | 2034-35 | 2035-36 | 2036-37 | 2037-38 | 2038-39 | 2039-40 | 2040-41 | 2041-42 | 2042-43 | 2043-44 | 2044-45 | 2045-46 | 2046-47 | 2047-48 | 2048-49 | 2049-50
NSW1 | Black Coal | 45.2% | 41.98% | 37.94% | 51.29% | 48.01% | 54.39% | 44.98% | 55.05% | 54.97% | 66.47% | 69.98% | 69.98% | 70.17% | 66.25% | 69.98% | 69.98% | 65.83% | - | - | - | - | - | - | - | - | - | -
NSW1 | Brown Coal | bar: 2023-24 to 2049-50
NSW1 | CCGT | 0.1021% | 0.1067% | 0.9305% | 0.8033% | 0.8918% | 0.71% | 0.2267% | 4.553% | 2.719% | 9.001% | 41.74% | 44.21% | 40.27% | 42.05% | 50.74% | 43.68% | 40.24% | 38.02% | 34.49% | 42.53% | - | - | - | - | - | - | -
NSW1 | Gas - Steam | bar: 2023-24 to 2049-50
NSW1 | OCGT / Diesel | 0.01329% | 0.02006% | 0.1306% | 0.05526% | 0.1455% | 0.07444% | 0.01093% | 0.2393% | 0.137% | 0.3317% | 2.307% | 4.397% | 1.627% | 2.916% | 4.825% | 2.945% | 6.559% | 10.71% | 5.919% | 8.489% | 14.88% | 11% | 13.58% | 16.29% | 21.19% | 17.6% | 20.17%
NSW1 | Hydro | 10.63% | 13.02% | 12.96% | 12.67% | 10.19% | 16.37% | 12.86% | 12.93% | 11.97% | 12.23% | 14.14% | 14.83% | 14.22% | 11.85% | 16.79% | 14.27% | 12.99% | 13.5% | 11.99% | 14.13% | 14.74% | 14.11% | 12.11% | 16.75% | 16.74% | 17.1% | 17.23%
NSW1 | Hydrogen Turbine | bar: 2023-24 to 2049-50
NSW1 | Wind | 35.95% | 33.54% | 34.03% | 34.3% | 36.81% | 36.67% | 34.26% | 34.77% | 34.99% | 35.17% | 34.25% | 33.99% | 35.74% | 35.55% | 35.57% | 34.45% | 34.82% | 33.11% | 33.79% | 32.59% | 31.89% | 33.19% | 32.95% | 33.89% | 32.09% | 31.55% | 29.79%
NSW1 | Solar PV | 26.07% | 20.95% | 21.06% | 22.54% | 23.68% | 21.54% | 22.04% | 23.64% | 23.92% | 24.19% | 24.19% | 23.89% | 25.88% | 25.86% | 22.21% | 23.26% | 25.4% | 24.68% | 24.55% | 24.06% | 22.83% | 24.29% | 23.86% | 20.68% | 21.12% | 22.61% | 22.41%
NSW1 | Grid Battery | 7.356% | 7.046% | 7.058% | 7.352% | 6.972% | 20.9% | 21.29% | 21.81% | 21.26% | 16.04% | 15% | 14.37% | 14.91% | 15.08% | 14.39% | 13.93% | 14.46% | 13.82% | 17.47% | 16.89% | 16.13% | 18.11% | 17.79% | 16.38% | 16.41% | 17.71% | 17.47%
NSW1 | Pumped Hydro | 10.01% | 11.51% | 21.02% | 26.43% | 12.06% | 12.71% | 11.85% | 16.23% | 14.03% | 16.12% | 15.06% | 14.86% | 22.47% | 22.08% | 19.63% | 20.81% | 22.31% | 22.18% | 22.45% | 21.41% | 21.31% | 22.78% | 23.23% | 20.32% | 19.23% | 20.16% | 19.02%
NSW1 | VPP | 9.052% | 8.865% | 8.978% | 9.191% | 8.746% | 8.377% | 8.273% | 8.669% | 8.202% | 7.952% | 7.584% | 7.19% | 7.381% | 7.273% | 6.931% | 6.675% | 6.785% | 6.484% | 6.714% | 6.575% | 6.319% | 6.734% | 6.641% | 6.306% | 6.323% | 6.7% | 6.542%
Region | Technology | 2023-24 | 2024-25 | 2025-26 | 2026-27 | 2027-28 | 2028-29 | 2029-30 | 2030-31 | 2031-32 | 2032-33 | 2033-34 | 2034-35 | 2035-36 | 2036-37 | 2037-38 | 2038-39 | 2039-40 | 2040-41 | 2041-42 | 2042-43 | 2043-44 | 2044-45 | 2045-46 | 2046-47 | 2047-48 | 2048-49 | 2049-50
QLD1 | Black Coal | 57.26% | 57.04% | 59.22% | 53.86% | 53.84% | 56.01% | 51.92% | 60.29% | 58.67% | 65.73% | 69.7% | 70.53% | 72.21% | 73.91% | 73.68% | 72.39% | 71.7% | 63.3% | 64.6% | 65.98% | 66.46% | 61.58% | 59.67% | 62.61% | 59.71% | 62.26% | 62.7%
QLD1 | Brown Coal | bar: 2023-24 to 2049-50
QLD1 | CCGT | 5.684% | 6.048% | 6.609% | 6.602% | 6.396% | 6.37% | 6.064% | 9.356% | 7.86% | 13.79% | 29.37% | 33.98% | 41.18% | 44.12% | 49.18% | 44.25% | 42.89% | 37.55% | 34.19% | 41.29% | 42.9% | 39.42% | 47.16% | 66.97% | 67.26% | 66.72% | 67.9%
QLD1 | Gas - Steam | bar: 2023-24 to 2049-50
QLD1 | OCGT / Diesel | 0.0006537% | 2.115e-06% | 0.00806% | 0.01243% | 0.007623% | 0.01264% | 2.748e-06% | 0.2119% | 0.04384% | 0.4982% | 2.103% | 2.829% | 6.94% | 11.72% | 14.33% | 10.75% | 14.13% | 13.52% | 7.573% | 14.76% | 16.23% | 16.42% | 19.32% | 18.14% | 22.38% | 19.18% | 21.16%
QLD1 | Hydro | 53.02% | 53.72% | 55.13% | 52.32% | 53.8% | 54.3% | 52.91% | 53.74% | 54.13% | 54.04% | 55.3% | 55.19% | 55.99% | 55.91% | 46.68% | 47.66% | 47.78% | 44.2% | 42.18% | - | - | - | - | - | - | - | -
QLD1 | Hydrogen Turbine | bar: 2023-24 to 2049-50
QLD1 | Wind | 39.11% | 31.47% | 35.25% | 38.28% | 39.85% | 37.77% | 36.51% | 37.99% | 38.11% | 37.56% | 37.43% | 37.14% | 37% | 38.72% | 36.46% | 36.06% | 36.99% | 35.41% | 35.22% | 32.92% | 32.7% | 32.47% | 33.92% | 33.02% | 32.65% | 32.97% | 31.8%
QLD1 | Solar PV | 22.93% | 21.94% | 24.23% | 22.5% | 23.35% | 21.18% | 20.88% | 22.61% | 24.87% | 24.56% | 26.83% | 26.54% | 28.15% | 27.69% | 22.66% | 25.37% | 26.28% | 26.63% | 26.59% | 25.59% | 24.81% | 25.23% | 24.69% | 20.29% | 22.9% | 23.96% | 24.81%
QLD1 | Grid Battery | 6.582% | 6.684% | 6.484% | 6.628% | 6.557% | 6.689% | 6.641% | 6.825% | 6.608% | 6.65% | 12.07% | 15.11% | 20.81% | 20.69% | 20.26% | 20.6% | 21.45% | 21.38% | 21.78% | 22.01% | 21.97% | 22.32% | 22.58% | 19.79% | 21.55% | 21.3% | 22.35%
QLD1 | Pumped Hydro | 11.95% | 14.78% | 12.44% | 15.22% | 14.53% | 12.31% | 14.25% | 16.11% | 15.49% | 17.7% | 22.93% | 22.02% | 19.47% | 17.48% | 13.6% | 14.93% | 16.02% | 16.51% | 15.28% | 18.85% | 18.58% | 18.96% | 19.09% | 18.67% | 21.31% | 21.05% | 21.66%
QLD1 | VPP | 7.947% | 7.993% | 7.853% | 8.17% | 8.078% | 8.295% | 8.29% | 8.507% | 8.358% | 8.518% | 8.1% | 7.71% | 7.542% | 7.413% | 7.023% | 7.103% | 7.022% | 6.908% | 7.015% | 7.061% | 6.965% | 6.897% | 6.901% | 6.499% | 6.65% | 6.523% | 6.684%
Region | Technology | 2023-24 | 2024-25 | 2025-26 | 2026-27 | 2027-28 | 2028-29 | 2029-30 | 2030-31 | 2031-32 | 2032-33 | 2033-34 | 2034-35 | 2035-36 | 2036-37 | 2037-38 | 2038-39 | 2039-40 | 2040-41 | 2041-42 | 2042-43 | 2043-44 | 2044-45 | 2045-46 | 2046-47 | 2047-48 | 2048-49 | 2049-50
VIC1 | Black Coal | bar: 2023-24 to 2049-50
VIC1 | Brown Coal | 69.41% | 67.04% | 68.75% | 67.46% | 68.21% | 70.09% | 72.34% | 69.9% | 67.65% | 70.88% | 73.02% | 73.96% | 69.07% | 70.42% | 77.17% | 75.7% | 76.41% | 65.57% | 68.41% | 69.17% | 68.69% | 42.62% | 48.31% | 68.48% | - | - | -
VIC1 | CCGT | bar: 2023-24 to 2049-50
VIC1 | Gas - Steam | 0.1969% | 0.258% | 0.2748% | 0.5143% | 0.3082% | 2.273% | 0.3613% | 1.101% | 0.5418% | 1.511% | 1.661% | 4.593% | 19.49% | 21.45% | 28.58% | 12.54% | - | - | - | - | - | - | - | - | - | - | -
VIC1 | OCGT / Diesel | 0.06004% | 0.08588% | 0.04158% | 0.119% | 0.09047% | 0.3719% | 0.03975% | 0.1911% | 0.1501% | 0.3016% | 0.2453% | 1.057% | 2.653% | 2.561% | 5.16% | 1.874% | 6.578% | 5.432% | 4.386% | 4.08% | 8.24% | 4.81% | 5.21% | 8.461% | 13.43% | 16.5% | 16.53%
VIC1 | Hydro | 13.79% | 16.72% | 17.22% | 16.36% | 13.68% | 20.5% | 17.11% | 14.8% | 14.78% | 13.49% | 16.49% | 17% | 16.23% | 13.58% | 20.4% | 17.05% | 14.75% | 14.75% | 13.47% | 16.45% | 17.01% | 16.13% | 13.52% | 20.32% | 20.36% | 20.35% | 20.36%
VIC1 | Hydrogen Turbine | bar: 2023-24 to 2049-50
VIC1 | Wind | 27.27% | 26.89% | 28.38% | 28.55% | 33.08% | 31.47% | 32.35% | 31.39% | 36.07% | 31.45% | 32.44% | 33.72% | 36.26% | 36.44% | 33.23% | 36.35% | 34.87% | 38.39% | 34.65% | 35.09% | 34.24% | 35.58% | 37.22% | 33.69% | 35.41% | 33.46% | 37.29%
VIC1 | Solar PV | 20.43% | 18.6% | 17.78% | 18.08% | 18.16% | 19.07% | 18.4% | 18.68% | 19% | 19.65% | 19.67% | 19.54% | 21.63% | 21.72% | 20.04% | 22.99% | 23.85% | 21.83% | 22.61% | 21.76% | 20.48% | 21.44% | 21.74% | 18.91% | 18.91% | 20.2% | 19.35%
VIC1 | Grid Battery | 5.582% | 5.704% | 5.94% | 5.967% | 5.835% | 5.74% | 5.461% | 5.596% | 5.218% | 5.685% | 5.283% | 4.88% | 15.18% | 15.12% | 14.24% | 15.15% | 16.21% | 15.12% | 19.31% | 18.09% | 17.28% | 18.25% | 18.53% | 17% | 16.6% | 17.49% | 16.27%
VIC1 | Pumped Hydro | bar: 2023-24 to 2049-50
VIC1 | VPP | 8.966% | 9.134% | 9.398% | 9.532% | 9.535% | 9.154% | 8.762% | 8.991% | 8.21% | 9.065% | 8.766% | 8.103% | 7.53% | 7.369% | 6.685% | 6.855% | 6.804% | 6.456% | 6.75% | 6.478% | 6.14% | 6.363% | 6.358% | 5.889% | 6.037% | 6.238% | 5.761%
Region | Technology | 2023-24 | 2024-25 | 2025-26 | 2026-27 | 2027-28 | 2028-29 | 2029-30 | 2030-31 | 2031-32 | 2032-33 | 2033-34 | 2034-35 | 2035-36 | 2036-37 | 2037-38 | 2038-39 | 2039-40 | 2040-41 | 2041-42 | 2042-43 | 2043-44 | 2044-45 | 2045-46 | 2046-47 | 2047-48 | 2048-49 | 2049-50
SA1 | Black Coal | bar: 2023-24 to 2049-50
SA1 | Brown Coal | bar: 2023-24 to 2049-50
SA1 | CCGT | 10.59% | 12.47% | 13.22% | 1.725% | 1.09% | 5.033% | 1.851% | 3.371% | 1.825% | 10.42% | 25.27% | 34.96% | 32.17% | 33.12% | - | - | - | - | - | - | - | - | - | - | - | - | -
SA1 | Gas - Steam | 0.6012% | 0.7271% | 0.9678% | - | - | - | - | - | - | - | - | - | - | - | - | - | - | - | - | - | - | - | - | - | - | - | -
SA1 | OCGT / Diesel | 0.5673% | 0.7393% | 0.7836% | 0.2685% | 0.2192% | 0.7631% | 0.1443% | 0.6326% | 0.3392% | 2.133% | 6.522% | 13.41% | 12.6% | 13.27% | 20.27% | 15.93% | 19.88% | 16.18% | 13.9% | 15.49% | 16.96% | 9.011% | 10.35% | 11.4% | 11.25% | 14.09% | 12.41%
SA1 | Hydro | bar: 2023-24 to 2049-50
SA1 | Hydrogen Turbine | bar: 2023-24 to 2049-50
SA1 | Wind | 31.38% | 31.54% | 30.29% | 33.63% | 34.1% | 32.24% | 32.2% | 32.68% | 35.16% | 31.54% | 33.39% | 31.63% | 36.67% | 36.81% | 34.85% | 35.17% | 34.15% | 35.96% | 33.52% | 34.32% | 31.05% | 34.23% | 34.55% | 32.35% | 32.6% | 30.91% | 32.79%
SA1 | Solar PV | 22.74% | 20.72% | 20.81% | 19.8% | 20.26% | 20.46% | 19.75% | 19.73% | 20.54% | 20.82% | 20.55% | 21.55% | 23.73% | 25% | 23.14% | 22.95% | 23.66% | 22.7% | 23.29% | 21.82% | 20.67% | 20.51% | 22.14% | 18.58% | 18.76% | 18.95% | 19.58%
SA1 | Grid Battery | 4.649% | 4.76% | 4.68% | 4.687% | 4.608% | 4.486% | 4.398% | 4.631% | 4.528% | 4.56% | 4.568% | 4.063% | 12.69% | 13% | 15.5% | 15.49% | 15.92% | 14.1% | 17.41% | 15.88% | 18.63% | 18.31% | 19.81% | 17.51% | 16.44% | 18.3% | 15.88%
SA1 | Pumped Hydro | bar: 2023-24 to 2049-50
SA1 | VPP | 8.998% | 9.153% | 8.97% | 8.799% | 8.557% | 8.192% | 7.918% | 7.944% | 7.766% | 7.761% | 7.74% | 7.294% | 7.219% | 7.28% | 7.001% | 6.835% | 6.758% | 6.379% | 6.599% | 6.536% | 6.332% | 6.398% | 6.583% | 6.303% | 6.118% | 6.369% | 6.115%
Region | Technology | 2023-24 | 2024-25 | 2025-26 | 2026-27 | 2027-28 | 2028-29 | 2029-30 | 2030-31 | 2031-32 | 2032-33 | 2033-34 | 2034-35 | 2035-36 | 2036-37 | 2037-38 | 2038-39 | 2039-40 | 2040-41 | 2041-42 | 2042-43 | 2043-44 | 2044-45 | 2045-46 | 2046-47 | 2047-48 | 2048-49 | 2049-50
TAS1 | Black Coal | bar: 2023-24 to 2049-50
TAS1 | Brown Coal | bar: 2023-24 to 2049-50
TAS1 | CCGT | bar: 2023-24 to 2049-50
TAS1 | Gas - Steam | bar: 2023-24 to 2049-50
TAS1 | OCGT / Diesel | 4.633e-06% | 9.752e-06% | 1.02e-05% | 1.07e-05% | 1.122e-05% | 1.189e-05% | 1.283e-05% | 0.03116% | 0.003702% | 0.1593% | 2.055e-05% | 0.2984% | 0.7629% | 0.2414% | 1.116% | 0.0539% | 0.3245% | 0.3126% | 0.8797% | 0.2978% | 0.5782% | 0.8808% | 0.3855% | 0.1788% | 0.8255% | 3.112% | 1.09%
TAS1 | Hydro | 43.97% | 38.32% | 33.06% | 31.33% | 27.47% | 35.06% | 40.53% | 40.2% | 40.76% | 41.13% | 51.01% | 51.68% | 50.74% | 45.82% | 48.37% | 42.48% | 41.61% | 41.25% | 39.93% | 42.49% | 42.95% | 39.38% | 34.39% | 41.43% | 42.98% | 43.63% | 47.74%
TAS1 | Hydrogen Turbine | bar: 2023-24 to 2049-50
TAS1 | Wind | 37.85% | 41.94% | 46.6% | 48.1% | 48.31% | 42.67% | 46.84% | 45.64% | 50.27% | 47.43% | 46.22% | 48.87% | 50.16% | 51.35% | 49.51% | 47.98% | 47.04% | 50.98% | 49.5% | 47.36% | 49.1% | 50.33% | 51.92% | 50.35% | 49.18% | 48.4% | 52.47%
TAS1 | Solar PV | bar: 2023-24 to 2049-50
TAS1 | Grid Battery | bar: 2023-24 to 2049-50
TAS1 | Pumped Hydro | - | - | - | - | - | - | - | - | - | - | 27.56% | 25.7% | 17.78% | 18.76% | 18.28% | 19.39% | 21.77% | 20.09% | 19.06% | 18.71% | 18.51% | 19.01% | 18.66% | 18.74% | 19.49% | 19.47% | 18.43%
TAS1 | VPP | 0.8154% | 2.132% | 3.268% | 4.163% | 5.072% | 4.478% | 7.289% | 7.405% | 7.64% | 8.556% | 7.827% | 7.146% | 5.506% | 5.432% | 5.456% | 5.001% | 5.716% | 5.351% | 4.843% | 4.9% | 4.823% | 4.557% | 4.695% | 4.508% | 4.424% | 4.627% | 4.205%
Explicitly modelled pumping
Region | Technology | 2023-24 | 2024-25 | 2025-26 | 2026-27 | 2027-28 | 2028-29 | 2029-30 | 2030-31 | 2031-32 | 2032-33 | 2033-34 | 2034-35 | 2035-36 | 2036-37 | 2037-38 | 2038-39 | 2039-40 | 2040-41 | 2041-42 | 2042-43 | 2043-44 | 2044-45 | 2045-46 | 2046-47 | 2047-48 | 2048-49 | 2049-50
NEM | Grid Battery pump | 6.639% | 6.767% | 6.81% | 6.856% | 6.733% | 9.604% | 9.902% | 10.3% | 9.99% | 12.39% | 14.49% | 14.58% | 19.23% | 19.32% | 19.99% | 20.19% | 21.02% | 20.22% | 23.2% | 22.52% | 22.72% | 23.71% | 24.1% | 21.54% | 22.02% | 22.82% | 22.75%
NEM | Pumped Hydro Pump | 18.08% | 20.66% | 21.41% | 27.58% | 17.64% | 16.35% | 17.88% | 21.61% | 20.53% | 22.57% | 23.54% | 22.73% | 28.15% | 28.14% | 23.91% | 26.23% | 27.97% | 27.95% | 27.1% | 27.78% | 26.61% | 28.69% | 29.36% | 25.79% | 26.36% | 27.05% | 26.41%
NEM | VPP pump | 10.27% | 10.35% | 10.31% | 10.42% | 10.19% | 9.857% | 9.741% | 10.01% | 9.592% | 9.741% | 9.4% | 8.862% | 8.686% | 8.579% | 8.102% | 8.03% | 8.013% | 7.729% | 7.925% | 7.828% | 7.55% | 7.764% | 7.775% | 7.305% | 7.396% | 7.577% | 7.389%
Region | Technology | 2023-24 | 2024-25 | 2025-26 | 2026-27 | 2027-28 | 2028-29 | 2029-30 | 2030-31 | 2031-32 | 2032-33 | 2033-34 | 2034-35 | 2035-36 | 2036-37 | 2037-38 | 2038-39 | 2039-40 | 2040-41 | 2041-42 | 2042-43 | 2043-44 | 2044-45 | 2045-46 | 2046-47 | 2047-48 | 2048-49 | 2049-50
NSW1 | Grid Battery pump | 8.737% | 8.388% | 8.402% | 8.752% | 8.301% | 25.15% | 25.67% | 26.21% | 25.66% | 19.01% | 17.76% | 17.02% | 17.64% | 17.85% | 17.05% | 16.52% | 17.06% | 16.41% | 20.83% | 20.14% | 19.22% | 21.62% | 21.31% | 19.53% | 19.68% | 21.1% | 20.88%
NSW1 | Pumped Hydro Pump | 16.57% | 17.98% | 22.28% | 29.34% | 16.77% | 15.87% | 17.17% | 21.01% | 19.92% | 21.75% | 20.73% | 19.87% | 28.89% | 29.37% | 25.05% | 27.63% | 29.16% | 29.18% | 28.8% | 28.63% | 27.13% | 29.77% | 30.66% | 26.22% | 24.8% | 26.05% | 24.78%
NSW1 | VPP pump | 10.62% | 10.43% | 10.56% | 10.81% | 10.29% | 9.852% | 9.735% | 10.2% | 9.674% | 9.336% | 8.924% | 8.467% | 8.676% | 8.556% | 8.166% | 7.865% | 7.962% | 7.651% | 7.878% | 7.738% | 7.432% | 7.922% | 7.834% | 7.4% | 7.453% | 7.868% | 7.697%
Region | Technology | 2023-24 | 2024-25 | 2025-26 | 2026-27 | 2027-28 | 2028-29 | 2029-30 | 2030-31 | 2031-32 | 2032-33 | 2033-34 | 2034-35 | 2035-36 | 2036-37 | 2037-38 | 2038-39 | 2039-40 | 2040-41 | 2041-42 | 2042-43 | 2043-44 | 2044-45 | 2045-46 | 2046-47 | 2047-48 | 2048-49 | 2049-50
QLD1 | Grid Battery pump | 7.815% | 7.957% | 7.733% | 7.876% | 7.806% | 7.963% | 7.906% | 8.125% | 7.887% | 7.897% | 14.23% | 17.98% | 24.97% | 24.82% | 24.44% | 24.71% | 25.77% | 25.77% | 26.2% | 26.48% | 26.41% | 26.86% | 27.16% | 23.86% | 25.88% | 25.7% | 26.86%
QLD1 | Pumped Hydro Pump | 20.79% | 25.45% | 19.69% | 24.06% | 22.99% | 19.47% | 22.53% | 25.52% | 24.56% | 27.89% | 33.39% | 32.12% | 28.11% | 25.35% | 19.7% | 21.38% | 23.09% | 24.05% | 22.03% | 26.87% | 26.23% | 27% | 27.4% | 25.47% | 28.97% | 28.84% | 29.17%
QLD1 | VPP pump | 9.325% | 9.404% | 9.262% | 9.597% | 9.503% | 9.759% | 9.754% | 10.01% | 9.857% | 10% | 9.53% | 9.076% | 8.869% | 8.722% | 8.286% | 8.344% | 8.254% | 8.143% | 8.252% | 8.309% | 8.184% | 8.113% | 8.118% | 7.662% | 7.809% | 7.687% | 7.852%
Region | Technology | 2023-24 | 2024-25 | 2025-26 | 2026-27 | 2027-28 | 2028-29 | 2029-30 | 2030-31 | 2031-32 | 2032-33 | 2033-34 | 2034-35 | 2035-36 | 2036-37 | 2037-38 | 2038-39 | 2039-40 | 2040-41 | 2041-42 | 2042-43 | 2043-44 | 2044-45 | 2045-46 | 2046-47 | 2047-48 | 2048-49 | 2049-50
VIC1 | Grid Battery pump | 6.631% | 6.791% | 7.076% | 7.098% | 6.964% | 6.816% | 6.519% | 6.645% | 6.23% | 6.764% | 6.274% | 5.807% | 18.21% | 18.13% | 17.08% | 18.24% | 19.39% | 18.2% | 23.16% | 21.82% | 20.68% | 21.94% | 22.36% | 20.35% | 20.04% | 20.99% | 19.57%
VIC1 | Pumped Hydro Pump | bar: 2023-24 to 2049-50
VIC1 | VPP pump | 10.52% | 10.75% | 11.08% | 11.2% | 11.24% | 10.75% | 10.33% | 10.56% | 9.682% | 10.67% | 10.31% | 9.521% | 8.859% | 8.669% | 7.865% | 8.088% | 7.984% | 7.618% | 7.92% | 7.644% | 7.202% | 7.486% | 7.502% | 6.907% | 7.125% | 7.318% | 6.777%
Region | Technology | 2023-24 | 2024-25 | 2025-26 | 2026-27 | 2027-28 | 2028-29 | 2029-30 | 2030-31 | 2031-32 | 2032-33 | 2033-34 | 2034-35 | 2035-36 | 2036-37 | 2037-38 | 2038-39 | 2039-40 | 2040-41 | 2041-42 | 2042-43 | 2043-44 | 2044-45 | 2045-46 | 2046-47 | 2047-48 | 2048-49 | 2049-50
SA1 | Grid Battery pump | 6.127% | 6.281% | 6.177% | 6.188% | 6.099% | 5.908% | 5.822% | 6.146% | 6.033% | 6.06% | 6.079% | 5.44% | 16.31% | 16.7% | 19.51% | 19.56% | 19.98% | 17.81% | 21.54% | 19.74% | 23.19% | 22.79% | 24.76% | 21.73% | 20.5% | 22.54% | 19.61%
SA1 | Pumped Hydro Pump | bar: 2023-24 to 2049-50
SA1 | VPP pump | 10.57% | 10.77% | 10.55% | 10.35% | 10.09% | 9.618% | 9.339% | 9.325% | 9.146% | 9.124% | 9.106% | 8.581% | 8.493% | 8.565% | 8.237% | 8.064% | 7.93% | 7.527% | 7.743% | 7.707% | 7.432% | 7.527% | 7.767% | 7.395% | 7.219% | 7.472% | 7.194%
Region | Technology | 2023-24 | 2024-25 | 2025-26 | 2026-27 | 2027-28 | 2028-29 | 2029-30 | 2030-31 | 2031-32 | 2032-33 | 2033-34 | 2034-35 | 2035-36 | 2036-37 | 2037-38 | 2038-39 | 2039-40 | 2040-41 | 2041-42 | 2042-43 | 2043-44 | 2044-45 | 2045-46 | 2046-47 | 2047-48 | 2048-49 | 2049-50
TAS1 | Grid Battery pump | bar: 2023-24 to 2049-50
TAS1 | Pumped Hydro Pump | - | - | - | - | - | - | - | - | - | - | 36.43% | 34.05% | 23.34% | 24.98% | 23.77% | 25.53% | 28.64% | 26.74% | 25.04% | 24.52% | 24.26% | 24.98% | 24.86% | 24.36% | 25.94% | 25.31% | 24.25%
TAS1 | VPP pump | 0.9515% | 2.504% | 3.842% | 4.898% | 5.991% | 5.275% | 8.581% | 8.692% | 9.012% | 10.07% | 9.189% | 8.431% | 6.457% | 6.413% | 6.399% | 5.886% | 6.722% | 6.318% | 5.699% | 5.767% | 5.653% | 5.362% | 5.546% | 5.282% | 5.227% | 5.422% | 4.947%
Non-controllable capacity
Region | Technology | 2023-24 | 2024-25 | 2025-26 | 2026-27 | 2027-28 | 2028-29 | 2029-30 | 2030-31 | 2031-32 | 2032-33 | 2033-34 | 2034-35 | 2035-36 | 2036-37 | 2037-38 | 2038-39 | 2039-40 | 2040-41 | 2041-42 | 2042-43 | 2043-44 | 2044-45 | 2045-46 | 2046-47 | 2047-48 | 2048-49 | 2049-50
NEM | Distributed PV | 14.3% | 14.01% | 13.6% | 14.58% | 14.64% | 13.2% | 13.92% | 14.5% | 14.75% | 14.82% | 14.47% | 14.1% | 15.17% | 15.23% | 13.66% | 14.38% | 15.01% | 15.3% | 15.33% | 14.93% | 14.5% | 15.48% | 15.45% | 13.84% | 14.55% | 15.14% | 15.39%
NEM | Behind the meter battery | 4.438% | 4.449% | 4.457% | 4.469% | 4.49% | 4.441% | 4.435% | 4.405% | 4.427% | 4.406% | 4.384% | 4.367% | 4.355% | 4.321% | 4.296% | 4.254% | 4.225% | 4.163% | 4.155% | 4.146% | 4.142% | 4.124% | 4.114% | 4.101% | 4.109% | 4.084% | 4.066%
NEM | Behind the meter battery pump | 5.225% | 5.237% | 5.245% | 5.26% | 5.285% | 5.228% | 5.22% | 5.184% | 5.211% | 5.187% | 5.16% | 5.141% | 5.126% | 5.086% | 5.055% | 5.008% | 4.974% | 4.9% | 4.892% | 4.881% | 4.876% | 4.854% | 4.842% | 4.827% | 4.837% | 4.808% | 4.786%
Region | Technology | 2023-24 | 2024-25 | 2025-26 | 2026-27 | 2027-28 | 2028-29 | 2029-30 | 2030-31 | 2031-32 | 2032-33 | 2033-34 | 2034-35 | 2035-36 | 2036-37 | 2037-38 | 2038-39 | 2039-40 | 2040-41 | 2041-42 | 2042-43 | 2043-44 | 2044-45 | 2045-46 | 2046-47 | 2047-48 | 2048-49 | 2049-50
NSW1 | Distributed PV | 14.08% | 14.02% | 13.55% | 14.96% | 14.75% | 13.13% | 13.56% | 14.4% | 15.03% | 14.63% | 14.5% | 14.06% | 15.53% | 15.31% | 13.63% | 14.04% | 14.92% | 15.57% | 15.13% | 14.94% | 14.43% | 15.8% | 15.52% | 13.8% | 14.19% | 15.04% | 15.65%
NSW1 | Behind the meter battery | 4.454% | 4.516% | 4.536% | 4.524% | 4.516% | 4.454% | 4.445% | 4.407% | 4.407% | 4.371% | 4.345% | 4.352% | 4.356% | 4.321% | 4.289% | 4.244% | 4.218% | 4.157% | 4.137% | 4.112% | 4.094% | 4.094% | 4.104% | 4.101% | 4.115% | 4.099% | 4.087%
NSW1 | Behind the meter battery pump | 5.245% | 5.317% | 5.337% | 5.326% | 5.316% | 5.244% | 5.23% | 5.185% | 5.189% | 5.145% | 5.114% | 5.122% | 5.129% | 5.088% | 5.046% | 4.998% | 4.967% | 4.895% | 4.872% | 4.841% | 4.821% | 4.82% | 4.831% | 4.829% | 4.844% | 4.825% | 4.81%
Region | Technology | 2023-24 | 2024-25 | 2025-26 | 2026-27 | 2027-28 | 2028-29 | 2029-30 | 2030-31 | 2031-32 | 2032-33 | 2033-34 | 2034-35 | 2035-36 | 2036-37 | 2037-38 | 2038-39 | 2039-40 | 2040-41 | 2041-42 | 2042-43 | 2043-44 | 2044-45 | 2045-46 | 2046-47 | 2047-48 | 2048-49 | 2049-50
QLD1 | Distributed PV | 15.12% | 14.61% | 14.75% | 15.69% | 15.78% | 13.32% | 14.51% | 15.01% | 15.7% | 15.54% | 14.96% | 15.14% | 16.15% | 16.18% | 13.65% | 14.85% | 15.41% | 16.18% | 16% | 15.39% | 15.55% | 16.43% | 16.42% | 13.83% | 15.05% | 15.55% | 16.32%
QLD1 | Behind the meter battery | 4.41% | 4.384% | 4.417% | 4.441% | 4.475% | 4.454% | 4.471% | 4.453% | 4.517% | 4.51% | 4.487% | 4.442% | 4.412% | 4.354% | 4.308% | 4.258% | 4.231% | 4.179% | 4.193% | 4.211% | 4.224% | 4.196% | 4.171% | 4.142% | 4.12% | 4.078% | 4.058%
QLD1 | Behind the meter battery pump | 5.192% | 5.158% | 5.198% | 5.228% | 5.267% | 5.243% | 5.261% | 5.24% | 5.316% | 5.308% | 5.28% | 5.23% | 5.194% | 5.124% | 5.07% | 5.013% | 4.98% | 4.917% | 4.935% | 4.955% | 4.97% | 4.938% | 4.91% | 4.874% | 4.85% | 4.803% | 4.775%
Region | Technology | 2023-24 | 2024-25 | 2025-26 | 2026-27 | 2027-28 | 2028-29 | 2029-30 | 2030-31 | 2031-32 | 2032-33 | 2033-34 | 2034-35 | 2035-36 | 2036-37 | 2037-38 | 2038-39 | 2039-40 | 2040-41 | 2041-42 | 2042-43 | 2043-44 | 2044-45 | 2045-46 | 2046-47 | 2047-48 | 2048-49 | 2049-50
VIC1 | Distributed PV | 13.26% | 13.01% | 12.29% | 13.07% | 13.28% | 12.71% | 13.35% | 13.86% | 13.34% | 14.06% | 13.73% | 13% | 13.87% | 14.09% | 13.3% | 13.89% | 14.49% | 13.96% | 14.63% | 14.25% | 13.44% | 14.23% | 14.34% | 13.5% | 14.1% | 14.64% | 14.05%
VIC1 | Behind the meter battery | 4.413% | 4.385% | 4.374% | 4.458% | 4.547% | 4.486% | 4.459% | 4.424% | 4.429% | 4.407% | 4.384% | 4.353% | 4.331% | 4.329% | 4.34% | 4.303% | 4.269% | 4.192% | 4.174% | 4.157% | 4.147% | 4.115% | 4.093% | 4.089% | 4.122% | 4.102% | 4.08%
VIC1 | Behind the meter battery pump | 5.194% | 5.163% | 5.149% | 5.248% | 5.35% | 5.281% | 5.251% | 5.206% | 5.214% | 5.188% | 5.159% | 5.124% | 5.097% | 5.094% | 5.109% | 5.064% | 5.028% | 4.935% | 4.913% | 4.893% | 4.883% | 4.844% | 4.818% | 4.814% | 4.854% | 4.83% | 4.804%
Region | Technology | 2023-24 | 2024-25 | 2025-26 | 2026-27 | 2027-28 | 2028-29 | 2029-30 | 2030-31 | 2031-32 | 2032-33 | 2033-34 | 2034-35 | 2035-36 | 2036-37 | 2037-38 | 2038-39 | 2039-40 | 2040-41 | 2041-42 | 2042-43 | 2043-44 | 2044-45 | 2045-46 | 2046-47 | 2047-48 | 2048-49 | 2049-50
SA1 | Distributed PV | 15.24% | 14.83% | 14.07% | 14.62% | 15.11% | 14.42% | 15.11% | 15.33% | 15.3% | 15.72% | 15.23% | 14.51% | 15.13% | 15.65% | 14.9% | 15.61% | 15.86% | 15.87% | 16.24% | 15.71% | 14.92% | 15.47% | 15.9% | 15.13% | 15.83% | 16.05% | 16%
SA1 | Behind the meter battery | 4.465% | 4.442% | 4.408% | 4.38% | 4.365% | 4.318% | 4.312% | 4.284% | 4.308% | 4.291% | 4.271% | 4.266% | 4.26% | 4.221% | 4.182% | 4.158% | 4.116% | 4.056% | 4.048% | 4.029% | 4.027% | 4.015% | 4.012% | 3.994% | 4.01% | 3.993% | 3.972%
SA1 | Behind the meter battery pump | 5.255% | 5.226% | 5.19% | 5.155% | 5.137% | 5.085% | 5.076% | 5.042% | 5.069% | 5.05% | 5.026% | 5.022% | 5.012% | 4.968% | 4.92% | 4.894% | 4.845% | 4.775% | 4.767% | 4.744% | 4.74% | 4.724% | 4.722% | 4.703% | 4.722% | 4.699% | 4.676%
Region | Technology | 2023-24 | 2024-25 | 2025-26 | 2026-27 | 2027-28 | 2028-29 | 2029-30 | 2030-31 | 2031-32 | 2032-33 | 2033-34 | 2034-35 | 2035-36 | 2036-37 | 2037-38 | 2038-39 | 2039-40 | 2040-41 | 2041-42 | 2042-43 | 2043-44 | 2044-45 | 2045-46 | 2046-47 | 2047-48 | 2048-49 | 2049-50
TAS1 | Distributed PV | 11.99% | 12.06% | 11.49% | 12.27% | 12.19% | 11.94% | 12.08% | 12.36% | 12.15% | 12.53% | 12.49% | 11.94% | 12.73% | 12.7% | 12.35% | 12.43% | 12.71% | 12.58% | 12.86% | 12.83% | 12.19% | 12.91% | 12.77% | 12.44% | 12.5% | 12.79% | 12.58%
TAS1 | Behind the meter battery | 4.421% | 4.4% | 4.411% | 4.416% | 4.431% | 4.405% | 4.413% | 4.394% | 4.429% | 4.407% | 4.378% | 4.349% | 4.329% | 4.285% | 4.249% | 4.212% | 4.192% | 4.15% | 4.156% | 4.147% | 4.147% | 4.104% | 4.098% | 4.074% | 4.082% | 4.053% | 4.041%
TAS1 | Behind the meter battery pump | 5.204% | 5.177% | 5.194% | 5.196% | 5.213% | 5.183% | 5.194% | 5.172% | 5.215% | 5.188% | 5.155% | 5.118% | 5.095% | 5.045% | 5% | 4.96% | 4.935% | 4.886% | 4.89% | 4.883% | 4.878% | 4.831% | 4.825% | 4.796% | 4.803% | 4.772% | 4.759%

## Option 5_Generation
Annual sent-out generation by technology (GWh) - Option 5, Progressive Change Scenario
Explicitly modelled generation
Region | Technology | 2023-24 | 2024-25 | 2025-26 | 2026-27 | 2027-28 | 2028-29 | 2029-30 | 2030-31 | 2031-32 | 2032-33 | 2033-34 | 2034-35 | 2035-36 | 2036-37 | 2037-38 | 2038-39 | 2039-40 | 2040-41 | 2041-42 | 2042-43 | 2043-44 | 2044-45 | 2045-46 | 2046-47 | 2047-48 | 2048-49 | 2049-50
NEM | Black Coal | 73737.1199 | 71237.9995 | 66211.7124 | 59523.8687 | 52393.0233 | 56115.1424 | 50045.9454 | 48441.6307 | 47557.9181 | 54753.9701 | 45312.0013 | 45750.6334 | 36036.3618 | 36206.2414 | 33668.0409 | 33227.7775 | 32487.0261 | 21603.6232 | 22046.6076 | 13998.8432 | 14100.8863 | 13065.9022 | 10752.8984 | 9279.481 | 8849.7188 | 9228.6234 | 9293.7268
NEM | Brown Coal | 29307.4296 | 28305.2547 | 29028.4202 | 28483.3475 | 28800.0568 | 20690.4528 | 21356.1011 | 20636.6878 | 19972.4218 | 20923.3348 | 21556.3225 | 21833.12 | 7018.4851 | 7156.2363 | 7842.0085 | 7692.8059 | 7764.49 | 6663.4144 | 6951.1978 | 7029.1851 | 6979.9065 | 4331.2727 | 4909.3159 | 6958.8457 | 0 | 0 | 0
NEM | CCGT | 1457.5161 | 1428.5896 | 1573.3762 | 1035.0443 | 980.1826 | 1152.183 | 943.3691 | 1641.3709 | 1289.6361 | 2759.2734 | 6891.4095 | 8080.4278 | 8806.6022 | 7843.3413 | 7181.6034 | 6385.5615 | 5566.0679 | 4980.5198 | 4529.9034 | 5503.6837 | 4015.6249 | 3689.4315 | 1751.5891 | 1055.9293 | 1060.5223 | 1052.109 | 1070.5936
NEM | Gas - Steam | 50.7563 | 62.254 | 79.858 | 22.5271 | 13.4998 | 99.5464 | 15.8249 | 48.2323 | 23.7294 | 66.1842 | 72.7719 | 201.1855 | 853.6327 | 939.3129 | 1251.9071 | 549.36 | 0 | 0 | 0 | 0 | 0 | 0 | 0 | 0 | 0 | 0 | 0
NEM | OCGT / Diesel | 84.8885 | 114.0063 | 146.6076 | 72.3857 | 87.737 | 183.883 | 28.3422 | 210.5676 | 111.6856 | 405.6139 | 1699.8621 | 3493.2876 | 3769.9413 | 5519.027 | 7936.1269 | 5307.7293 | 8577.2039 | 9655.4035 | 5932.7641 | 8802.3604 | 13493.0425 | 10549.8278 | 12417.3989 | 16113.4749 | 20465.8225 | 26799.9412 | 30589.7157
NEM | Hydro | 15620.8848 | 15474.2545 | 14404.7852 | 13747.3477 | 11823.3533 | 16245.2987 | 15999.422 | 15497.0575 | 15409.6221 | 15294.7004 | 18536.1013 | 18936.7689 | 18448.2108 | 16299.7156 | 18839.4103 | 16306.5695 | 15373.5787 | 15385.9466 | 14488.1596 | 15883.6251 | 16231.5546 | 15121.8735 | 13043.8092 | 16993.2769 | 17343.4916 | 17569.2769 | 18517.9491
NEM | Hydrogen Turbine | 0 | 0 | 0 | 0 | 0 | 0 | 0 | 0 | 0 | 0 | 0 | 0 | 0 | 0 | 0 | 0 | 0 | 0 | 0 | 0 | 0 | 0 | 0 | 0 | 0 | 0 | 0
NEM | Wind | 28002.9961 | 31665.6446 | 37662.4972 | 45373.8052 | 56022.1751 | 61359.4932 | 66323.7497 | 67065.5676 | 70926.1161 | 68486.4517 | 74448.8231 | 78968.1471 | 103367.9842 | 112290.8464 | 119629.986 | 126072.4892 | 125332.1656 | 132726.7288 | 135700.373 | 138703.1109 | 136080.244 | 141281.5617 | 149069.9724 | 167979.4635 | 176919.5465 | 188761.3034 | 194987.1915
NEM | Solar PV | 18969.1989 | 18286.349 | 19016.8577 | 19000.6484 | 19834.475 | 18942.6046 | 20129.1035 | 21487.9968 | 22435.6447 | 22531.8892 | 28199.9463 | 28704.1413 | 35047.4435 | 35649.63 | 37082.7931 | 40649.0308 | 43499.4927 | 50574.6206 | 58210.6276 | 65456.8365 | 71220.1126 | 73754.9847 | 75991.3683 | 79807.3741 | 90941.6961 | 110300.7457 | 124885.7203
NEM | Grid Battery | 468.7221 | 476.9295 | 479.6358 | 483.3473 | 473.4329 | 765.3133 | 803.6032 | 816.7347 | 788.3751 | 1503.885 | 3186.0148 | 3293.952 | 7218.2703 | 7180.456 | 9536.6364 | 9642.0707 | 10066.1069 | 9681.0406 | 15684.4008 | 15193.0692 | 15377.2247 | 16551.4857 | 16773.3488 | 16401.6268 | 17384.908 | 20931.5139 | 22952.5583
NEM | Pumped Hydro | 807.0785 | 980.0789 | 2440.5252 | 3038.361 | 5063.3145 | 5421.1555 | 5304.7616 | 7022.647 | 6184.8519 | 7096.2221 | 8331.3489 | 8340.0146 | 11574.2007 | 11257.8194 | 9917.5147 | 10575.2643 | 11405.0978 | 11306.5435 | 11288.0252 | 11691.8405 | 11604.0969 | 12953.5848 | 13122.3797 | 14688.7973 | 15073.7545 | 16185.7244 | 15862.8597
NEM | VPP | 113.0781 | 180.1983 | 261.9034 | 387.5106 | 526.2126 | 671.9693 | 874.7856 | 1091.3751 | 1318.8989 | 1664.7936 | 1955.3794 | 2214.1409 | 2566.3231 | 2945.5828 | 3198.174 | 3608.1698 | 4032.0296 | 4263.4061 | 4805.9482 | 5142.478 | 5361.2213 | 5887.7385 | 6262.7518 | 6255.6583 | 6679.3371 | 7227.6489 | 7415.2522
Total excluding storage |  | 168619.6689 | 168211.5589 | 171306.179 | 171168.1935 | 176017.4628 | 181647.0423 | 181825.0083 | 183959.868 | 186018.8999 | 195486.3184 | 210189.981 | 219815.8193 | 234707.4556 | 243288.2093 | 256084.2014 | 260016.8284 | 264103.2591 | 266841.2471 | 279638.0071 | 287405.0327 | 294463.9144 | 297187.6631 | 304094.8325 | 335533.9277 | 354718.7975 | 398056.8867 | 425575.5673
Region | Technology | 2023-24 | 2024-25 | 2025-26 | 2026-27 | 2027-28 | 2028-29 | 2029-30 | 2030-31 | 2031-32 | 2032-33 | 2033-34 | 2034-35 | 2035-36 | 2036-37 | 2037-38 | 2038-39 | 2039-40 | 2040-41 | 2041-42 | 2042-43 | 2043-44 | 2044-45 | 2045-46 | 2046-47 | 2047-48 | 2048-49 | 2049-50
NSW1 | Black Coal | 32979.4672 | 30636.7194 | 27684.8987 | 24485.048 | 17370.5151 | 19679.0626 | 16272.7417 | 16614.0097 | 16589.0413 | 20058.3863 | 8520.436 | 8520.436 | 8543.7793 | 8066.838 | 8520.436 | 8520.4362 | 8015.2122 | 0 | 0 | 0 | 0 | 0 | 0 | 0 | 0 | 0 | 0
NSW1 | Brown Coal | 0 | 0 | 0 | 0 | 0 | 0 | 0 | 0 | 0 | 0 | 0 | 0 | 0 | 0 | 0 | 0 | 0 | 0 | 0 | 0 | 0 | 0 | 0 | 0 | 0 | 0 | 0
NSW1 | CCGT | 3.9358 | 4.1121 | 35.8656 | 30.9627 | 34.3741 | 27.368 | 8.7391 | 175.4882 | 104.8123 | 346.9247 | 1608.9443 | 1704.0726 | 1551.9822 | 1620.7202 | 1955.8146 | 1683.5143 | 1551.0879 | 1465.367 | 1329.2545 | 1639.2225 | 0 | 0 | 0 | 0 | 0 | 0 | 0
NSW1 | Gas - Steam | 0 | 0 | 0 | 0 | 0 | 0 | 0 | 0 | 0 | 0 | 0 | 0 | 0 | 0 | 0 | 0 | 0 | 0 | 0 | 0 | 0 | 0 | 0 | 0 | 0 | 0 | 0
NSW1 | OCGT / Diesel | 2.1985 | 5.1105 | 38.0373 | 16.0948 | 43.3294 | 22.176 | 3.2561 | 82.246 | 47.104 | 117.8944 | 922.8059 | 1758.5512 | 650.9647 | 1166.1777 | 1929.9043 | 1177.9954 | 2623.5091 | 4284.8011 | 2367.5391 | 3395.3211 | 5953.6916 | 3582.9106 | 4421.8204 | 5438.0556 | 7075.7544 | 7660.1066 | 9605.8603
NSW1 | Hydro | 2351.4 | 2879.3365 | 2866.8239 | 2803.3631 | 2254.3 | 3621.0634 | 2843.8775 | 2860.5152 | 2646.8062 | 2705.0904 | 3128.4985 | 3279.2928 | 3144.3659 | 2620.6919 | 3713.8391 | 3155.5421 | 2873.2031 | 2986.2641 | 2650.9968 | 3126.3338 | 3259.3577 | 3121.2822 | 2677.8478 | 3705.7072 | 3701.8805 | 3782.1486 | 3811.8925
NSW1 | Hydrogen Turbine | 0 | 0 | 0 | 0 | 0 | 0 | 0 | 0 | 0 | 0 | 0 | 0 | 0 | 0 | 0 | 0 | 0 | 0 | 0 | 0 | 0 | 0 | 0 | 0 | 0 | 0 | 0
NSW1 | Wind | 5942.6552 | 8861.7469 | 11996.0201 | 16046.4422 | 21362.5305 | 25737.5484 | 27509.1585 | 27922.458 | 28096.4399 | 28236.8483 | 30878.4414 | 31839.4633 | 35037.4898 | 36082.2124 | 37362.388 | 42857.9158 | 43322.0922 | 41597.7269 | 44906.3765 | 43316.2072 | 43406.5086 | 46429.0746 | 48575.7424 | 55163.7638 | 58916.78 | 59016.4398 | 60574.1489
NSW1 | Solar PV | 8554.9423 | 8183.251 | 8227.7795 | 8806.5148 | 9329.3445 | 9060.2936 | 10445.8801 | 11205.863 | 11340.2318 | 11465.3971 | 16390.6444 | 16951.8248 | 21543.5523 | 21522.3559 | 20155.0157 | 20799.1436 | 22717.382 | 26233.3666 | 30972.4205 | 32441.6546 | 32925.3898 | 35127.1701 | 36257.2766 | 34273.2343 | 35365.8973 | 40713.4257 | 44528.9049
NSW1 | Grid Battery | 32.2199 | 30.8609 | 30.9156 | 32.2038 | 30.5451 | 329.503 | 381.1085 | 390.5504 | 380.5854 | 1079.1059 | 2456.3848 | 2353.7894 | 2441.1911 | 2403.1759 | 2292.804 | 2220.7594 | 2304.5318 | 2202.6764 | 4198.6456 | 4060.1854 | 3875.6517 | 4710.6751 | 4628.6499 | 4957.1369 | 4965.293 | 5155.6673 | 5065.1619
NSW1 | Pumped Hydro | 210.4413 | 242.0414 | 1546.8891 | 1945.066 | 4019.5681 | 4536.7213 | 4281.4679 | 5865.1434 | 5071.9005 | 5824.9615 | 5442.3973 | 5372.1801 | 8120.2696 | 7979.8612 | 7093.1162 | 7519.3591 | 8061.9603 | 8015.5527 | 8115.0946 | 7736.433 | 7700.8284 | 8951.9136 | 9127.2151 | 7984.9879 | 7558.1102 | 7921.9334 | 7474.9185
NSW1 | VPP | 27.7765 | 51.6115 | 85.2442 | 132.7981 | 177.6695 | 227.3765 | 303.8731 | 390.2547 | 464.0555 | 552.5959 | 638.0582 | 725.2049 | 878.5325 | 1002.2636 | 1092.9895 | 1193.9142 | 1344.0362 | 1404.3378 | 1575.0872 | 1654.8758 | 1694.9725 | 1919.1921 | 2008.0079 | 2019.6965 | 2145.832 | 2400.8516 | 2472.4423
Total excluding storage |  | 50105.0367 | 50894.7901 | 52512.474 | 54298.4934 | 54622.1763 | 63241.1126 | 62050.1027 | 65506.5286 | 64740.9769 | 70387.2045 | 69986.6108 | 72504.8151 | 81912.1274 | 82464.2968 | 84116.3074 | 89128.5801 | 92813.0149 | 88190.0926 | 96115.4148 | 97370.2335 | 98816.4002 | 103842.2182 | 107696.56 | 113542.5822 | 119729.5473 | 126650.5728 | 133533.3293
Region | Technology | 2023-24 | 2024-25 | 2025-26 | 2026-27 | 2027-28 | 2028-29 | 2029-30 | 2030-31 | 2031-32 | 2032-33 | 2033-34 | 2034-35 | 2035-36 | 2036-37 | 2037-38 | 2038-39 | 2039-40 | 2040-41 | 2041-42 | 2042-43 | 2043-44 | 2044-45 | 2045-46 | 2046-47 | 2047-48 | 2048-49 | 2049-50
QLD1 | Black Coal | 40757.6527 | 40601.2801 | 38526.8137 | 35038.8207 | 35022.5082 | 36436.0798 | 33773.2037 | 31827.621 | 30968.8768 | 34695.5838 | 36791.5653 | 37230.1974 | 27492.5825 | 28139.4034 | 25147.6049 | 24707.3413 | 24471.8139 | 21603.6232 | 22046.6076 | 13998.8432 | 14100.8863 | 13065.9022 | 10752.8984 | 9279.481 | 8849.7188 | 9228.6234 | 9293.7268
QLD1 | Brown Coal | 0 | 0 | 0 | 0 | 0 | 0 | 0 | 0 | 0 | 0 | 0 | 0 | 0 | 0 | 0 | 0 | 0 | 0 | 0 | 0 | 0 | 0 | 0 | 0 | 0 | 0 | 0
QLD1 | CCGT | 795.5717 | 846.6014 | 925.0489 | 924.1272 | 895.3062 | 891.5954 | 848.831 | 1309.6525 | 1100.2311 | 1929.5816 | 4111.4227 | 4756.1213 | 5763.9424 | 4687.876 | 5225.7888 | 4702.0472 | 4014.9799 | 3515.1528 | 3200.6489 | 3864.4612 | 4015.6249 | 3689.4315 | 1751.5891 | 1055.9293 | 1060.5223 | 1052.109 | 1070.5936
QLD1 | Gas - Steam | 0 | 0 | 0 | 0 | 0 | 0 | 0 | 0 | 0 | 0 | 0 | 0 | 0 | 0 | 0 | 0 | 0 | 0 | 0 | 0 | 0 | 0 | 0 | 0 | 0 | 0 | 0
QLD1 | OCGT / Diesel | 0.11193 | 0.00036214 | 1.3799 | 2.1284 | 1.3051 | 2.1647 | 0.00047057 | 36.281 | 7.5059 | 85.2988 | 282.0526 | 628.5973 | 1768.301 | 2986.8974 | 3652.6723 | 2738.9483 | 3600.3733 | 3444.691 | 1929.7688 | 3760.0808 | 4135.3854 | 4183.9647 | 4923.8458 | 6395.6853 | 7889.5518 | 12042.4049 | 12322.2046
QLD1 | Hydro | 707.8395 | 717.1323 | 736.0042 | 698.5266 | 718.2038 | 724.8706 | 706.418 | 717.4486 | 722.6603 | 721.4713 | 738.2459 | 736.8177 | 747.5285 | 746.4592 | 269.8796 | 275.5468 | 276.2321 | 255.5283 | 243.8414 | 0 | 0 | 0 | 0 | 0 | 0 | 0 | 0
QLD1 | Hydrogen Turbine | 0 | 0 | 0 | 0 | 0 | 0 | 0 | 0 | 0 | 0 | 0 | 0 | 0 | 0 | 0 | 0 | 0 | 0 | 0 | 0 | 0 | 0 | 0 | 0 | 0 | 0 | 0
QLD1 | Wind | 3883.2623 | 3601.9547 | 4034.4737 | 6284.2752 | 9216.0611 | 11330.4965 | 13427.9127 | 13975.0264 | 14019.2673 | 13815.8022 | 13767.4424 | 15188.5982 | 21783.7529 | 25881.5436 | 30706.3319 | 30370.4954 | 31155.9746 | 30921.7786 | 35020.905 | 36605.9815 | 36223.0581 | 34738.4726 | 39614.6753 | 49776.3455 | 49559.167 | 61658.6308 | 59883.1275
QLD1 | Solar PV | 7325.334 | 7290.2262 | 8049.7116 | 7477.4966 | 7757.5917 | 7038.516 | 6938.4467 | 7511.6387 | 8265.0706 | 8160.2577 | 8914.5721 | 8819.7158 | 9688.3033 | 9931.4277 | 12092.0453 | 13540.1331 | 14025.8409 | 17896.7109 | 17871.0427 | 24083.1515 | 26427.761 | 26422.5475 | 26896.9986 | 32260.3438 | 39201.1939 | 46828.0462 | 57548.7111
QLD1 | Grid Battery | 57.6558 | 58.553 | 56.796 | 58.0617 | 57.4424 | 58.5931 | 58.1745 | 59.7904 | 57.8842 | 58.2591 | 401.6185 | 652.2429 | 2059.9933 | 2047.7257 | 3967.4086 | 4034.0003 | 4201.0873 | 4186.6156 | 5946.0851 | 6008.5184 | 6517.5765 | 6619.8963 | 6697.1453 | 6535.7853 | 7117.7003 | 7750.2693 | 10615.5724
QLD1 | Pumped Hydro | 596.6372 | 738.0375 | 893.6317 | 1093.2903 | 1043.7413 | 884.429 | 1023.2878 | 1157.4968 | 1112.9441 | 1271.2452 | 2737.8692 | 2628.6632 | 2324.7819 | 2086.5965 | 1623.2206 | 1781.9634 | 1912.4989 | 1971.0005 | 1824.8746 | 2632.0323 | 2594.2492 | 2647.7395 | 2666.2201 | 5368.9286 | 6128.0269 | 6877.3186 | 7075.6733
QLD1 | VPP | 13.115 | 21.6848 | 35.0432 | 57.2183 | 84.1913 | 121.3036 | 169.1863 | 218.4775 | 293.603 | 394.5887 | 477.1941 | 561.0228 | 661.4786 | 766.1498 | 843.3112 | 980.3227 | 1095.8383 | 1207.9974 | 1366.9315 | 1524.0917 | 1646.7117 | 1760.9781 | 1884.9847 | 1884.1511 | 2036.9008 | 2103.2334 | 2265.7297
Total excluding storage |  | 54137.1801 | 53875.4703 | 53258.9029 | 51633.945 | 54796.3511 | 57488.0486 | 56945.461 | 56813.433 | 56548.0433 | 61132.0884 | 68221.9827 | 71201.9766 | 72290.6645 | 77274.0792 | 83528.263 | 83130.7985 | 84754.6393 | 85003.0983 | 89450.7056 | 92477.1606 | 95661.2531 | 93128.9325 | 95188.3573 | 112556.6498 | 121842.7818 | 147540.6356 | 160075.3391
Region | Technology | 2023-24 | 2024-25 | 2025-26 | 2026-27 | 2027-28 | 2028-29 | 2029-30 | 2030-31 | 2031-32 | 2032-33 | 2033-34 | 2034-35 | 2035-36 | 2036-37 | 2037-38 | 2038-39 | 2039-40 | 2040-41 | 2041-42 | 2042-43 | 2043-44 | 2044-45 | 2045-46 | 2046-47 | 2047-48 | 2048-49 | 2049-50
VIC1 | Black Coal | 0 | 0 | 0 | 0 | 0 | 0 | 0 | 0 | 0 | 0 | 0 | 0 | 0 | 0 | 0 | 0 | 0 | 0 | 0 | 0 | 0 | 0 | 0 | 0 | 0 | 0 | 0
VIC1 | Brown Coal | 29307.4296 | 28305.2547 | 29028.4202 | 28483.3475 | 28800.0568 | 20690.4528 | 21356.1011 | 20636.6878 | 19972.4218 | 20923.3348 | 21556.3225 | 21833.12 | 7018.4851 | 7156.2363 | 7842.0085 | 7692.8059 | 7764.49 | 6663.4144 | 6951.1978 | 7029.1851 | 6979.9065 | 4331.2727 | 4909.3159 | 6958.8457 | 0 | 0 | 0
VIC1 | CCGT | 0 | 0 | 0 | 0 | 0 | 0 | 0 | 0 | 0 | 0 | 0 | 0 | 0 | 0 | 0 | 0 | 0 | 0 | 0 | 0 | 0 | 0 | 0 | 0 | 0 | 0 | 0
VIC1 | Gas - Steam | 8.6256 | 11.302 | 12.0375 | 22.5271 | 13.4998 | 99.5464 | 15.8249 | 48.2323 | 23.7294 | 66.1842 | 72.7719 | 201.1855 | 853.6327 | 939.3129 | 1251.9071 | 549.36 | 0 | 0 | 0 | 0 | 0 | 0 | 0 | 0 | 0 | 0 | 0
VIC1 | OCGT / Diesel | 9.9927 | 14.2938 | 6.9207 | 19.8027 | 15.0572 | 61.9018 | 6.6166 | 31.8075 | 24.9852 | 50.2028 | 37.1753 | 160.2307 | 542.6599 | 523.8838 | 1055.5502 | 383.4163 | 1091.9917 | 901.8067 | 752.5025 | 666.4684 | 1461.3697 | 1856.9664 | 2011.3618 | 3266.837 | 4497.5943 | 5717.9649 | 6823.2867
VIC1 | Hydro | 2735.8028 | 3315.1347 | 3414.5201 | 3244.4674 | 2712.9132 | 4065.2946 | 3392.95 | 2934.5837 | 2930.9346 | 2676.3166 | 3270.785 | 3371.0278 | 3218.5008 | 2693.6531 | 4045.9167 | 3381.6599 | 2926.2682 | 2925.2316 | 2670.9086 | 3262.6984 | 3374.1676 | 3199.7424 | 2680.5938 | 4030.1894 | 4037.2476 | 4036.9057 | 4038.4167
VIC1 | Hydrogen Turbine | 0 | 0 | 0 | 0 | 0 | 0 | 0 | 0 | 0 | 0 | 0 | 0 | 0 | 0 | 0 | 0 | 0 | 0 | 0 | 0 | 0 | 0 | 0 | 0 | 0 | 0 | 0
VIC1 | Wind | 9848.416 | 9709.6977 | 11545.7088 | 11613.1589 | 13459.4157 | 12803.4729 | 13158.8105 | 12771.7688 | 14672.7317 | 12792.893 | 13048.7867 | 14491.97 | 23000.1242 | 25498.9354 | 24704.0262 | 26267.9173 | 25239.534 | 31219.4886 | 28203.2624 | 31176.1913 | 30156.5657 | 31039.254 | 30128.7149 | 30102.9724 | 33488.1511 | 32201.2596 | 35424.1704
VIC1 | Solar PV | 1936.0592 | 1762.5311 | 1684.5489 | 1712.8589 | 1720.1765 | 1806.6102 | 1743.5744 | 1770.0253 | 1800.2372 | 1862.1129 | 1863.8445 | 1851.5347 | 2350.9027 | 2361.1235 | 2178.1395 | 3674.386 | 4038.5768 | 3837.9006 | 4970.4547 | 4813.2404 | 6009.2683 | 6861.4662 | 7084.4776 | 7150.524 | 9616.9636 | 13242.1668 | 12676.5368
VIC1 | Grid Battery | 183.5231 | 187.5347 | 195.291 | 196.1762 | 191.8514 | 188.738 | 179.5464 | 184.0052 | 171.5731 | 186.9183 | 148.0876 | 136.787 | 1867.1252 | 1859.3612 | 1750.6677 | 1863.0865 | 1993.5945 | 1903.6832 | 2921.7202 | 2737.0413 | 2614.2023 | 2761.2986 | 2803.9272 | 2571.8034 | 2919.3933 | 4806.4292 | 4479.5996
VIC1 | Pumped Hydro | 0 | 0 | 0.0011748 | 0.0012518 | 0.0013364 | 0.0013719 | 0.0014246 | 0.0016519 | 0.0016955 | 0.0021984 | 0.0028924 | 0.0029489 | 0.0031264 | 0.0032165 | 0.0031031 | 0.0032285 | 0.0034229 | 0.0035305 | 0.0062139 | 0.0060789 | 0.0061591 | 0.0082678 | 0.008181 | 0.0077507 | 0.0087146 | 0.013585 | 0.021006
VIC1 | VPP | 14.2473 | 24.7711 | 39.8052 | 68.3794 | 108.6469 | 143.4766 | 186.6514 | 235.3612 | 273.6163 | 377.8153 | 451.06 | 507.8017 | 566.4393 | 659.3357 | 705.6877 | 836.6409 | 943.5737 | 995.0357 | 1150.5684 | 1214.1473 | 1254.6151 | 1402.6919 | 1500.6727 | 1479.2944 | 1608.5116 | 1757.0963 | 1713.5686
Total excluding storage |  | 44044.0962 | 43330.5199 | 45927.2535 | 45360.7192 | 47021.6188 | 39859.4946 | 40040.0767 | 38612.4734 | 39870.2311 | 38935.7801 | 40448.8364 | 42553.6604 | 39417.873 | 41691.8451 | 43533.9066 | 44649.2761 | 43998.0321 | 48446.5642 | 47620.6208 | 50898.9782 | 51850.1014 | 51452.7004 | 51119.072 | 55560.4741 | 56167.8702 | 61761.836 | 65155.5998
Region | Technology | 2023-24 | 2024-25 | 2025-26 | 2026-27 | 2027-28 | 2028-29 | 2029-30 | 2030-31 | 2031-32 | 2032-33 | 2033-34 | 2034-35 | 2035-36 | 2036-37 | 2037-38 | 2038-39 | 2039-40 | 2040-41 | 2041-42 | 2042-43 | 2043-44 | 2044-45 | 2045-46 | 2046-47 | 2047-48 | 2048-49 | 2049-50
SA1 | Black Coal | 0 | 0 | 0 | 0 | 0 | 0 | 0 | 0 | 0 | 0 | 0 | 0 | 0 | 0 | 0 | 0 | 0 | 0 | 0 | 0 | 0 | 0 | 0 | 0 | 0 | 0 | 0
SA1 | Brown Coal | 0 | 0 | 0 | 0 | 0 | 0 | 0 | 0 | 0 | 0 | 0 | 0 | 0 | 0 | 0 | 0 | 0 | 0 | 0 | 0 | 0 | 0 | 0 | 0 | 0 | 0 | 0
SA1 | CCGT | 658.0086 | 577.876 | 612.4617 | 79.9545 | 50.5023 | 233.2197 | 85.799 | 156.2301 | 84.5927 | 482.7671 | 1171.0425 | 1620.2339 | 1490.6775 | 1534.7451 | 0 | 0 | 0 | 0 | 0 | 0 | 0 | 0 | 0 | 0 | 0 | 0 | 0
SA1 | Gas - Steam | 42.1308 | 50.9519 | 67.8206 | 0 | 0 | 0 | 0 | 0 | 0 | 0 | 0 | 0 | 0 | 0 | 0 | 0 | 0 | 0 | 0 | 0 | 0 | 0 | 0 | 0 | 0 | 0 | 0
SA1 | OCGT / Diesel | 72.5852 | 94.6015 | 100.2695 | 34.3596 | 28.0451 | 97.6404 | 18.4688 | 59.7474 | 32.0329 | 149.7339 | 457.8279 | 941.2548 | 796.1199 | 838.3039 | 1280.5929 | 1006.5287 | 1256.2705 | 1022.5166 | 878.4842 | 978.977 | 1939.6579 | 921.511 | 1058.4122 | 1011.9885 | 998.7279 | 1363.6555 | 1832.8281
SA1 | Hydro | 0 | 0 | 0 | 0 | 0 | 0 | 0 | 0 | 0 | 0 | 0 | 0 | 0 | 0 | 0 | 0 | 0 | 0 | 0 | 0 | 0 | 0 | 0 | 0 | 0 | 0 | 0
SA1 | Hydrogen Turbine | 0 | 0 | 0 | 0 | 0 | 0 | 0 | 0 | 0 | 0 | 0 | 0 | 0 | 0 | 0 | 0 | 0 | 0 | 0 | 0 | 0 | 0 | 0 | 0 | 0 | 0 | 0
SA1 | Wind | 6459.7147 | 6491.4216 | 6235.3657 | 6922.3034 | 6920.9611 | 6542.6553 | 6279.5384 | 6052.8024 | 6511.2483 | 5841.3972 | 8541.9796 | 8143.4571 | 11909.8985 | 11930.4518 | 13313.828 | 13450.027 | 12746.3751 | 15041.0604 | 14029.56 | 14645.7691 | 12687.1495 | 15258.9041 | 14993.789 | 17615.8609 | 19990.8906 | 21157.9071 | 23142.0594
SA1 | Solar PV | 1152.8635 | 1050.3407 | 1054.8176 | 1003.778 | 1027.3621 | 1037.1846 | 1001.2021 | 1000.4695 | 1030.1048 | 1044.1211 | 1030.8849 | 1081.0654 | 1464.6839 | 1834.7217 | 2657.5916 | 2635.367 | 2717.6919 | 2606.6415 | 4396.7087 | 4118.7886 | 5857.691 | 5343.7973 | 5752.612 | 6123.2689 | 6757.6371 | 9517.1025 | 10131.5637
SA1 | Grid Battery | 195.3234 | 199.9798 | 196.632 | 196.9043 | 193.5926 | 188.4779 | 184.7724 | 182.3872 | 178.3306 | 179.599 | 179.921 | 151.1297 | 849.957 | 870.1893 | 1525.7506 | 1524.2187 | 1566.8873 | 1388.058 | 2617.9422 | 2387.3163 | 2369.7862 | 2459.608 | 2643.6188 | 2336.8935 | 2382.5122 | 3219.1384 | 2792.2108
SA1 | Pumped Hydro | 0 | 0 | 0.0010091 | 0.0010442 | 0.0010837 | 0.0011744 | 0.0011989 | 0.001332 | 0.0013662 | 0.0017451 | 0.0019583 | 0.0023753 | 0.0032506 | 0.0033761 | 0.0033158 | 0.0033733 | 0.0034639 | 0.0035819 | 0.0039238 | 0.0038215 | 0.0040178 | 0.0049353 | 0.0050204 | 0.0048713 | 0.0054933 | 0.0057345 | 0.0059388
SA1 | VPP | 57.7829 | 81.427 | 100.0387 | 125.665 | 149.6226 | 172.5549 | 198.9148 | 227.159 | 261.0813 | 302.9122 | 348.0426 | 375.3235 | 419.1624 | 471.2932 | 502.5796 | 541.4145 | 577.0596 | 581.6451 | 639.2484 | 667.5927 | 677.7994 | 716.5958 | 772.193 | 773.6349 | 784.9626 | 852.2824 | 853.8519
Total excluding storage |  | 8638.4091 | 8546.5985 | 8367.4067 | 8362.9658 | 8370.087 | 8271.7339 | 7768.6967 | 7678.7971 | 8097.392 | 8000.5323 | 11729.7004 | 12312.4668 | 16930.5025 | 17479.7083 | 19280.3461 | 19157.5594 | 18864.2878 | 20639.9252 | 22561.9473 | 22798.4475 | 23532.0881 | 24700.4211 | 25220.6301 | 27861.6516 | 30914.736 | 36110.0918 | 38752.5198
Region | Technology | 2023-24 | 2024-25 | 2025-26 | 2026-27 | 2027-28 | 2028-29 | 2029-30 | 2030-31 | 2031-32 | 2032-33 | 2033-34 | 2034-35 | 2035-36 | 2036-37 | 2037-38 | 2038-39 | 2039-40 | 2040-41 | 2041-42 | 2042-43 | 2043-44 | 2044-45 | 2045-46 | 2046-47 | 2047-48 | 2048-49 | 2049-50
TAS1 | Black Coal | 0 | 0 | 0 | 0 | 0 | 0 | 0 | 0 | 0 | 0 | 0 | 0 | 0 | 0 | 0 | 0 | 0 | 0 | 0 | 0 | 0 | 0 | 0 | 0 | 0 | 0 | 0
TAS1 | Brown Coal | 0 | 0 | 0 | 0 | 0 | 0 | 0 | 0 | 0 | 0 | 0 | 0 | 0 | 0 | 0 | 0 | 0 | 0 | 0 | 0 | 0 | 0 | 0 | 0 | 0 | 0 | 0
TAS1 | CCGT | 0 | 0 | 0 | 0 | 0 | 0 | 0 | 0 | 0 | 0 | 0 | 0 | 0 | 0 | 0 | 0 | 0 | 0 | 0 | 0 | 0 | 0 | 0 | 0 | 0 | 0 | 0
TAS1 | Gas - Steam | 0 | 0 | 0 | 0 | 0 | 0 | 0 | 0 | 0 | 0 | 0 | 0 | 0 | 0 | 0 | 0 | 0 | 0 | 0 | 0 | 0 | 0 | 0 | 0 | 0 | 0 | 0
TAS1 | OCGT / Diesel | 7.2243e-05 | 0.00015206 | 0.00015901 | 0.00016685 | 0.00017494 | 0.00018535 | 0.00020002 | 0.4858 | 0.057728 | 2.4839 | 0.00032036 | 4.6536 | 11.8958 | 3.7643 | 17.4072 | 0.84053 | 5.0593 | 1.5881 | 4.4694 | 1.5132 | 2.9378 | 4.4751 | 1.9587 | 0.90842 | 4.1942 | 15.8093 | 5.536
TAS1 | Hydro | 9825.8424 | 8562.651 | 7387.4371 | 7000.9906 | 6137.9363 | 7834.0702 | 9056.1765 | 8984.51 | 9109.221 | 9191.8221 | 11398.5719 | 11549.6306 | 11337.8156 | 10238.9114 | 10809.7751 | 9493.8208 | 9297.8752 | 9218.9226 | 8922.4127 | 9494.593 | 9598.0294 | 8800.8489 | 7685.3677 | 9257.3803 | 9604.3635 | 9750.2226 | 10667.6399
TAS1 | Hydrogen Turbine | 0 | 0 | 0 | 0 | 0 | 0 | 0 | 0 | 0 | 0 | 0 | 0 | 0 | 0 | 0 | 0 | 0 | 0 | 0 | 0 | 0 | 0 | 0 | 0 | 0 | 0 | 0
TAS1 | Wind | 1868.9479 | 3000.8238 | 3850.9289 | 4507.6256 | 5063.2067 | 4945.3202 | 5948.3296 | 6343.5119 | 7626.4289 | 7799.511 | 8212.173 | 9304.6586 | 11636.7187 | 12897.7032 | 13543.4118 | 13126.1336 | 12868.1898 | 13946.6742 | 13540.2691 | 12958.9618 | 13606.9621 | 13815.8563 | 15757.0508 | 15320.5209 | 14964.5578 | 14727.0661 | 15963.6853
TAS1 | Solar PV | 0 | 0.00016536 | 0.00015932 | 0.0001756 | 0.00020579 | 0.00018501 | 0.00021039 | 0.00026905 | 0.00026713 | 0.00034392 | 0.00048453 | 0.00055208 | 0.001261 | 0.00123 | 0.0010678 | 0.0010748 | 0.0011243 | 0.0010265 | 0.0011807 | 0.001381 | 0.0025479 | 0.0036516 | 0.0035077 | 0.0030955 | 0.004242 | 0.0044365 | 0.0037979
TAS1 | Grid Battery | 0 | 0.0010801 | 0.0012616 | 0.0013186 | 0.0013321 | 0.0013369 | 0.00149 | 0.0015696 | 0.00171 | 0.0027173 | 0.0029044 | 0.0030266 | 0.0037387 | 0.003841 | 0.00551 | 0.0056975 | 0.0060381 | 0.0074677 | 0.0076478 | 0.0077551 | 0.008005 | 0.0077273 | 0.0076892 | 0.0076758 | 0.009187 | 0.0097515 | 0.013605
TAS1 | Pumped Hydro | 0 | 0 | 0.0022726 | 0.0024388 | 0.0026293 | 0.0027582 | 0.0032158 | 0.0037217 | 0.0042521 | 0.011438 | 151.0776 | 339.166 | 1129.1428 | 1191.3552 | 1201.1716 | 1273.9351 | 1430.6317 | 1319.9831 | 1348.0458 | 1323.3653 | 1309.0091 | 1353.9185 | 1328.9313 | 1334.8683 | 1387.6033 | 1386.4531 | 1312.2409
TAS1 | VPP | 0.15642 | 0.70395 | 1.7722 | 3.4498 | 6.0823 | 7.2578 | 16.1599 | 20.1225 | 26.5428 | 36.8815 | 41.0245 | 44.7882 | 40.7103 | 46.5406 | 53.6061 | 55.8775 | 71.5219 | 74.3902 | 74.1127 | 81.7705 | 87.1227 | 88.2807 | 96.8935 | 98.8814 | 103.1301 | 114.1852 | 109.6597
Total excluding storage |  | 11694.9468 | 11564.1801 | 11240.1419 | 11512.0701 | 11207.2296 | 12786.6526 | 15020.6712 | 15348.6359 | 16762.2566 | 17030.7131 | 19802.8507 | 21242.9004 | 24156.2881 | 24378.2798 | 25625.3783 | 23950.6143 | 23673.285 | 24561.5668 | 23889.3186 | 23860.2129 | 24604.0716 | 24063.3909 | 24870.2131 | 26012.5701 | 26063.8623 | 25993.7505 | 28058.7792
Explicitly modelled pumping
Region | Technology | 2023-24 | 2024-25 | 2025-26 | 2026-27 | 2027-28 | 2028-29 | 2029-30 | 2030-31 | 2031-32 | 2032-33 | 2033-34 | 2034-35 | 2035-36 | 2036-37 | 2037-38 | 2038-39 | 2039-40 | 2040-41 | 2041-42 | 2042-43 | 2043-44 | 2044-45 | 2045-46 | 2046-47 | 2047-48 | 2048-49 | 2049-50
NEM | Grid Battery pump | 555.3289 | 566.0952 | 569.6854 | 573.547 | 563.2417 | 912.7772 | 962.2852 | 974.0529 | 944.5147 | 1782.7479 | 3769.3282 | 3903.7837 | 8620.0677 | 8575.626 | 11437.265 | 11554.4964 | 12028.6014 | 11628.0618 | 18807.9929 | 18253.861 | 18431.189 | 19871.7732 | 20178.5994 | 19674.6254 | 20906.6716 | 25127.3634 | 27566.1694
NEM | Pumped Hydro Pump | 2075.209 | 2370.8255 | 4051.5913 | 5218.1999 | 7922.2533 | 7727.9289 | 8529.8233 | 10308.6035 | 9795.1898 | 10764.7782 | 12477.1528 | 12226.3999 | 16552.5896 | 16547.1402 | 14113.1221 | 15480.7644 | 16508.4289 | 16498.4539 | 16131.523 | 17101.8543 | 16380.8533 | 18578.1668 | 19016.8209 | 20516.7542 | 20970.1915 | 22578.7641 | 22041.6137
NEM | VPP pump | 132.7683 | 211.9915 | 308.2756 | 455.6979 | 619.8927 | 789.7719 | 1030.3613 | 1282.7299 | 1555.0868 | 1956.2462 | 2300.357 | 2605.404 | 3017.6639 | 3465.5768 | 3767.1374 | 4250.0083 | 4733.686 | 5029.2587 | 5643.3948 | 6057.337 | 6297.8603 | 6926.243 | 7382.383 | 7349.5187 | 7867.5792 | 8493.1136 | 8719.7098
Region | Technology | 2023-24 | 2024-25 | 2025-26 | 2026-27 | 2027-28 | 2028-29 | 2029-30 | 2030-31 | 2031-32 | 2032-33 | 2033-34 | 2034-35 | 2035-36 | 2036-37 | 2037-38 | 2038-39 | 2039-40 | 2040-41 | 2041-42 | 2042-43 | 2043-44 | 2044-45 | 2045-46 | 2046-47 | 2047-48 | 2048-49 | 2049-50
NSW1 | Grid Battery pump | 38.2677 | 36.7391 | 36.8042 | 38.3378 | 36.3635 | 396.569 | 459.6063 | 469.2685 | 459.4016 | 1279.0234 | 2907.3538 | 2786.4687 | 2888.8195 | 2844.5899 | 2716.6347 | 2633.3946 | 2719.5417 | 2614.7438 | 5005.9766 | 4841.1088 | 4620.544 | 5625.3785 | 5544.6109 | 5908.9705 | 5953.2917 | 6144.0582 | 6053.7496
NSW1 | Pumped Hydro Pump | 1219.1349 | 1323.2004 | 2809.9284 | 3700.9873 | 6471.9659 | 6499.7983 | 7108.6517 | 8698.9469 | 8246.4398 | 9005.5521 | 8583.359 | 8223.4306 | 11960.7751 | 12156.1079 | 10371.7692 | 11437.8362 | 12072.9124 | 12081.2932 | 11923.1354 | 11851.1453 | 11231.342 | 13264.551 | 13660.0718 | 11681.8132 | 11046.6391 | 11607.3079 | 11041.5067
NSW1 | VPP pump | 32.6034 | 60.7194 | 100.2873 | 156.2331 | 209.1143 | 267.4104 | 357.5744 | 459.0465 | 547.3083 | 648.7521 | 750.8504 | 853.9364 | 1032.6197 | 1179.1336 | 1287.7487 | 1406.8354 | 1577.1098 | 1657.1005 | 1848.1054 | 1947.6313 | 1993.4978 | 2257.7416 | 2368.6586 | 2369.8168 | 2529.3694 | 2819.67 | 2908.7553
Region | Technology | 2023-24 | 2024-25 | 2025-26 | 2026-27 | 2027-28 | 2028-29 | 2029-30 | 2030-31 | 2031-32 | 2032-33 | 2033-34 | 2034-35 | 2035-36 | 2036-37 | 2037-38 | 2038-39 | 2039-40 | 2040-41 | 2041-42 | 2042-43 | 2043-44 | 2044-45 | 2045-46 | 2046-47 | 2047-48 | 2048-49 | 2049-50
QLD1 | Grid Battery pump | 68.4593 | 69.706 | 67.7437 | 68.9917 | 68.3838 | 69.7537 | 69.2553 | 71.179 | 69.0883 | 69.1775 | 473.2891 | 775.9924 | 2471.771 | 2456.3723 | 4786.0215 | 4839.5788 | 5046.6086 | 5046.6452 | 7153.1276 | 7229.3099 | 7833.5145 | 7966.6393 | 8056.1595 | 7882.9733 | 8547.2454 | 9348.9562 | 12759.0835
QLD1 | Pumped Hydro Pump | 856.0741 | 1047.6251 | 1241.657 | 1517.2063 | 1450.2808 | 1228.1236 | 1421.1639 | 1609.6478 | 1548.7404 | 1759.2058 | 3694.0799 | 3553.648 | 3110.0565 | 2804.7664 | 2179.5322 | 2365.6548 | 2554.1397 | 2660.5941 | 2437.7457 | 3516.6308 | 3433.8553 | 3534.7958 | 3586.4226 | 7100.2432 | 8076.0154 | 9168.8747 | 9273.4388
QLD1 | VPP pump | 15.3897 | 25.5115 | 41.3291 | 67.2138 | 99.0485 | 142.7101 | 199.0427 | 257.0324 | 346.2771 | 463.3602 | 561.4158 | 660.4187 | 777.8171 | 901.3427 | 994.9595 | 1151.5541 | 1288.1595 | 1423.8284 | 1607.9807 | 1793.4998 | 1934.9742 | 2071.3577 | 2217.4355 | 2221.2073 | 2391.7712 | 2478.508 | 2661.4482
Region | Technology | 2023-24 | 2024-25 | 2025-26 | 2026-27 | 2027-28 | 2028-29 | 2029-30 | 2030-31 | 2031-32 | 2032-33 | 2033-34 | 2034-35 | 2035-36 | 2036-37 | 2037-38 | 2038-39 | 2039-40 | 2040-41 | 2041-42 | 2042-43 | 2043-44 | 2044-45 | 2045-46 | 2046-47 | 2047-48 | 2048-49 | 2049-50
VIC1 | Grid Battery pump | 218.0199 | 223.2653 | 232.6612 | 233.3615 | 228.9792 | 224.1034 | 214.3303 | 218.4691 | 204.8383 | 222.3981 | 175.8847 | 162.7906 | 2238.9256 | 2229.7783 | 2099.7711 | 2242.553 | 2383.9397 | 2291.5649 | 3504.0134 | 3301.935 | 3129.3941 | 3318.7596 | 3382.4683 | 3078.57 | 3524.268 | 5768.3233 | 5389.7461
VIC1 | Pumped Hydro Pump | 0 | 0 | 0.0015483 | 0.0016458 | 0.0017639 | 0.0017998 | 0.0018801 | 0.0021691 | 0.002237 | 0.0028929 | 0.003809 | 0.0038815 | 0.0041011 | 0.004242 | 0.0040789 | 0.0042566 | 0.0044891 | 0.0046707 | 0.0081663 | 0.008016 | 0.0080783 | 0.010875 | 0.010831 | 0.010128 | 0.011525 | 0.017821 | 0.027634
VIC1 | VPP pump | 16.7232 | 29.1427 | 46.9245 | 80.3513 | 128.1027 | 168.5133 | 220.1096 | 276.3758 | 322.7076 | 444.6341 | 530.4888 | 596.682 | 666.3493 | 775.689 | 830.2831 | 987.0989 | 1107.2087 | 1174.1795 | 1350.0605 | 1432.6839 | 1471.7423 | 1650.2257 | 1770.7978 | 1735.0456 | 1898.2929 | 2061.2457 | 2015.9631
Region | Technology | 2023-24 | 2024-25 | 2025-26 | 2026-27 | 2027-28 | 2028-29 | 2029-30 | 2030-31 | 2031-32 | 2032-33 | 2033-34 | 2034-35 | 2035-36 | 2036-37 | 2037-38 | 2038-39 | 2039-40 | 2040-41 | 2041-42 | 2042-43 | 2043-44 | 2044-45 | 2045-46 | 2046-47 | 2047-48 | 2048-49 | 2049-50
SA1 | Grid Battery pump | 230.5819 | 236.3834 | 232.4748 | 232.8545 | 229.5136 | 222.3495 | 219.0915 | 215.1344 | 211.1844 | 212.1458 | 212.7971 | 178.5283 | 1020.5472 | 1044.8809 | 1834.8312 | 1838.9632 | 1878.5042 | 1675.099 | 3144.8662 | 2881.4981 | 2847.7269 | 2960.9867 | 3195.3515 | 2804.1025 | 2881.8555 | 3866.0142 | 3363.5739
SA1 | Pumped Hydro Pump | 0 | 0 | 0.0013284 | 0.0013737 | 0.0014312 | 0.0015402 | 0.0015826 | 0.0017494 | 0.0017996 | 0.0022971 | 0.0025788 | 0.0031204 | 0.0042754 | 0.0044478 | 0.004359 | 0.0044511 | 0.0045433 | 0.0047347 | 0.0051413 | 0.005044 | 0.0052768 | 0.006497 | 0.0066285 | 0.0063779 | 0.0072647 | 0.0075087 | 0.0078219
SA1 | VPP pump | 67.8694 | 95.791 | 117.6516 | 147.8411 | 176.4427 | 202.5895 | 234.6085 | 266.6549 | 307.4832 | 356.0897 | 409.4416 | 441.526 | 493.1323 | 554.4625 | 591.27 | 638.7608 | 677.091 | 686.3165 | 750.0287 | 787.2891 | 795.5252 | 843.0539 | 911.0399 | 907.5812 | 926.2971 | 999.8735 | 1004.5317
Region | Technology | 2023-24 | 2024-25 | 2025-26 | 2026-27 | 2027-28 | 2028-29 | 2029-30 | 2030-31 | 2031-32 | 2032-33 | 2033-34 | 2034-35 | 2035-36 | 2036-37 | 2037-38 | 2038-39 | 2039-40 | 2040-41 | 2041-42 | 2042-43 | 2043-44 | 2044-45 | 2045-46 | 2046-47 | 2047-48 | 2048-49 | 2049-50
TAS1 | Grid Battery pump | 0 | 0.0012831 | 0.0014975 | 0.0015652 | 0.0015813 | 0.001587 | 0.0017688 | 0.0018625 | 0.0020314 | 0.0032286 | 0.00345 | 0.0036001 | 0.0044361 | 0.0045665 | 0.0065459 | 0.0067728 | 0.0071687 | 0.0088866 | 0.0090901 | 0.0092227 | 0.0095131 | 0.0091841 | 0.0091573 | 0.0091094 | 0.01095 | 0.01157 | 0.016169
TAS1 | Pumped Hydro Pump | 0 | 0 | 0.0029984 | 0.0032088 | 0.0034633 | 0.0036282 | 0.00424 | 0.0048853 | 0.0056174 | 0.015117 | 199.7075 | 449.3144 | 1481.7496 | 1586.2572 | 1561.8123 | 1677.2647 | 1881.3678 | 1756.5572 | 1770.6286 | 1734.0651 | 1715.6426 | 1778.8026 | 1770.309 | 1734.6814 | 1847.5182 | 1802.5561 | 1726.6327
TAS1 | VPP pump | 0.18254 | 0.82688 | 2.0831 | 4.0586 | 7.1845 | 8.5486 | 19.0261 | 23.6202 | 31.3106 | 43.4101 | 48.1603 | 52.841 | 47.7454 | 54.9491 | 62.876 | 65.7591 | 84.1171 | 87.8337 | 87.2195 | 96.2329 | 102.1209 | 103.864 | 114.4512 | 115.8679 | 121.8486 | 133.8164 | 129.0114
Non-controllable capacity
Region | Technology | 2023-24 | 2024-25 | 2025-26 | 2026-27 | 2027-28 | 2028-29 | 2029-30 | 2030-31 | 2031-32 | 2032-33 | 2033-34 | 2034-35 | 2035-36 | 2036-37 | 2037-38 | 2038-39 | 2039-40 | 2040-41 | 2041-42 | 2042-43 | 2043-44 | 2044-45 | 2045-46 | 2046-47 | 2047-48 | 2048-49 | 2049-50
NEM | Distributed PV | 26478.5749 | 28191.0687 | 29615.185 | 34147.8413 | 36635.1334 | 34828.8225 | 38288.4458 | 41605.3113 | 44463.1544 | 46878.5074 | 47897.7259 | 48691.7471 | 54425.0857 | 56551.7616 | 52450.4952 | 56904.483 | 61172.6746 | 63978.5781 | 65693.865 | 65612.2161 | 65271.4595 | 71680.9026 | 73748.0586 | 68052.8401 | 73585.1598 | 78664.3753 | 82018.7177
NEM | Behind the meter battery | 356.5682 | 473.328 | 594.7444 | 757.032 | 926.2117 | 1056.7381 | 1233.2407 | 1392.7578 | 1662.8579 | 1934.0875 | 2210.3303 | 2494.7306 | 2761.3681 | 3007.0367 | 3248.1504 | 3458.3931 | 3610.6796 | 3707.3314 | 3832.4058 | 3933.9396 | 3996.3524 | 4028.7483 | 4047.3212 | 4044.1409 | 4038.7997 | 4002.1032 | 3966.4236
NEM | Behind the meter battery pump | 419.7907 | 557.164 | 699.9769 | 891.129 | 1090.0671 | 1244.0558 | 1451.4338 | 1638.8866 | 1957.4728 | 2276.5602 | 2601.4314 | 2936.5844 | 3250.3979 | 3539.5238 | 3822.2237 | 4071.3623 | 4250.8148 | 4364.1903 | 4511.5203 | 4630.4575 | 4704.2076 | 4742.1508 | 4764.3333 | 4760.7853 | 4755.14 | 4712.0744 | 4668.4548
Region | Technology | 2023-24 | 2024-25 | 2025-26 | 2026-27 | 2027-28 | 2028-29 | 2029-30 | 2030-31 | 2031-32 | 2032-33 | 2033-34 | 2034-35 | 2035-36 | 2036-37 | 2037-38 | 2038-39 | 2039-40 | 2040-41 | 2041-42 | 2042-43 | 2043-44 | 2044-45 | 2045-46 | 2046-47 | 2047-48 | 2048-49 | 2049-50
NSW1 | Distributed PV | 8227.9495 | 8889.0709 | 9306.1322 | 11052.6804 | 11659.9136 | 11026.5723 | 11951.3856 | 13304.8274 | 14644.4048 | 14969.6322 | 15535.8472 | 15718.8791 | 18044.1473 | 18411.8213 | 16930.2454 | 17972.9366 | 19660.4434 | 21060.2472 | 20970.6665 | 21239.1879 | 21033.8098 | 23737.2282 | 24049.1858 | 22049.3527 | 23369.6114 | 25463.3842 | 27229.5394
NSW1 | Behind the meter battery | 133.59 | 194.7768 | 253.5396 | 316.24 | 372.6608 | 419.4249 | 490.1318 | 552.7239 | 644.191 | 732.2475 | 823.81 | 926.2632 | 1021.1994 | 1100.9212 | 1175.2256 | 1241.3495 | 1281.6071 | 1301.3891 | 1323.469 | 1331.6999 | 1328.6786 | 1333.0742 | 1339.1239 | 1339.0233 | 1340.0485 | 1331.6872 | 1322.7103
NSW1 | Behind the meter battery pump | 157.3114 | 229.3287 | 298.3165 | 372.3107 | 438.6271 | 493.7687 | 576.7121 | 650.3958 | 758.5034 | 862.0114 | 969.6543 | 1090.1287 | 1202.3863 | 1296.4571 | 1382.6657 | 1461.7352 | 1508.9376 | 1532.4858 | 1558.4624 | 1567.6632 | 1564.469 | 1569.4047 | 1576.1804 | 1576.5486 | 1577.4697 | 1567.7527 | 1556.6083
Region | Technology | 2023-24 | 2024-25 | 2025-26 | 2026-27 | 2027-28 | 2028-29 | 2029-30 | 2030-31 | 2031-32 | 2032-33 | 2033-34 | 2034-35 | 2035-36 | 2036-37 | 2037-38 | 2038-39 | 2039-40 | 2040-41 | 2041-42 | 2042-43 | 2043-44 | 2044-45 | 2045-46 | 2046-47 | 2047-48 | 2048-49 | 2049-50
QLD1 | Distributed PV | 8291.7042 | 8569.0822 | 9217.3266 | 10390.3794 | 11011.6137 | 9744.9252 | 11046.7924 | 11904.8452 | 13131.2263 | 13701.6565 | 13860.8726 | 14700.2383 | 16327.2094 | 16975.5207 | 14830.6032 | 16665.2669 | 17838.7295 | 19246.0747 | 19521.824 | 19243.8033 | 19908.8944 | 21593.4637 | 22179.0614 | 19185.5663 | 21429.4769 | 22706.5989 | 24395.8885
QLD1 | Behind the meter battery | 68.254 | 84.6289 | 112.6463 | 146.2592 | 185.7816 | 221.6253 | 270.215 | 314.6937 | 406.9618 | 502.2534 | 595.6003 | 683.1659 | 764.1412 | 834.4612 | 901.8028 | 964.152 | 1016.5218 | 1061.2384 | 1120.2283 | 1177.3744 | 1217.6262 | 1234.2876 | 1240.4297 | 1235.0961 | 1221.5488 | 1202.4999 | 1188.1662
QLD1 | Behind the meter battery pump | 80.3689 | 99.5866 | 132.5744 | 172.1468 | 218.6795 | 260.8892 | 317.9825 | 370.2693 | 479.0052 | 591.0508 | 700.9679 | 804.4299 | 899.4899 | 981.9193 | 1061.2211 | 1135.0177 | 1196.3817 | 1248.6769 | 1318.2882 | 1385.4977 | 1432.6887 | 1452.5841 | 1460.2966 | 1453.471 | 1438.2675 | 1416.1388 | 1398.0248
Region | Technology | 2023-24 | 2024-25 | 2025-26 | 2026-27 | 2027-28 | 2028-29 | 2029-30 | 2030-31 | 2031-32 | 2032-33 | 2033-34 | 2034-35 | 2035-36 | 2036-37 | 2037-38 | 2038-39 | 2039-40 | 2040-41 | 2041-42 | 2042-43 | 2043-44 | 2044-45 | 2045-46 | 2046-47 | 2047-48 | 2048-49 | 2049-50
VIC1 | Distributed PV | 6055.7621 | 6669.655 | 6991.3292 | 8188.53 | 9067.6803 | 9147.9858 | 9973.9295 | 10801.2044 | 10862.1515 | 11966.1686 | 12180.7464 | 12020.6338 | 13307.7617 | 14002.8213 | 13650.1784 | 14718.8745 | 15803.8446 | 15625.7965 | 16773.5548 | 16765.9245 | 16213.7264 | 17701.3941 | 18418.5859 | 17911.4779 | 19277.2431 | 20620.6982 | 20333.1662
VIC1 | Behind the meter battery | 74.3056 | 92.44 | 111.7344 | 156.8119 | 212.09 | 243.6602 | 282.6219 | 319.434 | 377.8895 | 439.4914 | 505.2185 | 572.8675 | 639.1484 | 714.1982 | 795.0575 | 858.1453 | 908.5127 | 935.1099 | 971.8935 | 1005.2009 | 1028.9371 | 1040.4307 | 1046.8501 | 1051.4154 | 1058.0828 | 1051.5912 | 1043.1588
VIC1 | Behind the meter battery pump | 87.4501 | 108.8465 | 131.5376 | 184.5847 | 249.5654 | 286.8384 | 332.788 | 375.8552 | 444.8213 | 517.3706 | 594.5868 | 674.2645 | 752.1378 | 840.4146 | 935.8569 | 1009.9236 | 1069.8581 | 1100.7998 | 1144.0157 | 1183.0999 | 1211.4056 | 1224.7479 | 1232.417 | 1237.8581 | 1245.9798 | 1238.1379 | 1228.2991
Region | Technology | 2023-24 | 2024-25 | 2025-26 | 2026-27 | 2027-28 | 2028-29 | 2029-30 | 2030-31 | 2031-32 | 2032-33 | 2033-34 | 2034-35 | 2035-36 | 2036-37 | 2037-38 | 2038-39 | 2039-40 | 2040-41 | 2041-42 | 2042-43 | 2043-44 | 2044-45 | 2045-46 | 2046-47 | 2047-48 | 2048-49 | 2049-50
SA1 | Distributed PV | 3591.0876 | 3717.2823 | 3740.8652 | 4102.9303 | 4454.0757 | 4447.213 | 4823.2467 | 5063.8184 | 5270.1141 | 5635.4722 | 5682.5072 | 5613.2296 | 6036.8672 | 6427.865 | 6298.9087 | 6776.5164 | 7055.0868 | 7216.483 | 7552.313 | 7463.2755 | 7234.1877 | 7682.6083 | 8108.239 | 7904.365 | 8467.9778 | 8775.2281 | 8945.8085
SA1 | Behind the meter battery | 71.0192 | 89.6673 | 101.7879 | 119.0914 | 133.3156 | 146.5653 | 160.4315 | 172.1233 | 193.4864 | 213.6313 | 233.2561 | 254.1035 | 272.9282 | 288.5968 | 302.4709 | 316.6818 | 322.4368 | 324.9961 | 328.8503 | 329.3369 | 329.16 | 328.7858 | 328.2839 | 326.0934 | 326.3788 | 324.1976 | 320.6584
SA1 | Behind the meter battery pump | 83.5976 | 105.4994 | 119.845 | 140.1663 | 156.8845 | 172.5952 | 188.8314 | 202.6048 | 227.6558 | 251.4252 | 274.468 | 299.1179 | 321.125 | 339.6593 | 355.8732 | 372.7692 | 379.5602 | 382.628 | 387.265 | 387.8524 | 387.4805 | 386.9109 | 386.3605 | 383.9947 | 384.2929 | 381.5645 | 377.4968
Region | Technology | 2023-24 | 2024-25 | 2025-26 | 2026-27 | 2027-28 | 2028-29 | 2029-30 | 2030-31 | 2031-32 | 2032-33 | 2033-34 | 2034-35 | 2035-36 | 2036-37 | 2037-38 | 2038-39 | 2039-40 | 2040-41 | 2041-42 | 2042-43 | 2043-44 | 2044-45 | 2045-46 | 2046-47 | 2047-48 | 2048-49 | 2049-50
TAS1 | Distributed PV | 312.0716 | 345.9783 | 359.5318 | 413.3213 | 441.8501 | 462.1262 | 493.0915 | 530.6159 | 555.2576 | 605.5778 | 637.7525 | 638.7662 | 709.1001 | 733.7332 | 740.5595 | 770.8886 | 814.5703 | 829.9766 | 875.5067 | 900.0249 | 880.8412 | 966.2084 | 992.9866 | 1002.0781 | 1040.8506 | 1098.4659 | 1114.3151
TAS1 | Behind the meter battery | 9.3993 | 11.8151 | 15.0362 | 18.6296 | 22.3637 | 25.4624 | 29.8406 | 33.7829 | 40.3291 | 46.464 | 52.4454 | 58.3304 | 63.9508 | 68.8593 | 73.5936 | 78.0644 | 81.6012 | 84.5979 | 87.9648 | 90.3275 | 91.9504 | 92.17 | 92.6337 | 92.5128 | 92.7409 | 92.1272 | 91.7298
TAS1 | Behind the meter battery pump | 11.0628 | 13.9029 | 17.7034 | 21.9205 | 26.3105 | 29.9642 | 35.1198 | 39.7616 | 47.4871 | 54.7023 | 61.7545 | 68.6434 | 75.2589 | 81.0734 | 86.6068 | 91.9166 | 96.0772 | 99.5998 | 103.4889 | 106.3442 | 108.1638 | 108.5032 | 109.0789 | 108.9129 | 109.1302 | 108.4805 | 108.0258

## Option 5_Capacity
Installed capacity by technology (MW) - Option 5, Progressive Change Scenario
Capacity calculated on 1 July. In early study years some wind and solar projects enter later in the financial year and are therefore reflected in the following financial year's capacity.
Explicitly modelled generation
Region | Technology | 2023-24 | 2024-25 | 2025-26 | 2026-27 | 2027-28 | 2028-29 | 2029-30 | 2030-31 | 2031-32 | 2032-33 | 2033-34 | 2034-35 | 2035-36 | 2036-37 | 2037-38 | 2038-39 | 2039-40 | 2040-41 | 2041-42 | 2042-43 | 2043-44 | 2044-45 | 2045-46 | 2046-47 | 2047-48 | 2048-49 | 2049-50
NEM | Black Coal | 16456 | 16456 | 15756 | 12876 | 11556 | 11556 | 11556 | 9471 | 9471 | 9471 | 7416 | 7416 | 5736 | 5736 | 5286 | 5286 | 5286 | 3896 | 3896 | 2422 | 2422 | 2422 | 2057 | 1692 | 1692 | 1692 | 1692
NEM | Brown Coal | 4820 | 4820 | 4820 | 4820 | 4820 | 3370 | 3370 | 3370 | 3370 | 3370 | 3370 | 3370 | 1160 | 1160 | 1160 | 1160 | 1160 | 1160 | 1160 | 1160 | 1160 | 1160 | 1160 | 1160 | 0 | 0 | 0
NEM | CCGT | 2954.9 | 2774.9 | 2774.9 | 2774.9 | 2774.9 | 2774.9 | 2774.9 | 2774.9 | 2774.9 | 2774.9 | 2774.9 | 2774.9 | 2774.9 | 2389.9 | 1860.9 | 1860.9 | 1716.5 | 1716.5 | 1716.5 | 1716.5 | 1276.5 | 1276.5 | 632 | 388 | 388 | 388 | 388
NEM | Gas - Steam | 1300 | 1300 | 1300 | 500 | 500 | 500 | 500 | 500 | 500 | 500 | 500 | 500 | 500 | 500 | 500 | 500 | 0 | 0 | 0 | 0 | 0 | 0 | 0 | 0 | 0 | 0 | 0
NEM | OCGT / Diesel | 7382.159 | 8401.5828 | 8818.2597 | 8818.2597 | 8893.8139 | 8893.8142 | 8893.8143 | 9034.8635 | 9034.8635 | 8890.8733 | 8806.3231 | 9811.5835 | 10709.2541 | 10709.2541 | 10709.2546 | 10709.2545 | 10269.2545 | 10149.2546 | 10212.7498 | 10118.7498 | 10862.6464 | 12258.6683 | 12258.6683 | 13314.9407 | 12730.941 | 17254.4458 | 18541.8419
NEM | Hydro | 7492.42 | 7492.42 | 7492.42 | 7492.42 | 7492.42 | 7492.42 | 7492.42 | 7492.42 | 7492.42 | 7492.42 | 7492.42 | 7492.42 | 7492.42 | 7492.42 | 7406.02 | 7406.02 | 7406.02 | 7406.02 | 7406.02 | 7340.02 | 7340.02 | 7340.02 | 7340.02 | 7340.02 | 7340.02 | 7340.02 | 7340.02
NEM | Hydrogen Turbine | 0 | 0 | 0 | 0 | 0 | 0 | 0 | 0 | 0 | 0 | 0 | 0 | 0 | 0 | 0 | 0 | 0 | 0 | 0 | 0 | 0 | 0 | 0 | 0 | 0 | 0 | 0
NEM | Wind | 10055.738 | 11610.7174 | 13267.8328 | 15277.8505 | 17422.1529 | 19721.0598 | 21684.8776 | 21709.8813 | 21855.1409 | 22000.4019 | 24030.1624 | 25380.5381 | 31507.2659 | 33772.7463 | 37574.8662 | 39556.0609 | 39464.5584 | 41494.0504 | 43714.4558 | 46008.1061 | 46063.383 | 46364.2625 | 47822.7488 | 55676.9863 | 59550.173 | 64973.387 | 67080.7159
NEM | Solar PV | 9052.829 | 9912.9292 | 9912.9305 | 9912.9321 | 9951.0931 | 10254.7008 | 10864.532 | 10864.5322 | 10858.4122 | 10858.4134 | 13182.4496 | 13548.8862 | 15375.5424 | 15675.3265 | 19003.4848 | 19436.9174 | 19545.8218 | 23122.4235 | 26738.4467 | 30814.3265 | 35203.6443 | 35092.3699 | 36466.7548 | 45146.1052 | 48579.7594 | 56079.7951 | 62553.9996
NEM | Grid Battery | 1004.93 | 1004.933 | 1004.9344 | 1004.9345 | 1004.9413 | 1134.9414 | 1159.3169 | 1129.3174 | 1129.3175 | 1693.1557 | 3018.5547 | 3106.5151 | 5167.1943 | 5117.1945 | 6582.2083 | 6582.2085 | 6582.2087 | 6615.6877 | 9303.7963 | 9303.7963 | 9309.1384 | 9616.4317 | 9606.4303 | 10475.105 | 10886.3224 | 12621.6702 | 13883.2652
NEM | Pumped Hydro | 810 | 810 | 1660.0008 | 1660.0009 | 4626.2211 | 4894.9944 | 4945.6192 | 4945.62 | 4945.6202 | 4945.6238 | 5551.1163 | 5639.1992 | 6213.3156 | 6213.3156 | 6238.5611 | 6238.5612 | 6238.5612 | 6238.5613 | 6295.7776 | 6527.0938 | 6527.094 | 6892.7834 | 6892.7835 | 8581.0099 | 8581.0106 | 9027.9771 | 9027.9804
NEM | VPP | 147.51 | 233.71 | 341.18 | 499.27 | 694.24 | 914.65 | 1207.51 | 1463.32 | 1850.76 | 2292.59 | 2793.5001 | 3356.31 | 3965.76 | 4611.21 | 5307.53 | 6042.2102 | 6743.34 | 7427.61 | 8128.7401 | 8833.4098 | 9521.71 | 10183.9801 | 10839.05 | 11484.4998 | 12142.96 | 12796.2899 | 13470.7999
Total excluding storage |  | 61476.486 | 64817.1925 | 67148.4581 | 65636.5676 | 69735.7823 | 71507.4805 | 74448.99 | 72755.8545 | 73282.4343 | 74289.378 | 78935.4262 | 82396.3522 | 90601.6524 | 93377.3671 | 101628.825 | 104778.1327 | 104412.2645 | 109226.1075 | 118572.4862 | 124244.0023 | 129686.1362 | 132607.0159 | 135075.4555 | 155258.6668 | 161891.1864 | 182173.5852 | 193978.6229
Region | Technology | 2023-24 | 2024-25 | 2025-26 | 2026-27 | 2027-28 | 2028-29 | 2029-30 | 2030-31 | 2031-32 | 2032-33 | 2033-34 | 2034-35 | 2035-36 | 2036-37 | 2037-38 | 2038-39 | 2039-40 | 2040-41 | 2041-42 | 2042-43 | 2043-44 | 2044-45 | 2045-46 | 2046-47 | 2047-48 | 2048-49 | 2049-50
NSW1 | Black Coal | 8330 | 8330 | 8330 | 5450 | 4130 | 4130 | 4130 | 3445 | 3445 | 3445 | 1390 | 1390 | 1390 | 1390 | 1390 | 1390 | 1390 | 0 | 0 | 0 | 0 | 0 | 0 | 0 | 0 | 0 | 0
NSW1 | Brown Coal | 0 | 0 | 0 | 0 | 0 | 0 | 0 | 0 | 0 | 0 | 0 | 0 | 0 | 0 | 0 | 0 | 0 | 0 | 0 | 0 | 0 | 0 | 0 | 0 | 0 | 0 | 0
NSW1 | CCGT | 440 | 440 | 440 | 440 | 440 | 440 | 440 | 440 | 440 | 440 | 440 | 440 | 440 | 440 | 440 | 440 | 440 | 440 | 440 | 440 | 0 | 0 | 0 | 0 | 0 | 0 | 0
NSW1 | Gas - Steam | 0 | 0 | 0 | 0 | 0 | 0 | 0 | 0 | 0 | 0 | 0 | 0 | 0 | 0 | 0 | 0 | 0 | 0 | 0 | 0 | 0 | 0 | 0 | 0 | 0 | 0 | 0
NSW1 | OCGT / Diesel | 1888.999 | 2908.4227 | 3325.0996 | 3325.0996 | 3400.6538 | 3400.6539 | 3400.6539 | 3924.2029 | 3924.2029 | 4057.0726 | 4566.0214 | 4566.0214 | 4566.0214 | 4566.0214 | 4566.0215 | 4566.0214 | 4566.0214 | 4566.0215 | 4566.0215 | 4566.0215 | 4566.0216 | 3717.0226 | 3717.0226 | 3811.856 | 3811.856 | 4969.3008 | 5437.5712
NSW1 | Hydro | 2525 | 2525 | 2525 | 2525 | 2525 | 2525 | 2525 | 2525 | 2525 | 2525 | 2525 | 2525 | 2525 | 2525 | 2525 | 2525 | 2525 | 2525 | 2525 | 2525 | 2525 | 2525 | 2525 | 2525 | 2525 | 2525 | 2525
NSW1 | Hydrogen Turbine | 0 | 0 | 0 | 0 | 0 | 0 | 0 | 0 | 0 | 0 | 0 | 0 | 0 | 0 | 0 | 0 | 0 | 0 | 0 | 0 | 0 | 0 | 0 | 0 | 0 | 0 | 0
NSW1 | Wind | 1886.96 | 3015.8126 | 4024.2221 | 5340.2289 | 6624.6138 | 8012.5468 | 9166.3006 | 9166.3006 | 9166.3006 | 9166.3006 | 10290.7744 | 10694.4825 | 11190.2977 | 11586.8064 | 11989.7699 | 14203.5623 | 14203.5739 | 14342.585 | 15171.2191 | 15174.4953 | 15537.3776 | 15969.9122 | 16831.0056 | 18579.4394 | 20955.7227 | 21354.907 | 23208.1829
NSW1 | Solar PV | 3745.541 | 4459.6412 | 4459.6416 | 4459.6423 | 4497.8031 | 4801.4107 | 5411.2413 | 5411.2414 | 5411.2414 | 5411.2415 | 7735.277 | 8101.7125 | 9501.8243 | 9501.825 | 10359.5925 | 10209.2926 | 10209.2926 | 12132.1344 | 14402.3067 | 15391.9062 | 16461.0005 | 16508.8172 | 17345.3092 | 18915.2312 | 19115.6175 | 20553.4826 | 22685.6462
NSW1 | Grid Battery | 50 | 50.0016 | 50.0028 | 50.0028 | 50.0097 | 180.0097 | 204.3851 | 204.3853 | 204.3853 | 768.2214 | 1869.2519 | 1869.2521 | 1869.2524 | 1819.2524 | 1819.2535 | 1819.2535 | 1819.2536 | 1819.2544 | 2743.6763 | 2743.6763 | 2743.6764 | 2969.7322 | 2969.731 | 3453.9592 | 3453.9525 | 3323.9593 | 3309.7005
NSW1 | Pumped Hydro | 240 | 240 | 839.9989 | 839.9989 | 3806.219 | 4074.992 | 4125.6167 | 4125.6167 | 4125.6167 | 4125.6167 | 4125.6285 | 4125.6285 | 4125.6285 | 4125.6285 | 4125.6285 | 4125.6285 | 4125.6285 | 4125.6285 | 4125.6285 | 4125.6285 | 4125.6286 | 4485.6098 | 4485.6098 | 4485.6098 | 4485.6098 | 4485.6098 | 4485.6098
NSW1 | VPP | 35.03 | 66.46 | 108.39 | 164.94 | 231.89 | 309.84 | 419.29 | 513.87 | 645.84 | 793.28 | 960.43 | 1151.34 | 1358.67 | 1573.17 | 1800.09 | 2041.85 | 2261.24 | 2472.42 | 2678.0699 | 2873.13 | 3061.8301 | 3253.4401 | 3451.65 | 3655.96 | 3874.16 | 4090.8399 | 4313.9901
Total excluding storage |  | 19141.53 | 22035.3381 | 24102.355 | 22594.9126 | 25706.1894 | 27874.453 | 29822.4875 | 29755.6169 | 29887.587 | 30731.7328 | 33902.3833 | 34863.437 | 36966.6943 | 37527.7038 | 39015.3559 | 41320.6083 | 41540.01 | 42423.0439 | 46651.922 | 47839.8579 | 49020.5348 | 49429.534 | 51325.3281 | 55427.0555 | 58221.9185 | 61303.0994 | 65965.7007
Region | Technology | 2023-24 | 2024-25 | 2025-26 | 2026-27 | 2027-28 | 2028-29 | 2029-30 | 2030-31 | 2031-32 | 2032-33 | 2033-34 | 2034-35 | 2035-36 | 2036-37 | 2037-38 | 2038-39 | 2039-40 | 2040-41 | 2041-42 | 2042-43 | 2043-44 | 2044-45 | 2045-46 | 2046-47 | 2047-48 | 2048-49 | 2049-50
QLD1 | Black Coal | 8126 | 8126 | 7426 | 7426 | 7426 | 7426 | 7426 | 6026 | 6026 | 6026 | 6026 | 6026 | 4346 | 4346 | 3896 | 3896 | 3896 | 3896 | 3896 | 2422 | 2422 | 2422 | 2057 | 1692 | 1692 | 1692 | 1692
QLD1 | Brown Coal | 0 | 0 | 0 | 0 | 0 | 0 | 0 | 0 | 0 | 0 | 0 | 0 | 0 | 0 | 0 | 0 | 0 | 0 | 0 | 0 | 0 | 0 | 0 | 0 | 0 | 0 | 0
QLD1 | CCGT | 1597.9 | 1597.9 | 1597.9 | 1597.9 | 1597.9 | 1597.9 | 1597.9 | 1597.9 | 1597.9 | 1597.9 | 1597.9 | 1597.9 | 1597.9 | 1212.9 | 1212.9 | 1212.9 | 1068.5 | 1068.5 | 1068.5 | 1068.5 | 1068.5 | 1068.5 | 424 | 180 | 180 | 180 | 180
QLD1 | Gas - Steam | 0 | 0 | 0 | 0 | 0 | 0 | 0 | 0 | 0 | 0 | 0 | 0 | 0 | 0 | 0 | 0 | 0 | 0 | 0 | 0 | 0 | 0 | 0 | 0 | 0 | 0 | 0
QLD1 | OCGT / Diesel | 1954.5 | 1954.5 | 1954.5 | 1954.5 | 1954.5 | 1954.5001 | 1954.5001 | 1954.5003 | 1954.5003 | 1954.5003 | 1531.0013 | 2536.2614 | 2908.8101 | 2908.8101 | 2908.8103 | 2908.8103 | 2908.8103 | 2908.8103 | 2908.8103 | 2908.8103 | 2908.8103 | 2908.8103 | 2908.8103 | 4024.2492 | 4024.2492 | 7166.4708 | 6647.4708
QLD1 | Hydro | 152.4 | 152.4 | 152.4 | 152.4 | 152.4 | 152.4 | 152.4 | 152.4 | 152.4 | 152.4 | 152.4 | 152.4 | 152.4 | 152.4 | 66 | 66 | 66 | 66 | 66 | 0 | 0 | 0 | 0 | 0 | 0 | 0 | 0
QLD1 | Hydrogen Turbine | 0 | 0 | 0 | 0 | 0 | 0 | 0 | 0 | 0 | 0 | 0 | 0 | 0 | 0 | 0 | 0 | 0 | 0 | 0 | 0 | 0 | 0 | 0 | 0 | 0 | 0 | 0
QLD1 | Wind | 1133.518 | 1306.516 | 1306.5161 | 1873.963 | 2640.3163 | 3424.7251 | 4198.9752 | 4198.9752 | 4198.9752 | 4198.9752 | 4198.9783 | 4668.2577 | 6720.2401 | 7631.0683 | 9614.7793 | 9614.7793 | 9614.7793 | 9969.8392 | 11352.0157 | 12695.1844 | 12645.4143 | 12213.3641 | 13333.4578 | 17207.541 | 17325.2109 | 21346.5307 | 21496.8959
QLD1 | Solar PV | 3646.985 | 3792.985 | 3792.985 | 3792.9859 | 3792.9861 | 3792.9862 | 3792.9868 | 3792.9868 | 3792.9868 | 3792.9868 | 3792.9868 | 3792.9868 | 3928.3336 | 4094.8804 | 6092.1551 | 6092.1551 | 6092.1551 | 7671.9875 | 7671.9889 | 10742.229 | 12157.8115 | 11956.7115 | 12435.2057 | 18152.0954 | 19545.6647 | 22307.9481 | 26480.8213
QLD1 | Grid Battery | 100 | 100.0003 | 100.0004 | 100.0004 | 100.0004 | 100.0005 | 100.0005 | 100.0007 | 100.0007 | 100.0013 | 379.6991 | 492.658 | 1129.9261 | 1129.9261 | 2235.7623 | 2235.7624 | 2235.7624 | 2235.7624 | 3116.3898 | 3116.3899 | 3386.3318 | 3386.3316 | 3386.3314 | 3770.7779 | 3770.778 | 4153.3466 | 5422.6551
QLD1 | Pumped Hydro | 570 | 570 | 820.0004 | 820.0005 | 820.0005 | 820.0006 | 820.0006 | 820.001 | 820.001 | 820.0015 | 1362.9141 | 1362.9143 | 1362.9143 | 1362.9143 | 1362.9143 | 1362.9143 | 1362.9143 | 1362.9143 | 1362.9145 | 1594.2305 | 1594.2306 | 1594.2306 | 1594.2306 | 3282.457 | 3282.457 | 3729.4213 | 3729.4213
QLD1 | VPP | 18.84 | 30.97 | 50.94 | 79.95 | 118.98 | 166.93 | 232.96 | 293.17 | 401.01 | 528.82 | 672.52 | 830.62 | 1001.18 | 1179.76 | 1370.76 | 1575.4301 | 1781.48 | 1996.11 | 2224.29 | 2464.1299 | 2698.9399 | 2914.5601 | 3118.3 | 3309.3999 | 3496.46 | 3680.7 | 3869.4199
Total excluding storage |  | 17300.143 | 17631.2713 | 17201.2419 | 17797.6997 | 18603.0833 | 19435.4425 | 20275.7232 | 18935.934 | 19043.774 | 19171.5851 | 19714.3997 | 21459.9982 | 23147.7042 | 24018.6592 | 28760.0813 | 28964.7515 | 29026.4014 | 31175.9237 | 33666.9092 | 37011.474 | 38882.0384 | 38464.5081 | 39257.3358 | 51618.5204 | 53316.8197 | 64256.4175 | 69518.6843
Region | Technology | 2023-24 | 2024-25 | 2025-26 | 2026-27 | 2027-28 | 2028-29 | 2029-30 | 2030-31 | 2031-32 | 2032-33 | 2033-34 | 2034-35 | 2035-36 | 2036-37 | 2037-38 | 2038-39 | 2039-40 | 2040-41 | 2041-42 | 2042-43 | 2043-44 | 2044-45 | 2045-46 | 2046-47 | 2047-48 | 2048-49 | 2049-50
VIC1 | Black Coal | 0 | 0 | 0 | 0 | 0 | 0 | 0 | 0 | 0 | 0 | 0 | 0 | 0 | 0 | 0 | 0 | 0 | 0 | 0 | 0 | 0 | 0 | 0 | 0 | 0 | 0 | 0
VIC1 | Brown Coal | 4820 | 4820 | 4820 | 4820 | 4820 | 3370 | 3370 | 3370 | 3370 | 3370 | 3370 | 3370 | 1160 | 1160 | 1160 | 1160 | 1160 | 1160 | 1160 | 1160 | 1160 | 1160 | 1160 | 1160 | 0 | 0 | 0
VIC1 | CCGT | 0 | 0 | 0 | 0 | 0 | 0 | 0 | 0 | 0 | 0 | 0 | 0 | 0 | 0 | 0 | 0 | 0 | 0 | 0 | 0 | 0 | 0 | 0 | 0 | 0 | 0 | 0
VIC1 | Gas - Steam | 500 | 500 | 500 | 500 | 500 | 500 | 500 | 500 | 500 | 500 | 500 | 500 | 500 | 500 | 500 | 500 | 0 | 0 | 0 | 0 | 0 | 0 | 0 | 0 | 0 | 0 | 0
VIC1 | OCGT / Diesel | 1900 | 1900.0001 | 1900.0001 | 1900.0001 | 1900.0001 | 1900.0001 | 1900.0001 | 1900.0001 | 1900.0001 | 1900.0001 | 1730.0001 | 1730.0003 | 2335.1188 | 2335.1188 | 2335.1188 | 2335.1188 | 1895.1188 | 1895.1188 | 1958.6138 | 1864.6138 | 2024.5691 | 4407.417 | 4407.417 | 4407.417 | 3823.4173 | 3955.8389 | 4712.3929
VIC1 | Hydro | 2264.02 | 2264.02 | 2264.02 | 2264.02 | 2264.02 | 2264.02 | 2264.02 | 2264.02 | 2264.02 | 2264.02 | 2264.02 | 2264.02 | 2264.02 | 2264.02 | 2264.02 | 2264.02 | 2264.02 | 2264.02 | 2264.02 | 2264.02 | 2264.02 | 2264.02 | 2264.02 | 2264.02 | 2264.02 | 2264.02 | 2264.02
VIC1 | Hydrogen Turbine | 0 | 0 | 0 | 0 | 0 | 0 | 0 | 0 | 0 | 0 | 0 | 0 | 0 | 0 | 0 | 0 | 0 | 0 | 0 | 0 | 0 | 0 | 0 | 0 | 0 | 0 | 0
VIC1 | Wind | 4121.91 | 4121.9105 | 4644.0525 | 4644.0525 | 4644.0525 | 4644.0525 | 4644.0525 | 4644.0525 | 4644.0525 | 4644.0526 | 4591.5531 | 4905.5047 | 7240.1481 | 7988.2356 | 8486.4645 | 8248.8899 | 8262.6398 | 9283.4352 | 9290.5169 | 10143.2368 | 10053.4784 | 9959.0473 | 9240.6982 | 10201.0877 | 10795.9212 | 10985.2507 | 10844.5397
VIC1 | Solar PV | 1081.573 | 1081.573 | 1081.5739 | 1081.5739 | 1081.5739 | 1081.5739 | 1081.5739 | 1081.5739 | 1081.5739 | 1081.5739 | 1081.574 | 1081.5742 | 1240.7717 | 1240.7717 | 1240.7718 | 1824.5044 | 1933.4087 | 2007.3357 | 2509.5173 | 2525.557 | 3350.2116 | 3653.0519 | 3719.8307 | 4317.0636 | 5806.7232 | 7484.3082 | 7479.5543
VIC1 | Grid Battery | 375.33 | 375.3304 | 375.3304 | 375.3304 | 375.3304 | 375.3304 | 375.3304 | 375.3305 | 375.3305 | 375.331 | 320.0012 | 320.0015 | 1403.6806 | 1403.6806 | 1403.6806 | 1403.6806 | 1403.6806 | 1437.1579 | 1727.0758 | 1727.0758 | 1727.0758 | 1727.0755 | 1727.0755 | 1727.0756 | 2007.2026 | 3136.6787 | 3143.2241
VIC1 | Pumped Hydro | 0 | 0 | 0.00037468 | 0.0003969 | 0.00042294 | 0.00045785 | 0.00047158 | 0.00055279 | 0.00055978 | 0.00077678 | 0.0011067 | 0.001155 | 0.001348 | 0.0013571 | 0.0013649 | 0.0013724 | 0.0013842 | 0.001437 | 0.0026646 | 0.0026749 | 0.0026869 | 0.0033873 | 0.0034007 | 0.003413 | 0.0039126 | 0.0059769 | 0.009213
VIC1 | VPP | 18.14 | 30.96 | 48.35 | 81.89 | 130.07 | 178.92 | 243.17 | 298.84 | 380.47 | 475.76 | 587.42 | 715.41 | 858.67 | 1021.44 | 1205.04 | 1393.1901 | 1583.07 | 1759.48 | 1945.8801 | 2139.5699 | 2332.74 | 2516.3399 | 2694.5399 | 2867.64 | 3041.54 | 3215.46 | 3395.5599
Total excluding storage |  | 15080.973 | 15093.794 | 15633.3272 | 15666.8673 | 15715.0473 | 14313.8974 | 14378.1474 | 14433.8176 | 14515.4476 | 14610.7384 | 14444.5695 | 14886.5118 | 17002.4106 | 17913.2681 | 18595.097 | 19129.4052 | 18501.9393 | 19806.549 | 20855.6266 | 21824.0761 | 22912.0977 | 25686.9551 | 25213.5847 | 26944.3074 | 27738.8282 | 31041.5624 | 31839.3
Region | Technology | 2023-24 | 2024-25 | 2025-26 | 2026-27 | 2027-28 | 2028-29 | 2029-30 | 2030-31 | 2031-32 | 2032-33 | 2033-34 | 2034-35 | 2035-36 | 2036-37 | 2037-38 | 2038-39 | 2039-40 | 2040-41 | 2041-42 | 2042-43 | 2043-44 | 2044-45 | 2045-46 | 2046-47 | 2047-48 | 2048-49 | 2049-50
SA1 | Black Coal | 0 | 0 | 0 | 0 | 0 | 0 | 0 | 0 | 0 | 0 | 0 | 0 | 0 | 0 | 0 | 0 | 0 | 0 | 0 | 0 | 0 | 0 | 0 | 0 | 0 | 0 | 0
SA1 | Brown Coal | 0 | 0 | 0 | 0 | 0 | 0 | 0 | 0 | 0 | 0 | 0 | 0 | 0 | 0 | 0 | 0 | 0 | 0 | 0 | 0 | 0 | 0 | 0 | 0 | 0 | 0 | 0
SA1 | CCGT | 709 | 529 | 529 | 529 | 529 | 529 | 529 | 529 | 529 | 529 | 529 | 529 | 529 | 529 | 0 | 0 | 0 | 0 | 0 | 0 | 0 | 0 | 0 | 0 | 0 | 0 | 0
SA1 | Gas - Steam | 800 | 800 | 800 | 0 | 0 | 0 | 0 | 0 | 0 | 0 | 0 | 0 | 0 | 0 | 0 | 0 | 0 | 0 | 0 | 0 | 0 | 0 | 0 | 0 | 0 | 0 | 0
SA1 | OCGT / Diesel | 1460.66 | 1460.66 | 1460.66 | 1460.66 | 1460.66 | 1460.6601 | 1460.6601 | 1078.1601 | 1078.1601 | 801.3001 | 801.3001 | 801.3003 | 721.3033 | 721.3033 | 721.3033 | 721.3033 | 721.3033 | 721.3033 | 721.3033 | 721.3033 | 1305.2443 | 1167.4173 | 1167.4173 | 1013.4173 | 1013.4173 | 1104.8341 | 1686.4058
SA1 | Hydro | 0 | 0 | 0 | 0 | 0 | 0 | 0 | 0 | 0 | 0 | 0 | 0 | 0 | 0 | 0 | 0 | 0 | 0 | 0 | 0 | 0 | 0 | 0 | 0 | 0 | 0 | 0
SA1 | Hydrogen Turbine | 0 | 0 | 0 | 0 | 0 | 0 | 0 | 0 | 0 | 0 | 0 | 0 | 0 | 0 | 0 | 0 | 0 | 0 | 0 | 0 | 0 | 0 | 0 | 0 | 0 | 0 | 0
SA1 | Wind | 2349.75 | 2349.7501 | 2349.7501 | 2349.7501 | 2316.7501 | 2316.7512 | 2226.0012 | 2114.0018 | 2114.0019 | 2114.0034 | 2920.6227 | 2938.7999 | 3708.0187 | 3699.4987 | 4361.0463 | 4366.0231 | 4260.7591 | 4775.3848 | 4777.8972 | 4871.3469 | 4663.7304 | 5088.2576 | 4953.3555 | 6215.6231 | 7000.0229 | 7813.4035 | 8057.8023
SA1 | Solar PV | 578.73 | 578.73 | 578.73 | 578.73 | 578.73 | 578.73 | 578.73 | 578.73 | 572.61 | 572.611 | 572.6114 | 572.6123 | 704.6119 | 837.8485 | 1310.9645 | 1310.9645 | 1310.9645 | 1310.965 | 2154.6329 | 2154.6333 | 3234.6189 | 2973.7867 | 2966.4067 | 3761.7124 | 4111.7507 | 5734.0528 | 5907.9745
SA1 | Grid Battery | 479.6 | 479.6004 | 479.6004 | 479.6004 | 479.6004 | 479.6004 | 479.6005 | 449.6005 | 449.6005 | 449.6012 | 449.6014 | 424.6024 | 764.3337 | 764.3337 | 1123.5093 | 1123.5093 | 1123.5093 | 1123.5096 | 1716.6507 | 1716.6507 | 1452.0508 | 1533.289 | 1523.289 | 1523.289 | 1654.3851 | 2007.681 | 2007.681
SA1 | Pumped Hydro | 0 | 0 | 0.00031497 | 0.0003202 | 0.00033156 | 0.0003701 | 0.00037614 | 0.00042247 | 0.00042831 | 0.00058077 | 0.0006844 | 0.00086247 | 0.0012702 | 0.0012826 | 0.0013085 | 0.001311 | 0.0013152 | 0.0013412 | 0.0014362 | 0.0014468 | 0.0015047 | 0.0017708 | 0.0017787 | 0.0017877 | 0.0019728 | 0.0020414 | 0.0020978
SA1 | VPP | 73.31 | 101.55 | 127.31 | 163.03 | 199.61 | 240.46 | 286.78 | 326.42 | 383.78 | 445.52 | 513.3 | 587.39 | 662.83 | 739.03 | 819.48 | 904.2 | 974.71 | 1040.89 | 1105.8 | 1166.08 | 1221.98 | 1278.51 | 1338.99 | 1401.1 | 1464.6801 | 1527.55 | 1594.1
Total excluding storage |  | 6451.05 | 6299.2905 | 6325.0509 | 5560.7709 | 5564.3509 | 5605.2021 | 5560.7722 | 5075.9129 | 5127.1529 | 4912.0362 | 5786.4363 | 5853.7058 | 7090.0988 | 7291.0156 | 8336.3046 | 8426.0016 | 8391.2476 | 8972.054 | 10476.2857 | 10630.0157 | 11877.6258 | 12041.2624 | 11949.4603 | 13915.1436 | 15244.2581 | 18187.5236 | 19253.9657
Region | Technology | 2023-24 | 2024-25 | 2025-26 | 2026-27 | 2027-28 | 2028-29 | 2029-30 | 2030-31 | 2031-32 | 2032-33 | 2033-34 | 2034-35 | 2035-36 | 2036-37 | 2037-38 | 2038-39 | 2039-40 | 2040-41 | 2041-42 | 2042-43 | 2043-44 | 2044-45 | 2045-46 | 2046-47 | 2047-48 | 2048-49 | 2049-50
TAS1 | Black Coal | 0 | 0 | 0 | 0 | 0 | 0 | 0 | 0 | 0 | 0 | 0 | 0 | 0 | 0 | 0 | 0 | 0 | 0 | 0 | 0 | 0 | 0 | 0 | 0 | 0 | 0 | 0
TAS1 | Brown Coal | 0 | 0 | 0 | 0 | 0 | 0 | 0 | 0 | 0 | 0 | 0 | 0 | 0 | 0 | 0 | 0 | 0 | 0 | 0 | 0 | 0 | 0 | 0 | 0 | 0 | 0 | 0
TAS1 | CCGT | 208 | 208 | 208 | 208 | 208 | 208 | 208 | 208 | 208 | 208 | 208 | 208 | 208 | 208 | 208 | 208 | 208 | 208 | 208 | 208 | 208 | 208 | 208 | 208 | 208 | 208 | 208
TAS1 | Gas - Steam | 0 | 0 | 0 | 0 | 0 | 0 | 0 | 0 | 0 | 0 | 0 | 0 | 0 | 0 | 0 | 0 | 0 | 0 | 0 | 0 | 0 | 0 | 0 | 0 | 0 | 0 | 0
TAS1 | OCGT / Diesel | 178 | 178 | 178 | 178 | 178 | 178 | 178.0001 | 178.0001 | 178.0001 | 178.0001 | 178.0001 | 178.0001 | 178.0005 | 178.0005 | 178.0007 | 178.0007 | 178.0007 | 58.0007 | 58.0008 | 58.0008 | 58.0011 | 58.0012 | 58.0012 | 58.0012 | 58.0012 | 58.0012 | 58.0012
TAS1 | Hydro | 2551 | 2551 | 2551 | 2551 | 2551 | 2551 | 2551 | 2551 | 2551 | 2551 | 2551 | 2551 | 2551 | 2551 | 2551 | 2551 | 2551 | 2551 | 2551 | 2551 | 2551 | 2551 | 2551 | 2551 | 2551 | 2551 | 2551
TAS1 | Hydrogen Turbine | 0 | 0 | 0 | 0 | 0 | 0 | 0 | 0 | 0 | 0 | 0 | 0 | 0 | 0 | 0 | 0 | 0 | 0 | 0 | 0 | 0 | 0 | 0 | 0 | 0 | 0 | 0
TAS1 | Wind | 563.6 | 816.7282 | 943.2921 | 1069.856 | 1196.4202 | 1322.9841 | 1449.548 | 1586.5511 | 1731.8106 | 1877.0701 | 2028.2339 | 2173.4934 | 2648.5613 | 2867.1372 | 3122.8062 | 3122.8062 | 3122.8062 | 3122.8062 | 3122.8069 | 3123.8426 | 3163.3822 | 3133.6814 | 3464.2316 | 3473.295 | 3473.2952 | 3473.2952 | 3473.2952
TAS1 | Solar PV | 0 | 0 | 0 | 0 | 0 | 0 | 0 | 0.00011702 | 0.00012404 | 0.00023429 | 0.00039899 | 0.00044499 | 0.00083626 | 0.00084753 | 0.00085788 | 0.00086026 | 0.00086497 | 0.00086918 | 0.00095526 | 0.0010475 | 0.0018496 | 0.0025355 | 0.0025424 | 0.0025917 | 0.0033025 | 0.0033528 | 0.0033566
TAS1 | Grid Battery | 0 | 0.00029401 | 0.00034766 | 0.00036229 | 0.00036274 | 0.00036601 | 0.00041913 | 0.00044823 | 0.00048731 | 0.00089142 | 0.0010151 | 0.0010969 | 0.0016516 | 0.0016626 | 0.0027162 | 0.0027285 | 0.0027482 | 0.0033735 | 0.0035716 | 0.0035823 | 0.0036043 | 0.0033442 | 0.0032987 | 0.003295 | 0.0042998 | 0.004609 | 0.004588
TAS1 | Pumped Hydro | 0 | 0 | 0.00075074 | 0.00080492 | 0.00086309 | 0.00092011 | 0.0011064 | 0.001309 | 0.001453 | 0.004204 | 62.572 | 150.6544 | 724.7702 | 724.7702 | 750.0157 | 750.0157 | 750.0157 | 750.0157 | 807.2305 | 807.2306 | 807.2307 | 812.9379 | 812.9379 | 812.9379 | 812.938 | 812.938 | 812.938
TAS1 | VPP | 2.19 | 3.77 | 6.19 | 9.46 | 13.69 | 18.5 | 25.31 | 31.02 | 39.66 | 49.21 | 59.83 | 71.55 | 84.41 | 97.81 | 112.16 | 127.54 | 142.84 | 158.71 | 174.7 | 190.5 | 206.22 | 221.13 | 235.57 | 250.4 | 266.12 | 281.74 | 297.73
Total excluding storage |  | 3502.79 | 3757.4985 | 3886.4832 | 4016.3171 | 4147.1115 | 4278.4854 | 4411.8597 | 4554.5731 | 4708.4728 | 4863.2855 | 5087.6374 | 5332.6995 | 6394.7445 | 6626.7205 | 6921.9861 | 6937.3662 | 6952.6662 | 6848.5369 | 6921.7427 | 6938.5786 | 6993.8395 | 6984.7563 | 7329.7466 | 7353.64 | 7369.3619 | 7384.9822 | 7400.9723
Explicitly modelled pumping
Region | Technology | 2023-24 | 2024-25 | 2025-26 | 2026-27 | 2027-28 | 2028-29 | 2029-30 | 2030-31 | 2031-32 | 2032-33 | 2033-34 | 2034-35 | 2035-36 | 2036-37 | 2037-38 | 2038-39 | 2039-40 | 2040-41 | 2041-42 | 2042-43 | 2043-44 | 2044-45 | 2045-46 | 2046-47 | 2047-48 | 2048-49 | 2049-50
NEM | Grid Battery pump | 954.93 | 954.933 | 954.9344 | 954.9345 | 954.9413 | 1084.9414 | 1109.3169 | 1079.3174 | 1079.3175 | 1643.1557 | 2968.5547 | 3056.5151 | 5117.1943 | 5067.1945 | 6532.2083 | 6532.2085 | 6532.2087 | 6565.6877 | 9253.7963 | 9253.7963 | 9259.1384 | 9566.4317 | 9556.4303 | 10425.105 | 10836.3224 | 12571.6702 | 13833.2652
NEM | Pumped Hydro Pump | 1310 | 1310 | 2160.0008 | 2160.0009 | 5126.2211 | 5394.9944 | 5445.6192 | 5445.62 | 5445.6202 | 5445.6238 | 6051.1163 | 6139.1992 | 6713.3156 | 6713.3156 | 6738.5611 | 6738.5612 | 6738.5612 | 6738.5613 | 6795.7776 | 7027.0938 | 7027.094 | 7392.7834 | 7392.7835 | 9081.0099 | 9081.0106 | 9527.9771 | 9527.9804
NEM | VPP pump | 147.51 | 233.71 | 341.18 | 499.27 | 694.24 | 914.65 | 1207.51 | 1463.32 | 1850.76 | 2292.59 | 2793.5001 | 3356.31 | 3965.76 | 4611.21 | 5307.53 | 6042.2102 | 6743.34 | 7427.61 | 8128.7401 | 8833.4098 | 9521.71 | 10183.9801 | 10839.05 | 11484.4998 | 12142.96 | 12796.2899 | 13470.7999
Region | Technology | 2023-24 | 2024-25 | 2025-26 | 2026-27 | 2027-28 | 2028-29 | 2029-30 | 2030-31 | 2031-32 | 2032-33 | 2033-34 | 2034-35 | 2035-36 | 2036-37 | 2037-38 | 2038-39 | 2039-40 | 2040-41 | 2041-42 | 2042-43 | 2043-44 | 2044-45 | 2045-46 | 2046-47 | 2047-48 | 2048-49 | 2049-50
NSW1 | Grid Battery pump | 50 | 50.0016 | 50.0028 | 50.0028 | 50.0097 | 180.0097 | 204.3851 | 204.3853 | 204.3853 | 768.2214 | 1869.2519 | 1869.2521 | 1869.2524 | 1819.2524 | 1819.2535 | 1819.2535 | 1819.2536 | 1819.2544 | 2743.6763 | 2743.6763 | 2743.6764 | 2969.7322 | 2969.731 | 3453.9592 | 3453.9525 | 3323.9593 | 3309.7005
NSW1 | Pumped Hydro Pump | 840 | 840 | 1439.9989 | 1439.9989 | 4406.219 | 4674.992 | 4725.6167 | 4725.6167 | 4725.6167 | 4725.6167 | 4725.6285 | 4725.6285 | 4725.6285 | 4725.6285 | 4725.6285 | 4725.6285 | 4725.6285 | 4725.6285 | 4725.6285 | 4725.6285 | 4725.6286 | 5085.6098 | 5085.6098 | 5085.6098 | 5085.6098 | 5085.6098 | 5085.6098
NSW1 | VPP pump | 35.03 | 66.46 | 108.39 | 164.94 | 231.89 | 309.84 | 419.29 | 513.87 | 645.84 | 793.28 | 960.43 | 1151.34 | 1358.67 | 1573.17 | 1800.09 | 2041.85 | 2261.24 | 2472.42 | 2678.0699 | 2873.13 | 3061.8301 | 3253.4401 | 3451.65 | 3655.96 | 3874.16 | 4090.8399 | 4313.9901
Region | Technology | 2023-24 | 2024-25 | 2025-26 | 2026-27 | 2027-28 | 2028-29 | 2029-30 | 2030-31 | 2031-32 | 2032-33 | 2033-34 | 2034-35 | 2035-36 | 2036-37 | 2037-38 | 2038-39 | 2039-40 | 2040-41 | 2041-42 | 2042-43 | 2043-44 | 2044-45 | 2045-46 | 2046-47 | 2047-48 | 2048-49 | 2049-50
QLD1 | Grid Battery pump | 100 | 100.0003 | 100.0004 | 100.0004 | 100.0004 | 100.0005 | 100.0005 | 100.0007 | 100.0007 | 100.0013 | 379.6991 | 492.658 | 1129.9261 | 1129.9261 | 2235.7623 | 2235.7624 | 2235.7624 | 2235.7624 | 3116.3898 | 3116.3899 | 3386.3318 | 3386.3316 | 3386.3314 | 3770.7779 | 3770.778 | 4153.3466 | 5422.6551
QLD1 | Pumped Hydro Pump | 470 | 470 | 720.0004 | 720.0005 | 720.0005 | 720.0006 | 720.0006 | 720.001 | 720.001 | 720.0015 | 1262.9141 | 1262.9143 | 1262.9143 | 1262.9143 | 1262.9143 | 1262.9143 | 1262.9143 | 1262.9143 | 1262.9145 | 1494.2305 | 1494.2306 | 1494.2306 | 1494.2306 | 3182.457 | 3182.457 | 3629.4213 | 3629.4213
QLD1 | VPP pump | 18.84 | 30.97 | 50.94 | 79.95 | 118.98 | 166.93 | 232.96 | 293.17 | 401.01 | 528.82 | 672.52 | 830.62 | 1001.18 | 1179.76 | 1370.76 | 1575.4301 | 1781.48 | 1996.11 | 2224.29 | 2464.1299 | 2698.9399 | 2914.5601 | 3118.3 | 3309.3999 | 3496.46 | 3680.7 | 3869.4199
Region | Technology | 2023-24 | 2024-25 | 2025-26 | 2026-27 | 2027-28 | 2028-29 | 2029-30 | 2030-31 | 2031-32 | 2032-33 | 2033-34 | 2034-35 | 2035-36 | 2036-37 | 2037-38 | 2038-39 | 2039-40 | 2040-41 | 2041-42 | 2042-43 | 2043-44 | 2044-45 | 2045-46 | 2046-47 | 2047-48 | 2048-49 | 2049-50
VIC1 | Grid Battery pump | 375.33 | 375.3304 | 375.3304 | 375.3304 | 375.3304 | 375.3304 | 375.3304 | 375.3305 | 375.3305 | 375.331 | 320.0012 | 320.0015 | 1403.6806 | 1403.6806 | 1403.6806 | 1403.6806 | 1403.6806 | 1437.1579 | 1727.0758 | 1727.0758 | 1727.0758 | 1727.0755 | 1727.0755 | 1727.0756 | 2007.2026 | 3136.6787 | 3143.2241
VIC1 | Pumped Hydro Pump | 0 | 0 | 0.00037468 | 0.0003969 | 0.00042294 | 0.00045785 | 0.00047158 | 0.00055279 | 0.00055978 | 0.00077678 | 0.0011067 | 0.001155 | 0.001348 | 0.0013571 | 0.0013649 | 0.0013724 | 0.0013842 | 0.001437 | 0.0026646 | 0.0026749 | 0.0026869 | 0.0033873 | 0.0034007 | 0.003413 | 0.0039126 | 0.0059769 | 0.009213
VIC1 | VPP pump | 18.14 | 30.96 | 48.35 | 81.89 | 130.07 | 178.92 | 243.17 | 298.84 | 380.47 | 475.76 | 587.42 | 715.41 | 858.67 | 1021.44 | 1205.04 | 1393.1901 | 1583.07 | 1759.48 | 1945.8801 | 2139.5699 | 2332.74 | 2516.3399 | 2694.5399 | 2867.64 | 3041.54 | 3215.46 | 3395.5599
Region | Technology | 2023-24 | 2024-25 | 2025-26 | 2026-27 | 2027-28 | 2028-29 | 2029-30 | 2030-31 | 2031-32 | 2032-33 | 2033-34 | 2034-35 | 2035-36 | 2036-37 | 2037-38 | 2038-39 | 2039-40 | 2040-41 | 2041-42 | 2042-43 | 2043-44 | 2044-45 | 2045-46 | 2046-47 | 2047-48 | 2048-49 | 2049-50
SA1 | Grid Battery pump | 429.6 | 429.6004 | 429.6004 | 429.6004 | 429.6004 | 429.6004 | 429.6005 | 399.6005 | 399.6005 | 399.6012 | 399.6014 | 374.6024 | 714.3337 | 714.3337 | 1073.5093 | 1073.5093 | 1073.5093 | 1073.5096 | 1666.6507 | 1666.6507 | 1402.0508 | 1483.289 | 1473.289 | 1473.289 | 1604.3851 | 1957.681 | 1957.681
SA1 | Pumped Hydro Pump | 0 | 0 | 0.00031497 | 0.0003202 | 0.00033156 | 0.0003701 | 0.00037614 | 0.00042247 | 0.00042831 | 0.00058077 | 0.0006844 | 0.00086247 | 0.0012702 | 0.0012826 | 0.0013085 | 0.001311 | 0.0013152 | 0.0013412 | 0.0014362 | 0.0014468 | 0.0015047 | 0.0017708 | 0.0017787 | 0.0017877 | 0.0019728 | 0.0020414 | 0.0020978
SA1 | VPP pump | 73.31 | 101.55 | 127.31 | 163.03 | 199.61 | 240.46 | 286.78 | 326.42 | 383.78 | 445.52 | 513.3 | 587.39 | 662.83 | 739.03 | 819.48 | 904.2 | 974.71 | 1040.89 | 1105.8 | 1166.08 | 1221.98 | 1278.51 | 1338.99 | 1401.1 | 1464.6801 | 1527.55 | 1594.1
Region | Technology | 2023-24 | 2024-25 | 2025-26 | 2026-27 | 2027-28 | 2028-29 | 2029-30 | 2030-31 | 2031-32 | 2032-33 | 2033-34 | 2034-35 | 2035-36 | 2036-37 | 2037-38 | 2038-39 | 2039-40 | 2040-41 | 2041-42 | 2042-43 | 2043-44 | 2044-45 | 2045-46 | 2046-47 | 2047-48 | 2048-49 | 2049-50
TAS1 | Grid Battery pump | 0 | 0.00029401 | 0.00034766 | 0.00036229 | 0.00036274 | 0.00036601 | 0.00041913 | 0.00044823 | 0.00048731 | 0.00089142 | 0.0010151 | 0.0010969 | 0.0016516 | 0.0016626 | 0.0027162 | 0.0027285 | 0.0027482 | 0.0033735 | 0.0035716 | 0.0035823 | 0.0036043 | 0.0033442 | 0.0032987 | 0.003295 | 0.0042998 | 0.004609 | 0.004588
TAS1 | Pumped Hydro Pump | 0 | 0 | 0.00075074 | 0.00080492 | 0.00086309 | 0.00092011 | 0.0011064 | 0.001309 | 0.001453 | 0.004204 | 62.572 | 150.6544 | 724.7702 | 724.7702 | 750.0157 | 750.0157 | 750.0157 | 750.0157 | 807.2305 | 807.2306 | 807.2307 | 812.9379 | 812.9379 | 812.9379 | 812.938 | 812.938 | 812.938
TAS1 | VPP pump | 2.19 | 3.77 | 6.19 | 9.46 | 13.69 | 18.5 | 25.31 | 31.02 | 39.66 | 49.21 | 59.83 | 71.55 | 84.41 | 97.81 | 112.16 | 127.54 | 142.84 | 158.71 | 174.7 | 190.5 | 206.22 | 221.13 | 235.57 | 250.4 | 266.12 | 281.74 | 297.73
Non-controllable capacity
Region | Technology | 2023-24 | 2024-25 | 2025-26 | 2026-27 | 2027-28 | 2028-29 | 2029-30 | 2030-31 | 2031-32 | 2032-33 | 2033-34 | 2034-35 | 2035-36 | 2036-37 | 2037-38 | 2038-39 | 2039-40 | 2040-41 | 2041-42 | 2042-43 | 2043-44 | 2044-45 | 2045-46 | 2046-47 | 2047-48 | 2048-49 | 2049-50
NEM | Distributed PV | 21135.6363 | 22972.9469 | 24864.5683 | 26729.6884 | 28562.2403 | 30114.0019 | 31394.0228 | 32759.5375 | 34417.3663 | 36106.3905 | 37777.9038 | 39431.7962 | 40949.5353 | 42401.557 | 43816.9507 | 45188.862 | 46520.025 | 47729.7578 | 48926.1122 | 50157.1432 | 51392.672 | 52876.1728 | 54475.2122 | 56111.7161 | 57713.8182 | 59295.2705 | 60844.1022
NEM | Behind the meter battery | 917.1465 | 1214.503 | 1523.354 | 1933.941 | 2354.63 | 2716.4505 | 3174.1105 | 3609.2435 | 4287.7985 | 5010.698 | 5755.6655 | 6520.6945 | 7237.922 | 7943.767 | 8631.897 | 9281.092 | 9756.6515 | 10166.7125 | 10528.134 | 10830.553 | 11013.404 | 11152.464 | 11231.6745 | 11258.357 | 11221.441 | 11187.4045 | 11135.796
NEM | Behind the meter battery pump | 917.1465 | 1214.503 | 1523.354 | 1933.941 | 2354.63 | 2716.4505 | 3174.1105 | 3609.2435 | 4287.7985 | 5010.698 | 5755.6655 | 6520.6945 | 7237.922 | 7943.767 | 8631.897 | 9281.092 | 9756.6515 | 10166.7125 | 10528.134 | 10830.553 | 11013.404 | 11152.464 | 11231.6745 | 11258.357 | 11221.441 | 11187.4045 | 11135.796
Region | Technology | 2023-24 | 2024-25 | 2025-26 | 2026-27 | 2027-28 | 2028-29 | 2029-30 | 2030-31 | 2031-32 | 2032-33 | 2033-34 | 2034-35 | 2035-36 | 2036-37 | 2037-38 | 2038-39 | 2039-40 | 2040-41 | 2041-42 | 2042-43 | 2043-44 | 2044-45 | 2045-46 | 2046-47 | 2047-48 | 2048-49 | 2049-50
NSW1 | Distributed PV | 6673.173 | 7240.1007 | 7842.8836 | 8431.9376 | 9024.0538 | 9584.7397 | 10062.7919 | 10548.8608 | 11120.8608 | 11681.9021 | 12231.8065 | 12766.3853 | 13264.2544 | 13727.6844 | 14182.6578 | 14615.7574 | 15046.4509 | 15437.9589 | 15826.4245 | 16227.3448 | 16644.566 | 17148.3069 | 17693.9069 | 18244.3782 | 18793.9002 | 19330.388 | 19860.7281
NSW1 | Behind the meter battery | 342.408 | 492.3885 | 638.0985 | 797.9705 | 941.9675 | 1074.9155 | 1258.761 | 1431.83 | 1668.596 | 1912.4335 | 2164.4295 | 2429.6735 | 2676.2475 | 2908.6255 | 3127.774 | 3338.674 | 3468.225 | 3574.1655 | 3651.5285 | 3696.841 | 3704.378 | 3716.8415 | 3724.723 | 3727.139 | 3717.794 | 3708.821 | 3694.516
NSW1 | Behind the meter battery pump | 342.408 | 492.3885 | 638.0985 | 797.9705 | 941.9675 | 1074.9155 | 1258.761 | 1431.83 | 1668.596 | 1912.4335 | 2164.4295 | 2429.6735 | 2676.2475 | 2908.6255 | 3127.774 | 3338.674 | 3468.225 | 3574.1655 | 3651.5285 | 3696.841 | 3704.378 | 3716.8415 | 3724.723 | 3727.139 | 3717.794 | 3708.821 | 3694.516
Region | Technology | 2023-24 | 2024-25 | 2025-26 | 2026-27 | 2027-28 | 2028-29 | 2029-30 | 2030-31 | 2031-32 | 2032-33 | 2033-34 | 2034-35 | 2035-36 | 2036-37 | 2037-38 | 2038-39 | 2039-40 | 2040-41 | 2041-42 | 2042-43 | 2043-44 | 2044-45 | 2045-46 | 2046-47 | 2047-48 | 2048-49 | 2049-50
QLD1 | Distributed PV | 6262.12 | 6694.1589 | 7133.0535 | 7557.7558 | 7964.422 | 8353.1156 | 8690.3843 | 9051.5482 | 9545.8498 | 10065.6437 | 10577.5044 | 11082.0645 | 11540.7081 | 11977.2583 | 12403.1161 | 12815.2713 | 13211.0489 | 13574.803 | 13926.7495 | 14276.4846 | 14618.3416 | 15004.3141 | 15416.1637 | 15841.7865 | 16259.4639 | 16667.1415 | 17063.1402
QLD1 | Behind the meter battery | 176.6905 | 220.383 | 291.1405 | 375.918 | 473.9345 | 567.999 | 689.927 | 806.7055 | 1028.584 | 1271.1665 | 1515.414 | 1755.8155 | 1977.0935 | 2187.738 | 2389.4565 | 2584.657 | 2742.619 | 2898.823 | 3049.6635 | 3191.7325 | 3290.658 | 3358.1235 | 3395.029 | 3404.2585 | 3384.9765 | 3365.9845 | 3342.139
QLD1 | Behind the meter battery pump | 176.6905 | 220.383 | 291.1405 | 375.918 | 473.9345 | 567.999 | 689.927 | 806.7055 | 1028.584 | 1271.1665 | 1515.414 | 1755.8155 | 1977.0935 | 2187.738 | 2389.4565 | 2584.657 | 2742.619 | 2898.823 | 3049.6635 | 3191.7325 | 3290.658 | 3358.1235 | 3395.029 | 3404.2585 | 3384.9765 | 3365.9845 | 3342.139
Region | Technology | 2023-24 | 2024-25 | 2025-26 | 2026-27 | 2027-28 | 2028-29 | 2029-30 | 2030-31 | 2031-32 | 2032-33 | 2033-34 | 2034-35 | 2035-36 | 2036-37 | 2037-38 | 2038-39 | 2039-40 | 2040-41 | 2041-42 | 2042-43 | 2043-44 | 2044-45 | 2045-46 | 2046-47 | 2047-48 | 2048-49 | 2049-50
VIC1 | Distributed PV | 5213.2479 | 5850.4886 | 6495.265 | 7151.8209 | 7794.8122 | 8214.3902 | 8531.0496 | 8897.0994 | 9297.0115 | 9714.6098 | 10126.4498 | 10557.3704 | 10954.1959 | 11348.7846 | 11719.3193 | 12095.6053 | 12453.466 | 12773.6688 | 13086.4618 | 13431.3176 | 13769.0593 | 14200.0899 | 14657.6278 | 15141.3994 | 15605.3276 | 16074.5128 | 16524.6968
VIC1 | Behind the meter battery | 192.197 | 240.648 | 291.604 | 401.518 | 532.503 | 620.0425 | 723.538 | 824.236 | 973.984 | 1138.355 | 1315.6435 | 1502.1965 | 1684.529 | 1883.4225 | 2091.261 | 2276.7615 | 2429.2325 | 2546.262 | 2657.9365 | 2760.1385 | 2832.114 | 2886.242 | 2919.858 | 2935.631 | 2930.2645 | 2926.182 | 2918.5005
VIC1 | Behind the meter battery pump | 192.197 | 240.648 | 291.604 | 401.518 | 532.503 | 620.0425 | 723.538 | 824.236 | 973.984 | 1138.355 | 1315.6435 | 1502.1965 | 1684.529 | 1883.4225 | 2091.261 | 2276.7615 | 2429.2325 | 2546.262 | 2657.9365 | 2760.1385 | 2832.114 | 2886.242 | 2919.858 | 2935.631 | 2930.2645 | 2926.182 | 2918.5005
Region | Technology | 2023-24 | 2024-25 | 2025-26 | 2026-27 | 2027-28 | 2028-29 | 2029-30 | 2030-31 | 2031-32 | 2032-33 | 2033-34 | 2034-35 | 2035-36 | 2036-37 | 2037-38 | 2038-39 | 2039-40 | 2040-41 | 2041-42 | 2042-43 | 2043-44 | 2044-45 | 2045-46 | 2046-47 | 2047-48 | 2048-49 | 2049-50
SA1 | Distributed PV | 2689.9375 | 2860.7613 | 3036.1469 | 3203.7842 | 3365.2836 | 3520.0501 | 3643.7694 | 3771.8147 | 3931.9225 | 4092.3036 | 4259.4448 | 4415.3526 | 4554.5402 | 4688.2243 | 4827.1802 | 4954.3941 | 5077.6181 | 5190.2469 | 5309.3908 | 5421.4966 | 5536.0184 | 5669.0693 | 5819.8739 | 5964.8023 | 6104.6758 | 6242.6775 | 6384.2368
SA1 | Behind the meter battery | 181.5835 | 230.4295 | 263.601 | 310.372 | 348.613 | 387.5035 | 424.69 | 458.704 | 512.6815 | 568.376 | 623.418 | 679.906 | 731.431 | 780.534 | 825.6865 | 869.45 | 894.354 | 914.7415 | 927.4025 | 933.213 | 933.121 | 934.8725 | 933.9995 | 932.102 | 929.0275 | 926.921 | 921.5275
SA1 | Behind the meter battery pump | 181.5835 | 230.4295 | 263.601 | 310.372 | 348.613 | 387.5035 | 424.69 | 458.704 | 512.6815 | 568.376 | 623.418 | 679.906 | 731.431 | 780.534 | 825.6865 | 869.45 | 894.354 | 914.7415 | 927.4025 | 933.213 | 933.121 | 934.8725 | 933.9995 | 932.102 | 929.0275 | 926.921 | 921.5275
Region | Technology | 2023-24 | 2024-25 | 2025-26 | 2026-27 | 2027-28 | 2028-29 | 2029-30 | 2030-31 | 2031-32 | 2032-33 | 2033-34 | 2034-35 | 2035-36 | 2036-37 | 2037-38 | 2038-39 | 2039-40 | 2040-41 | 2041-42 | 2042-43 | 2043-44 | 2044-45 | 2045-46 | 2046-47 | 2047-48 | 2048-49 | 2049-50
TAS1 | Distributed PV | 297.1579 | 327.4374 | 357.2193 | 384.3899 | 413.6687 | 441.7064 | 466.0276 | 490.2145 | 521.7217 | 551.9313 | 582.6983 | 610.6234 | 635.8366 | 659.6054 | 684.6773 | 707.8338 | 731.4411 | 753.0802 | 777.0855 | 800.4995 | 824.6867 | 854.3926 | 887.6399 | 919.3497 | 950.4506 | 980.5506 | 1011.3005
TAS1 | Behind the meter battery | 24.2675 | 30.654 | 38.91 | 48.1625 | 57.612 | 65.99 | 77.1945 | 87.768 | 103.953 | 120.367 | 136.7605 | 153.103 | 168.621 | 183.447 | 197.719 | 211.5495 | 222.221 | 232.7205 | 241.603 | 248.628 | 253.133 | 256.3845 | 258.065 | 259.2265 | 259.3785 | 259.496 | 259.113
TAS1 | Behind the meter battery pump | 24.2675 | 30.654 | 38.91 | 48.1625 | 57.612 | 65.99 | 77.1945 | 87.768 | 103.953 | 120.367 | 136.7605 | 153.103 | 168.621 | 183.447 | 197.719 | 211.5495 | 222.221 | 232.7205 | 241.603 | 248.628 | 253.133 | 256.3845 | 258.065 | 259.2265 | 259.3785 | 259.496 | 259.113

## Option 5_REZ Generation
Annual sent-out generation by REZ (GWh) - Option 5, Progressive Change Scenario
Note: the REZ generation includes generation from the existing, committed and anticipated renewables mapped to the relevant REZs
Explicitly modelled generation
Region | REZ | REZ Name | Technology | 2023-24 | 2024-25 | 2025-26 | 2026-27 | 2027-28 | 2028-29 | 2029-30 | 2030-31 | 2031-32 | 2032-33 | 2033-34 | 2034-35 | 2035-36 | 2036-37 | 2037-38 | 2038-39 | 2039-40 | 2040-41 | 2041-42 | 2042-43 | 2043-44 | 2044-45 | 2045-46 | 2046-47 | 2047-48 | 2048-49 | 2049-50
QLD | Q1 | Far North QLD | Solar | 0 | 6.0696e-05 | 6.2275e-05 | 0.00010535 | 0.00010198 | 8.7667e-05 | 9.6261e-05 | 0.00010265 | 9.8634e-05 | 0.00011003 | 0.00011871 | 0.0001187 | 0.00015105 | 0.00014534 | 0.00016893 | 0.00018356 | 0.00018928 | 0.00017699 | 0.00019802 | 0.00023545 | 0.00024498 | 0.00025346 | 0.00025982 | 0.00027801 | 0.00030175 | 0.00033453 | 0.0003137
QLD | Q2 | North Qld Clean Energy Hub | Solar | 188.7937 | 182.8155 | 199.6965 | 184.4407 | 191.8835 | 183.5206 | 176.0797 | 186.5097 | 197.801 | 200.5036 | 218.5076 | 213.8047 | 218.2077 | 217.8521 | 76.5005 | 82.8039 | 81.9584 | 76.9408 | 79.0023 | 73.8276 | 70.6218 | 71.6177 | 76.1169 | 36.4329 | 36.6855 | 0.00040396 | 0.00040122
QLD | Q3 | Northern Qld | Solar | 967.6562 | 952.86 | 1071.8856 | 960.1235 | 987.1272 | 922.1844 | 903.7393 | 991.4666 | 1036.0426 | 1080.1227 | 1190.727 | 1181.3252 | 1227.8141 | 1193.9728 | 1040.8156 | 1167.6059 | 1210.0998 | 1118.796 | 1187.907 | 789.2967 | 510.5061 | 515.726 | 498.2272 | 1971.0444 | 1998.5422 | 2089.1857 | 1756.9359
QLD | Q4 | Isaac | Solar | 1290.9924 | 1284.2239 | 1406.6456 | 1307.3813 | 1345.0478 | 1266.7376 | 1251.5107 | 1337.1553 | 1444.7248 | 1470.5766 | 1616.7841 | 1579.1848 | 1711.1755 | 1664.8526 | 1447.3247 | 1626.2941 | 1658.3539 | 1611.2951 | 1667.1978 | 1488.5204 | 1408.1293 | 1374.5042 | 1315.6737 | 1154.4819 | 1263.2226 | 2505.3498 | 2894.4824
QLD | Q5 | Barcaldine | Solar | 29.0681 | 29.225 | 31.3955 | 30.1417 | 31.7469 | 29.7994 | 27.9955 | 30.3035 | 32.2202 | 32.0445 | 35.26 | 33.149 | 34.8139 | 35.5476 | 105.0477 | 112.991 | 115.7305 | 110.6964 | 115.051 | 105.412 | 90.5289 | 92.5408 | 110.2729 | 99.3477 | 102.7974 | 127.7022 | 126.5831
QLD | Q6 | Fitzroy | Solar | 690.9802 | 724.8937 | 811.3539 | 719.3588 | 750.3596 | 690.2045 | 708.7575 | 752.4512 | 844.5946 | 834.3536 | 943.0578 | 925.4879 | 951.7182 | 947.068 | 1720.5445 | 1970.6394 | 2014.1007 | 4340.9047 | 4359.7092 | 7559.6711 | 7222.1121 | 7218.7799 | 7059.9557 | 12096.6064 | 16653.7292 | 17095.0775 | 17627.3108
QLD | Q7 | Wide Bay | Solar | 1187.0386 | 1103.9104 | 1231.7878 | 1102.8245 | 1159.7745 | 1019.5873 | 1003.5499 | 1089.6433 | 1233.8092 | 1200.9327 | 1360.7193 | 1356.5268 | 1425.5307 | 1415.6435 | 1169.3214 | 1287.3121 | 1331.2956 | 1349.2505 | 1341.7496 | 1229.2121 | 1205.951 | 1182.7548 | 1167.2118 | 1576.2505 | 1482.281 | 1601.8704 | 4670.4925
QLD | Q8 | Darling Downs | Solar | 2970.8047 | 3012.2976 | 3296.9466 | 3173.2257 | 3291.6519 | 2926.4819 | 2866.8137 | 3124.1086 | 3475.8777 | 3341.7235 | 3549.5158 | 3530.2368 | 3824.7991 | 4164.8145 | 5703.2344 | 6340.1004 | 6637.7716 | 7517.1515 | 7355.6926 | 10939.4132 | 13710.4702 | 13755.0296 | 14359.1718 | 13021.8113 | 14912.1121 | 15912.2862 | 16359.3077
QLD | Q9 | Banana | Solar | 0 | 6.4919e-05 | 6.7877e-05 | 0.00017826 | 0.00023235 | 0.00020478 | 0.00034949 | 0.00037475 | 0.00041053 | 0.00041332 | 0.00047043 | 0.00047818 | 294.2439 | 291.6765 | 829.2563 | 952.386 | 976.5302 | 1771.6758 | 1764.733 | 1897.7981 | 2209.4414 | 2211.5942 | 2310.3684 | 2304.3684 | 2751.8237 | 7496.5737 | 14113.598
NSW | N1 | North West NSW | Solar | 420.171 | 399.7742 | 406.3461 | 427.2181 | 453.5972 | 423.9114 | 411.0067 | 456.3472 | 459.4663 | 471.5014 | 466.3683 | 440.6371 | 480.3353 | 487.0005 | 432.425 | 414.5278 | 456.8224 | 429.6083 | 456.0435 | 435.4546 | 430.4398 | 463.8259 | 451.8422 | 447.3235 | 448.565 | 457.2931 | 447.4555
NSW | N2 | New England | Solar | 1176.0001 | 1140.7875 | 1117.6906 | 1051.4698 | 1299.8724 | 1556.4041 | 1559.8942 | 1734.1249 | 1829.2059 | 1794.1739 | 1860.1566 | 1725.7592 | 1879.3793 | 1878.5575 | 1509.9481 | 1584.1033 | 1729.5855 | 5588.4217 | 5547.8915 | 7296.9003 | 6564.7265 | 7149.8067 | 6852.0343 | 5634.6414 | 5823.8515 | 5982.0366 | 7725.8172
NSW | N3 | Central-West Orana | Solar | 2193.1901 | 2152.8602 | 2091.2587 | 2263.2368 | 2353.3776 | 2094.4855 | 3440.3879 | 3763.4183 | 3820.1381 | 3765.9695 | 8792.8255 | 9622.311 | 11195.0082 | 11136.3629 | 10281.4066 | 10724.8268 | 11986.1833 | 11954.2331 | 11563.9367 | 11758.0931 | 13222.4593 | 13910.4773 | 15258.6018 | 14928.7922 | 15941.9439 | 20509.2587 | 23161.6314
NSW | N4 | Broken Hill | Solar | 93.0596 | 78.0438 | 92.9506 | 96.3915 | 104.454 | 106.734 | 100.4737 | 100.1435 | 102.3415 | 105.216 | 103.5843 | 103.6317 | 112.2026 | 115.724 | 114.7334 | 107.5615 | 110.3401 | 103.7904 | 93.8102 | 87.0005 | 318.2666 | 314.6256 | 316.2345 | 316.1113 | 390.4202 | 443.678 | 491.3809
NSW | N5 | South West NSW | Solar | 1697.3136 | 1560.6411 | 1701.211 | 2054.0666 | 2138.7999 | 2212.9035 | 2148.9098 | 2179.1789 | 2160.4079 | 2291.4634 | 2245.5327 | 2225.5863 | 2443.8217 | 2436.5693 | 2995.3778 | 2876.9275 | 2998.3455 | 2854.8185 | 7835.9145 | 7566.0864 | 7322.7294 | 7861.5397 | 7890.5362 | 8188.0265 | 7987.5903 | 8271.4761 | 7424.5641
NSW | N6 | Wagga Wagga | Solar | 1541.7051 | 1470.129 | 1451.6237 | 1492.345 | 1540.3818 | 1413.9354 | 1482.5719 | 1557.1351 | 1538.5609 | 1615.4295 | 1530.5686 | 1478.8057 | 3979.6149 | 4017.8933 | 3562.5011 | 3773.6739 | 4001.6863 | 3866.7481 | 4045.4274 | 3902.7195 | 3714.4481 | 3976.6399 | 4035.1842 | 3553.9583 | 3747.9557 | 3929.48 | 4154.7265
NSW | N7 | Tumut | Solar | 0 | 0 | 0 | 0 | 0 | 0 | 0 | 0 | 0 | 0 | 0 | 0 | 0 | 0 | 0 | 0 | 0 | 0 | 0 | 0 | 0 | 0 | 0 | 0 | 0 | 0 | 0
NSW | N8 | Cooma-Monaro | Solar | 0 | 0 | 0 | 0 | 0 | 0 | 0 | 0 | 0 | 0 | 0 | 0 | 0 | 0 | 0 | 0 | 0 | 0 | 0 | 0 | 0 | 0 | 0 | 0 | 0 | 0 | 0
VIC | V1 | Ovens Murray | Solar | 0 | 7.096e-05 | 0.00018079 | 0.00018585 | 0.0001833 | 0.00016785 | 0.00017753 | 0.00019239 | 0.00017319 | 0.00020706 | 0.00024029 | 0.00027161 | 0.0042137 | 0.0041199 | 0.0036243 | 0.0036078 | 0.0038625 | 0.0034131 | 467.5954 | 471.1046 | 452.9127 | 1356.4753 | 1516.1431 | 1822.4578 | 1912.8859 | 2008.7646 | 1798.5646
VIC | V2 | Murray River | Solar | 1046.3136 | 950.3821 | 892.4843 | 930.73 | 922.4512 | 1014.0045 | 954.3227 | 948.8334 | 984.7864 | 1001.5051 | 1006.0795 | 1035.9144 | 1162.9579 | 1157.5965 | 1063.6277 | 2581.7473 | 2908.9142 | 2781.3177 | 2939.019 | 2819.0956 | 3051.2128 | 3102.4576 | 3151.8421 | 3100.9732 | 3337.5049 | 3636.6707 | 3456.9494
VIC | V3 | Western Victoria | Solar | 0 | 0.0001049 | 0.00036331 | 0.00037159 | 0.00039201 | 0.00033211 | 0.00035974 | 0.00038184 | 0.00035439 | 0.00041461 | 0.00046279 | 0.00061333 | 306.9001 | 316.7843 | 247.5344 | 276.028 | 286.1683 | 254.0764 | 708.819 | 696.7311 | 695.0224 | 733.2948 | 762.2385 | 590.6102 | 1423.5506 | 1507.1064 | 1435.5409
VIC | V4 | South West Victoria | Solar | 0 | 0 | 0 | 0 | 0 | 0 | 0 | 0 | 0 | 0 | 0 | 0 | 0 | 0 | 0 | 0 | 0 | 0 | 0 | 0 | 0 | 0 | 0 | 0 | 0 | 0 | 0
VIC | V5 | Gippsland | Solar | 0 | 4.9966e-05 | 0.00013722 | 0.00013859 | 0.00013627 | 0.00011544 | 0.00011901 | 0.00013477 | 0.00012648 | 0.0001376 | 0.00017218 | 0.00022794 | 0.0012168 | 0.0012 | 0.00097443 | 0.00097625 | 0.0010853 | 0.0010105 | 0.0010748 | 0.0013422 | 901.8133 | 940.3115 | 944.1504 | 764.8981 | 1388.854 | 4436.997 | 4179.646
VIC | V6 | Central North VIC | Solar | 889.7455 | 812.1487 | 792.0639 | 782.1282 | 797.7246 | 792.605 | 789.2511 | 821.1912 | 815.4502 | 860.607 | 857.7642 | 815.6192 | 881.0392 | 886.7375 | 866.9728 | 816.6062 | 843.4893 | 802.502 | 855.0202 | 826.3079 | 908.3071 | 728.927 | 710.1035 | 871.5846 | 1554.1681 | 1652.6282 | 1805.8359
SA | S1 | South East SA | Solar | 291.4333 | 269.149 | 260.4651 | 249.0969 | 254.1157 | 252.4754 | 249.2106 | 248.7429 | 254.003 | 262.252 | 264.0756 | 269.146 | 294.869 | 308.2386 | 285.6775 | 294.2163 | 300.1454 | 279.7451 | 202.6583 | 191.7017 | 173.5358 | 175.8177 | 184.8383 | 166.1273 | 169.7933 | 167.137 | 0.0020742
SA | S2 | Riverland | Solar | 39.7864 | 42.1718 | 43.6154 | 40.6522 | 42.4619 | 37.3136 | 38.5056 | 40.233 | 30.083 | 30.5281 | 32.5768 | 34.3827 | 36.0354 | 283.345 | 412.2595 | 412.8284 | 435.7237 | 412.6298 | 2286.6252 | 2139.0175 | 3480.2839 | 3456.2919 | 3771.5767 | 3031.103 | 3032.2644 | 4849.4966 | 5254.2627
SA | S3 | Mid-North SA | Solar | 0 | 6.2785e-05 | 6.2636e-05 | 6.1851e-05 | 7.3324e-05 | 7.1458e-05 | 8.1204e-05 | 0.00010639 | 0.0001112 | 0.00016673 | 0.00026277 | 0.00042814 | 0.00097704 | 0.0011868 | 0.0011548 | 0.0011837 | 0.0012536 | 0.0011861 | 0.0011984 | 0.0014538 | 0.0053161 | 0.0051345 | 0.0054009 | 0.0045259 | 0.0047856 | 0.0059353 | 0.0056708
SA | S4 | Yorke Peninsula | Solar | 0 | 0 | 0 | 0 | 0 | 0 | 0 | 0 | 0 | 0 | 0 | 0 | 0 | 0 | 0 | 0 | 0 | 0 | 0 | 0 | 0 | 0 | 0 | 0 | 0 | 0 | 0
SA | S5 | Northern SA | Solar | 737.2863 | 654.3004 | 665.6226 | 634.2994 | 646.5114 | 670.3352 | 635.1491 | 631.2369 | 664.9404 | 668.4742 | 648.0404 | 688.1038 | 735.338 | 771.5998 | 737.0339 | 716.0458 | 724.5046 | 703.9788 | 721.1306 | 665.6596 | 801.0267 | 315.4192 | 312.3468 | 277.6164 | 148.6241 | 550.0516 | 546.7779
SA | S6 | Leigh Creek | Solar | 0 | 6.3943e-05 | 6.6836e-05 | 6.7166e-05 | 7.8426e-05 | 8.214e-05 | 8.9946e-05 | 0.00011388 | 0.00012756 | 0.00019895 | 0.00029097 | 0.00061629 | 0.0015943 | 0.0019318 | 17.7252 | 17.828 | 18.3975 | 18.3187 | 17.9177 | 16.6226 | 32.3309 | 38.6249 | 40.5805 | 1424.5363 | 2189.777 | 2631.9375 | 2965.4126
SA | S7 | Roxby Downs | Solar | 0 | 6.9082e-05 | 7.1392e-05 | 7.0121e-05 | 8.1835e-05 | 8.54e-05 | 9.2534e-05 | 0.00012136 | 0.00013206 | 0.0002084 | 0.00033285 | 0.00070793 | 303.0969 | 371.7212 | 1118.5642 | 1106.2994 | 1146.0366 | 1104.5975 | 1124.7239 | 1062.5173 | 1170.099 | 1162.5109 | 1240.0734 | 1055.2032 | 1043.1337 | 1096.7072 | 1146.9316
SA | S8 | Eastern Eyre Peninsula | Solar | 0 | 5.3414e-05 | 5.4482e-05 | 5.266e-05 | 6.3016e-05 | 5.792e-05 | 6.7753e-05 | 8.9582e-05 | 9.1626e-05 | 0.00012874 | 0.00019707 | 0.00030038 | 0.00043279 | 0.00055861 | 0.0004757 | 0.00049749 | 0.00054746 | 0.00051208 | 0.00051878 | 0.00071794 | 0.0013055 | 0.001232 | 0.0013203 | 0.001068 | 0.0011458 | 0.0015513 | 0.0014379
SA | S9 | Western Eyre Peninsula | Solar | 0 | 5.9054e-05 | 6.0481e-05 | 5.9168e-05 | 6.7768e-05 | 6.7267e-05 | 7.5674e-05 | 9.8856e-05 | 0.00010424 | 0.00016671 | 0.00026468 | 0.00046396 | 0.0012183 | 0.0012716 | 0.0012039 | 0.0012332 | 0.0013082 | 0.0020178 | 0.0029762 | 0.0030727 | 159.5229 | 154.9339 | 161.0313 | 133.7454 | 137.6686 | 184.6638 | 182.2817
TAS | T1 | North East Tasmania | Solar | 0 | 5.3743e-05 | 5.38e-05 | 5.815e-05 | 6.089e-05 | 5.8031e-05 | 6.6619e-05 | 8.3846e-05 | 8.193e-05 | 0.00012099 | 0.00018774 | 0.00024047 | 0.00066776 | 0.00063254 | 0.0005535 | 0.00055447 | 0.00057699 | 0.00051413 | 0.00054879 | 0.00061814 | 0.0015974 | 0.0023294 | 0.0022097 | 0.0019323 | 0.0027227 | 0.0028104 | 0.0024216
TAS | T2 | North West Tasmania | Solar | 0 | 6.3827e-05 | 5.9753e-05 | 6.8314e-05 | 9.1886e-05 | 7.9707e-05 | 8.8759e-05 | 0.0001158 | 0.00011367 | 0.00012563 | 0.00014998 | 0.00015123 | 0.00026475 | 0.00026227 | 0.00022997 | 0.00024518 | 0.00025153 | 0.00023335 | 0.00030546 | 0.00035407 | 0.00041796 | 0.00060084 | 0.00058139 | 0.00050562 | 0.00071927 | 0.00074432 | 0.00061945
TAS | T3 | Central Highlands | Solar | 0 | 4.7788e-05 | 4.5763e-05 | 4.9135e-05 | 5.301e-05 | 4.7268e-05 | 5.5016e-05 | 6.9404e-05 | 7.1532e-05 | 9.7301e-05 | 0.00014682 | 0.00016038 | 0.00032851 | 0.00033516 | 0.00028428 | 0.0002751 | 0.00029577 | 0.00027905 | 0.0003265 | 0.00040879 | 0.00053261 | 0.00072133 | 0.00071664 | 0.00065752 | 0.00079996 | 0.00088177 | 0.00075687
Region | REZ | REZ Name | Technology | 2023-24 | 2024-25 | 2025-26 | 2026-27 | 2027-28 | 2028-29 | 2029-30 | 2030-31 | 2031-32 | 2032-33 | 2033-34 | 2034-35 | 2035-36 | 2036-37 | 2037-38 | 2038-39 | 2039-40 | 2040-41 | 2041-42 | 2042-43 | 2043-44 | 2044-45 | 2045-46 | 2046-47 | 2047-48 | 2048-49 | 2049-50
QLD | Q1 | Far North QLD | Wind | 1238.8183 | 990.4533 | 1145.288 | 3263.4223 | 3464.1244 | 3302.169 | 3295.6976 | 3509.3145 | 3586.9564 | 3537.9288 | 3240.202 | 3345.4005 | 3531.9674 | 3645.9827 | 3389.172 | 3538.7179 | 3668.8753 | 3686.5889 | 3871.9169 | 3299.0738 | 3308.2148 | 3476.7843 | 3546.0683 | 3220.5232 | 3376.1966 | 3402.7016 | 3604.9449
QLD | Q2 | North Qld Clean Energy Hub | Wind | 127.1304 | 112.3837 | 127.7408 | 133.0482 | 137.7303 | 107.9642 | 103.4564 | 116.2815 | 127.148 | 125.1063 | 119.0298 | 129.815 | 2422.3133 | 2499.3107 | 2897.1563 | 2828.6291 | 2808.0416 | 2808.944 | 2687.4659 | 2343.0768 | 2689.8406 | 2804.9921 | 2730.8381 | 4455.0362 | 4404.6747 | 4270.2317 | 4236.6781
QLD | Q3 | Northern Qld | Wind | 0 | 0 | 0 | 0 | 0 | 0 | 0 | 0 | 0 | 0 | 0 | 0 | 0 | 0 | 0 | 0 | 0 | 0 | 0 | 0 | 0 | 0 | 0 | 0 | 0 | 0 | 0
QLD | Q4 | Isaac | Wind | 0 | 0.00032111 | 0.0003362 | 0.0010027 | 0.0015988 | 0.0024582 | 261.9677 | 284.5936 | 289.8213 | 272.4067 | 270.2928 | 1449.5756 | 2385.6692 | 2730.7972 | 3100.356 | 3079.963 | 3277.3611 | 3239.3889 | 3053.3332 | 2802.233 | 2827.8977 | 2666.0642 | 3011.4611 | 2836.0537 | 2842.8347 | 8947.85 | 9316.1792
QLD | Q5 | Barcaldine | Wind | 0 | 0.0002921 | 0.00030654 | 0.00091105 | 0.001063 | 0.00097597 | 0.0013103 | 0.0014151 | 0.0014473 | 0.0015211 | 0.0026981 | 0.0048458 | 282.1114 | 298.3703 | 264.4062 | 260.6243 | 273.8522 | 275.3079 | 283.6164 | 277.8241 | 305.3494 | 301.9896 | 308.3376 | 271.9855 | 271.1152 | 274.3585 | 276.4244
QLD | Q6 | Fitzroy | Wind | 0 | 0.00039881 | 0.00041287 | 0.0044337 | 0.016736 | 2487.5221 | 2807.328 | 2902.0487 | 2926.3652 | 2770.389 | 2800.3081 | 2799.6435 | 2752.0802 | 3053.3441 | 5875.1726 | 5839.2149 | 5893.1482 | 5598.2486 | 5494.2348 | 6205.8636 | 6299.0425 | 6021.3797 | 6513.3973 | 10171.9684 | 10097.1406 | 10128.1184 | 9524.1217
QLD | Q7 | Wide Bay | Wind | 0 | 0.00030326 | 0.00030691 | 0.00080911 | 0.00088968 | 0.0015221 | 0.0027765 | 0.0028351 | 0.0025194 | 0.0027774 | 0.0066381 | 209.2678 | 210.1269 | 217.7935 | 565.3907 | 551.8728 | 547.6731 | 471.2053 | 518.4489 | 481.0745 | 473.9096 | 462.4878 | 476.878 | 2646.0764 | 2739.668 | 2730.4612 | 2480.2726
QLD | Q8 | Darling Downs | Wind | 2517.3136 | 2499.1161 | 2761.4432 | 2887.7968 | 5614.1854 | 5432.8354 | 6959.4576 | 7162.7824 | 7088.9711 | 7109.9657 | 7337.5989 | 7254.8887 | 9491.1178 | 12684.1508 | 12126.6956 | 11878.7447 | 12201.6631 | 12520.6193 | 16774.004 | 19032.6509 | 18157.1332 | 16815.9066 | 20712.8346 | 23326.6481 | 23053.7699 | 29012.9936 | 27712.616
QLD | Q9 | Banana | Wind | 0 | 0.00025784 | 0.00027059 | 0.00061641 | 0.00071855 | 0.0009073 | 0.0013008 | 0.0014016 | 0.0013074 | 0.0014115 | 0.0014337 | 0.0022656 | 708.3668 | 751.7942 | 2487.9826 | 2392.7288 | 2485.36 | 2321.4758 | 2337.885 | 2164.185 | 2161.6704 | 2188.8682 | 2314.8603 | 2848.0539 | 2773.7674 | 2891.9159 | 2731.8907
NSW | N1 | North West NSW | Wind | 0 | 0 | 0 | 0 | 0 | 0 | 0 | 0 | 0 | 0 | 0 | 0 | 0 | 0 | 0 | 0 | 0 | 0 | 0 | 0 | 0 | 0 | 0 | 0 | 0 | 0 | 0
NSW | N2 | New England | Wind | 1484.1549 | 1734.7404 | 2061.9801 | 2684.5357 | 8004.3438 | 13302.8624 | 12826.8812 | 13012.2262 | 12507.702 | 13083.339 | 12518.0945 | 12540.0644 | 13454.9531 | 13359.4251 | 15443.3825 | 21444.5934 | 21800.8986 | 19443.1958 | 21359.1096 | 20006.4712 | 20243.6696 | 21409.5263 | 20805.084 | 23236.018 | 21671.4423 | 21345.145 | 19155.192
NSW | N3 | Central-West Orana | Wind | 382.5726 | 1346.8353 | 3696.6528 | 6842.462 | 6969.1787 | 6988.5003 | 9542.7377 | 9385.0849 | 9102.9531 | 9233.2963 | 10807.3185 | 11470.2907 | 13285.7223 | 14963.6902 | 14984.8859 | 14878.3945 | 14539.1976 | 15036.4228 | 17598.4497 | 17332.0681 | 17464.5878 | 19017.9394 | 21978.9551 | 26588.7746 | 28190.568 | 29207.2401 | 27844.0708
NSW | N4 | Broken Hill | Wind | 611.4671 | 560.1214 | 587.7782 | 626.1231 | 633.773 | 610.3553 | 618.6021 | 635.7082 | 645.4049 | 625.9779 | 596.3396 | 602.9987 | 796.7259 | 787.5517 | 779.8866 | 787.2406 | 803.2753 | 824.5244 | 773.424 | 753.713 | 605.7407 | 693.1313 | 676.6185 | 745.436 | 730.7532 | 715.3819 | 753.7753
NSW | N5 | South West NSW | Wind | 0 | 0.00016384 | 0.00023053 | 0.0005747 | 0.0005877 | 0.00057143 | 0.00085176 | 0.00086164 | 0.00089049 | 0.00089735 | 0.0011572 | 0.0010531 | 0.0024393 | 0.0025936 | 0.0024674 | 0.0025275 | 0.0024975 | 0.0038458 | 0.0037464 | 0.0073439 | 0.0065634 | 0.09553 | 0.32475 | 0.29701 | 3218.3389 | 3130.7738 | 6223.9736
NSW | N6 | Wagga Wagga | Wind | 0 | 0.00052613 | 0.00048643 | 0.00050777 | 0.00054477 | 0.00053494 | 0.0007446 | 0.00076174 | 0.00076518 | 0.00076289 | 0.00090928 | 0.00081266 | 0.0013958 | 0.0018784 | 0.0018434 | 0.00183 | 0.0018298 | 0.0024661 | 0.0023062 | 0.0036079 | 0.0031764 | 0.0040422 | 0.0066523 | 0.0061602 | 738.5197 | 736.7155 | 2438.1725
NSW | N7 | Tumut | Wind | 0 | 0 | 0 | 0 | 0 | 0 | 0 | 0 | 0 | 0 | 0 | 0 | 0 | 0 | 0 | 0 | 0 | 0 | 0 | 0 | 0 | 0 | 0 | 0 | 0 | 0 | 0
NSW | N8 | Cooma-Monaro | Wind | 326.8275 | 1237.026 | 1382.4171 | 1416.1111 | 1404.2059 | 1368.6502 | 1372.9505 | 1458.3174 | 1484.5462 | 1349.8477 | 2943.0269 | 2949.4613 | 3026.916 | 2916.4242 | 2865.0723 | 2863.8968 | 3032.5793 | 2979.6314 | 2777.3924 | 2828.0638 | 2857.3931 | 2925.3397 | 2825.7877 | 2811.0747 | 2794.9672 | 2962.5923 | 2926.2625
VIC | V1 | Ovens Murray | Wind | 0 | 0 | 0 | 0 | 0 | 0 | 0 | 0 | 0 | 0 | 0 | 0 | 0 | 0 | 0 | 0 | 0 | 0 | 0 | 0 | 0 | 0 | 0 | 0 | 0 | 0 | 0
VIC | V2 | Murray River | Wind | 0 | 0 | 0 | 0 | 0 | 0 | 0 | 0 | 0 | 0 | 0 | 0 | 0 | 0 | 0 | 0 | 0 | 0 | 0 | 0 | 0 | 0 | 0 | 0 | 0 | 0 | 0
VIC | V3 | Western Victoria | Wind | 3673.3153 | 3628.5226 | 3559.2882 | 3564.094 | 5383.0383 | 5140.6806 | 5272.1616 | 5113.3047 | 5796.4224 | 5183.7135 | 5183.9309 | 5765.4727 | 7545.315 | 7692.1607 | 7659.3797 | 8411.218 | 8058.7938 | 8628.2261 | 7869.047 | 8409.0904 | 7725.7483 | 7690.4495 | 8237.3231 | 9598.1883 | 10397.1909 | 9707.7134 | 10387.1078
VIC | V4 | South West Victoria | Wind | 5688.3124 | 5604.8049 | 5900.8231 | 6019.8552 | 6044.4671 | 5613.4557 | 5804.451 | 5634.2858 | 6519.9512 | 5575.1321 | 5728.6605 | 6588.0318 | 9844.0448 | 10078.781 | 9607.773 | 10134.823 | 9680.4363 | 14092.7856 | 12518.1576 | 14795.3016 | 14785.5628 | 15115.3205 | 13556.5898 | 12361.1165 | 13448.3813 | 12552.4519 | 14061.8887
VIC | V5 | Gippsland | Wind | 0 | 0.00049615 | 1621.2056 | 1568.4632 | 1566.8129 | 1556.8159 | 1574.7283 | 1526.8822 | 1793.6413 | 1559.3038 | 1657.7993 | 1661.9431 | 4067.6317 | 6153.3777 | 5876.6916 | 6198.6726 | 5975.7056 | 6710.0875 | 6031.4252 | 6242.7964 | 6074.4158 | 6230.3502 | 6161.4403 | 5875.9799 | 6285.5948 | 6033.2314 | 6844.6495
VIC | V6 | Central North VIC | Wind | 0 | 0.00035342 | 0.00089829 | 0.00096948 | 0.00098813 | 0.0010061 | 0.00097318 | 0.0010188 | 0.0010273 | 0.0011385 | 0.0013737 | 0.0012783 | 1040.1227 | 1067.016 | 1045.496 | 982.1468 | 996.3957 | 1566.617 | 1590.8223 | 1546.3256 | 1404.9412 | 1828.9839 | 1988.7163 | 2086.105 | 3162.1847 | 3712.5083 | 3902.4625
SA | S1 | South East SA | Wind | 695.2002 | 652.1587 | 687.255 | 741.2545 | 760.928 | 631.9573 | 650.8597 | 548.9401 | 667.3885 | 574.2722 | 3110.6802 | 2957.284 | 3168.9365 | 3363.2901 | 3126.3438 | 3303.5014 | 3099.2595 | 3563.9812 | 3169.6661 | 3568.31 | 3214.873 | 3492.5627 | 3566.1474 | 3251.9307 | 3670.6327 | 3440.4342 | 3957.0456
SA | S2 | Riverland | Wind | 0 | 0.00025734 | 0.0002341 | 0.00026869 | 0.00026074 | 0.00029518 | 0.00031287 | 0.00037045 | 0.00041462 | 0.0005828 | 0.001215 | 0.001134 | 0.00199 | 0.0019104 | 0.0019385 | 0.0021972 | 0.0021457 | 0.0028154 | 0.0027465 | 0.0032443 | 0.002949 | 0.0048279 | 0.0047719 | 0.0043332 | 0.0047201 | 0.0046333 | 0.0049346
SA | S3 | Mid-North SA | Wind | 3923.0075 | 4001.0164 | 3744.7934 | 4212.3335 | 4237.4428 | 4042.6533 | 4007.1652 | 4034.9183 | 4334.1074 | 3913.5571 | 3721.9387 | 3509.8185 | 6417.6953 | 5797.9315 | 7554.367 | 7486.6884 | 7004.4544 | 7525.8299 | 7239.7041 | 7349.065 | 6034.4311 | 7219.2915 | 7424.4713 | 7081.1068 | 7289.3612 | 9050.7397 | 10391.0289
SA | S4 | Yorke Peninsula | Wind | 231.5774 | 224.4508 | 212.5374 | 241.8012 | 249.2168 | 246.3027 | 0.0004848 | 0.00059264 | 0.00068142 | 0.0012724 | 310.2236 | 282.5569 | 314.0089 | 330.1791 | 311.7782 | 320.4424 | 298.4233 | 345.1183 | 306.4895 | 324.0681 | 287.6765 | 312.1635 | 328.6838 | 294.7608 | 296.626 | 277.3267 | 321.3403
SA | S5 | Northern SA | Wind | 1244.0886 | 1248.8445 | 1229.8278 | 1313.6996 | 1337.2136 | 1267.2367 | 1266.4651 | 1289.1594 | 1334.4954 | 1206.6599 | 1251.0591 | 1242.5397 | 1366.4066 | 1402.0006 | 1286.714 | 1281.2978 | 1315.883 | 1304.4155 | 1190.3112 | 1222.1451 | 1183.957 | 1272.1322 | 600.9193 | 468.2276 | 465.1036 | 478.9207 | 517.8782
SA | S6 | Leigh Creek | Wind | 0 | 0.00033405 | 0.00031818 | 0.00033878 | 0.00032703 | 0.00050373 | 0.00049352 | 0.00057999 | 0.00054348 | 0.0012454 | 0.0020537 | 0.003316 | 0.0043136 | 0.0047729 | 87.6716 | 87.0894 | 85.4185 | 78.8434 | 80.405 | 76.3878 | 72.7828 | 75.7414 | 73.2357 | 3840.5588 | 5552.3283 | 5334.3992 | 5083.8485
SA | S7 | Roxby Downs | Wind | 0 | 0 | 0 | 0 | 0 | 0 | 0 | 0 | 0 | 0 | 0 | 0 | 0 | 0 | 0 | 0 | 0 | 0 | 0 | 0 | 0 | 0 | 0 | 0 | 0 | 0 | 0
SA | S8 | Eastern Eyre Peninsula | Wind | 298.041 | 293.4328 | 291.7684 | 337.0433 | 336.159 | 354.5039 | 355.0467 | 179.7825 | 175.2547 | 146.9038 | 148.0716 | 151.2502 | 642.8317 | 1037.03 | 946.9384 | 970.9922 | 942.921 | 985.895 | 912.0969 | 928.051 | 835.4991 | 1722.166 | 1796.9598 | 1586.1074 | 1630.089 | 1539.7725 | 1762.829
SA | S9 | Western Eyre Peninsula | Wind | 0 | 0.00034747 | 0.00031984 | 0.00035656 | 0.00036611 | 0.00042946 | 0.00042382 | 0.00053027 | 0.00057038 | 0.00099886 | 0.0030147 | 0.0032236 | 0.013227 | 0.013595 | 0.013031 | 0.013088 | 0.013088 | 1236.9741 | 1130.8842 | 1177.7386 | 1057.9268 | 1164.8418 | 1203.3667 | 1093.1641 | 1086.7448 | 1036.3092 | 1108.0834
TAS | T1 | North East Tasmania | Wind | 500.6412 | 500.6887 | 566.55 | 535.7033 | 550.8578 | 519.5256 | 470.9008 | 494.1829 | 554.937 | 503.3645 | 919.7517 | 1007.6538 | 975.9861 | 1024.135 | 953.1673 | 894.5007 | 886.6337 | 952.9221 | 917.8164 | 923.8076 | 997.8565 | 950.6582 | 1004.9358 | 940.8039 | 907.3986 | 900.3387 | 978.5646
TAS | T2 | North West Tasmania | Wind | 877.1544 | 838.2453 | 891.1191 | 950.4915 | 957.4153 | 835.1895 | 808.7434 | 765.8773 | 1551.5041 | 2077.9705 | 2222.0901 | 2937.2465 | 5177.4744 | 6175.6156 | 6196.0383 | 5992.1172 | 5827.1222 | 6379.8503 | 6228.101 | 5963.749 | 6076.6146 | 6232.4378 | 6285.2434 | 6188.0764 | 6046.9995 | 5885.9169 | 6468.5272
TAS | T3 | Central Highlands | Wind | 491.1522 | 1661.8898 | 2393.2598 | 3021.4308 | 3554.9335 | 3590.6051 | 4668.6853 | 5083.4516 | 5519.9877 | 5218.1759 | 5070.331 | 5359.7581 | 5483.2581 | 5697.9524 | 6394.2061 | 6239.5156 | 6154.4337 | 6613.9017 | 6394.3515 | 6071.405 | 6532.4908 | 6632.76 | 8466.8713 | 8191.6403 | 8010.1594 | 7940.8102 | 8516.5932
Region | REZ | REZ Name | Technology | 2023-24 | 2024-25 | 2025-26 | 2026-27 | 2027-28 | 2028-29 | 2029-30 | 2030-31 | 2031-32 | 2032-33 | 2033-34 | 2034-35 | 2035-36 | 2036-37 | 2037-38 | 2038-39 | 2039-40 | 2040-41 | 2041-42 | 2042-43 | 2043-44 | 2044-45 | 2045-46 | 2046-47 | 2047-48 | 2048-49 | 2049-50
NSW | O1 | Hunter Coast | Offshore Wind | 0 | 0 | 0 | 6.3171e-05 | 6.6905e-05 | 9.2376e-05 | 7.9607e-05 | 9.0915e-05 | 8.3495e-05 | 8.7764e-05 | 0.0001512 | 0.00015263 | 0.00015924 | 0.00015473 | 0.00016279 | 0.0001358 | 0.0001997 | 0.00021199 | 0.00025905 | 0.00033201 | 0.00033787 | 0.00038443 | 0.00037824 | 0.00051098 | 0.00043969 | 0.00053038 | 0.00049737
NSW | O2 | Illawarra Coast | Offshore Wind | 0 | 0 | 0 | 6.3523e-05 | 7.0901e-05 | 8.1541e-05 | 8.1221e-05 | 9.3497e-05 | 8.8881e-05 | 9.0703e-05 | 0.00015528 | 0.00014802 | 0.00015419 | 0.00014503 | 0.00015269 | 0.00013501 | 0.00020812 | 0.00025425 | 0.0002683 | 0.00035345 | 0.00033239 | 0.00035829 | 0.00034287 | 0.00050477 | 0.00045693 | 0.00060192 | 0.00063022
VIC | O3 | Gippsland Coast | Offshore Wind | 0 | 0 | 0 | 4.2981e-05 | 4.6709e-05 | 5.5189e-05 | 5.9731e-05 | 6.1437e-05 | 7.5581e-05 | 8.2083e-05 | 0.00010815 | 0.0001222 | 0.00014487 | 0.00014412 | 0.00016308 | 0.0001657 | 0.00019006 | 0.00031142 | 0.00027598 | 0.00036487 | 0.00036645 | 0.00035592 | 0.00040948 | 0.00048236 | 0.00079013 | 0.00076565 | 0.0018412
TAS | O4 | North West Tasmania Coast | Offshore Wind | 0 | 0 | 0 | 5.796e-05 | 7.0841e-05 | 7.5542e-05 | 7.8723e-05 | 8.1682e-05 | 9.9746e-05 | 0.00010113 | 0.00011357 | 0.00011956 | 0.00012487 | 0.00012975 | 0.00013375 | 0.00014546 | 0.00016856 | 0.00020627 | 0.00020886 | 0.00023416 | 0.00024287 | 0.00025541 | 0.00026846 | 0.0002889 | 0.0003477 | 0.00032434 | 0.00030275
VIC | O5 | Portland Coast | Offshore Wind | 0 | 0 | 0 | 4.2598e-05 | 4.8797e-05 | 5.1668e-05 | 6.0604e-05 | 6.2633e-05 | 7.4776e-05 | 7.8474e-05 | 0.00010416 | 0.00011304 | 0.00012326 | 0.00013023 | 0.00012303 | 0.00015136 | 0.0001887 | 0.0002463 | 0.00021843 | 0.00024052 | 0.00027083 | 0.00025803 | 0.00041785 | 0.00040006 | 0.00094439 | 0.00092407 | 0.0011912
SA | O6 | South East SA Coast | Offshore Wind | 0 | 0 | 0 | 4.32e-05 | 4.9517e-05 | 5.1664e-05 | 6.0684e-05 | 6.2125e-05 | 7.7289e-05 | 8.2418e-05 | 0.0001058 | 0.00010982 | 0.00011906 | 0.0001209 | 0.0001178 | 0.00014077 | 0.00017142 | 0.0002281 | 0.0002119 | 0.00022341 | 0.00022086 | 0.00022181 | 0.00025533 | 0.00025176 | 0.00029421 | 0.00029881 | 0.0003616

## Option 5_REZ Capacity
Installed capacity by REZ (MW) - Option 5, Progressive Change Scenario
Capacity calculated on 1 July. In early study years some wind and solar projects enter later in the financial year and are therefore reflected in the following financial year's capacity.
Note: the REZ capacity includes capacity from the existing, committed and anticipated renewables mapped to the relevant REZs
Explicitly modelled generation
Region | REZ | REZ Name | Technology | 2023-24 | 2024-25 | 2025-26 | 2026-27 | 2027-28 | 2028-29 | 2029-30 | 2030-31 | 2031-32 | 2032-33 | 2033-34 | 2034-35 | 2035-36 | 2036-37 | 2037-38 | 2038-39 | 2039-40 | 2040-41 | 2041-42 | 2042-43 | 2043-44 | 2044-45 | 2045-46 | 2046-47 | 2047-48 | 2048-49 | 2049-50
QLD | Q1 | Far North QLD | Solar | 0 | 0 | 0 | 0 | 0 | 0 | 0 | 0 | 0 | 0 | 0 | 0 | 0 | 0 | 0.00012484 | 0.00012504 | 0.00012537 | 0.00012579 | 0.00012718 | 0.00015226 | 0.00016165 | 0.00016691 | 0.00017881 | 0.00021909 | 0.00021971 | 0.00023386 | 0.00023503
QLD | Q2 | North Qld Clean Energy Hub | Solar | 83 | 83 | 83 | 83 | 83 | 83 | 83 | 83 | 83 | 83 | 83 | 83 | 83 | 83.0001 | 33.0001 | 33.0001 | 33.0001 | 33.0001 | 33.0001 | 33.0002 | 33.0002 | 33.0002 | 33.0002 | 18.0002 | 18.0002 | 0.00025799 | 0.00026067
QLD | Q3 | Northern Qld | Solar | 513.997 | 513.997 | 513.997 | 513.9971 | 513.9971 | 513.9972 | 513.9972 | 513.9972 | 513.9972 | 513.9972 | 513.9972 | 513.9973 | 513.9974 | 513.9975 | 514.2055 | 514.2055 | 514.2055 | 514.2055 | 514.2055 | 389.7575 | 261.7575 | 261.7575 | 261.7576 | 1256.6714 | 1146.2714 | 1146.2715 | 1013.6745
QLD | Q4 | Isaac | Solar | 684.9 | 684.9 | 684.9 | 684.9001 | 684.9001 | 684.9002 | 684.9002 | 684.9002 | 684.9002 | 684.9002 | 684.9002 | 684.9002 | 684.9004 | 684.9005 | 684.9013 | 684.9013 | 684.9013 | 684.9013 | 684.9015 | 684.9055 | 684.9055 | 642.4055 | 642.4066 | 642.4096 | 642.4096 | 1288.4916 | 1454.2102
QLD | Q5 | Barcaldine | Solar | 14 | 14 | 14 | 14.0001 | 14.0002 | 14.0002 | 14.0003 | 14.0003 | 14.0003 | 14.0003 | 14.0003 | 14.0003 | 14.0005 | 14.0006 | 50.2743 | 50.2743 | 50.2743 | 50.2743 | 50.2743 | 50.2744 | 46.1872 | 46.1872 | 55.8649 | 61.2859 | 61.2859 | 75.0361 | 75.0361
QLD | Q6 | Fitzroy | Solar | 401.5 | 401.5 | 401.5 | 401.5001 | 401.5002 | 401.5002 | 401.5003 | 401.5003 | 401.5003 | 401.5003 | 401.5003 | 401.5003 | 401.5006 | 401.5006 | 893.4278 | 893.4278 | 893.4278 | 1849.3807 | 1849.3807 | 3241.6335 | 3241.6335 | 3241.6335 | 3248.044 | 6591.578 | 7934.498 | 7934.5 | 7934.5
QLD | Q7 | Wide Bay | Solar | 619.03 | 619.03 | 619.03 | 619.0301 | 619.0301 | 619.0302 | 619.0302 | 619.0302 | 619.0302 | 619.0302 | 619.0302 | 619.0302 | 619.0304 | 619.0304 | 619.0307 | 619.0307 | 619.0307 | 619.031 | 619.032 | 619.0321 | 619.0321 | 619.0321 | 619.0334 | 1000.7961 | 864.1136 | 904.6778 | 2455.4
QLD | Q8 | Darling Downs | Solar | 1330.558 | 1476.558 | 1476.558 | 1476.5581 | 1476.5582 | 1476.5582 | 1476.5583 | 1476.5583 | 1476.5583 | 1476.5583 | 1476.5583 | 1476.5583 | 1494.083 | 1660.6295 | 2880.3895 | 2880.3895 | 2880.3895 | 3181.5097 | 3181.5098 | 4867.958 | 6258.901 | 6100.301 | 6497.311 | 7281.045 | 7482.4995 | 7448 | 7448
QLD | Q9 | Banana | Solar | 0 | 0 | 0 | 0.00011657 | 0.00014733 | 0.00015927 | 0.00024384 | 0.00024436 | 0.00024553 | 0.00024679 | 0.00024785 | 0.00024823 | 117.8212 | 117.8212 | 416.9257 | 416.9257 | 416.9257 | 739.6848 | 739.6848 | 855.6677 | 1012.3943 | 1012.3943 | 1077.7878 | 1300.3088 | 1396.5862 | 3510.9707 | 6100
NSW | N1 | North West NSW | Solar | 166 | 166.0001 | 166.0001 | 166.0003 | 173.7322 | 192.9151 | 192.9151 | 192.9151 | 192.9151 | 192.9151 | 192.9151 | 192.9151 | 192.9151 | 192.9151 | 192.9151 | 192.9151 | 192.9151 | 195.7668 | 204.3836 | 204.3836 | 216.1717 | 216.1717 | 216.1718 | 251.9849 | 251.9849 | 251.9849 | 254.0251
NSW | N2 | New England | Solar | 555 | 555 | 555.0001 | 555.0002 | 555.003 | 839.4275 | 839.4275 | 839.4275 | 839.4275 | 839.4276 | 839.4279 | 839.4279 | 839.4279 | 839.4279 | 839.428 | 839.4281 | 839.4281 | 2759.4182 | 2759.4185 | 3540 | 3520 | 3520 | 3520 | 3520 | 3520 | 3520 | 4616.4915
NSW | N3 | Central-West Orana | Solar | 826.979 | 906.9791 | 906.9793 | 906.9794 | 937.4056 | 937.4056 | 1547.2357 | 1547.2358 | 1547.2358 | 1547.2358 | 3871.271 | 4237.7065 | 4626.9072 | 4626.9072 | 5195.1445 | 5195.1445 | 5195.1445 | 5195.1445 | 5195.1445 | 5404.1625 | 6223.6713 | 6271.488 | 6904.7577 | 8004.8783 | 8259.6327 | 9673.725 | 10893.915
NSW | N4 | Broken Hill | Solar | 53 | 53 | 53 | 53.0001 | 53.0001 | 53.0002 | 53.0003 | 53.0003 | 53.0003 | 53.0003 | 53.0003 | 53.0003 | 53.0005 | 53.0006 | 53.0012 | 53.0012 | 53.0012 | 53.0012 | 53.0012 | 53.0012 | 188.2891 | 188.2891 | 188.2891 | 201.7906 | 252.6924 | 276.4652 | 276.4652
NSW | N5 | South West NSW | Solar | 1246.4 | 1500.5 | 1500.5 | 1500.5001 | 1500.5001 | 1500.5001 | 1500.5003 | 1500.5003 | 1500.5003 | 1500.5003 | 1500.5003 | 1500.5003 | 1500.5012 | 1500.5017 | 1772.9416 | 1622.6416 | 1622.6416 | 1622.6417 | 3884.1968 | 3884.1968 | 4006.7063 | 4006.7063 | 4209.9285 | 4656.1766 | 4656.1766 | 4656.1766 | 4265.0166
NSW | N6 | Wagga Wagga | Solar | 302.672 | 682.672 | 682.6721 | 682.6721 | 682.6721 | 682.6722 | 682.6724 | 682.6724 | 682.6724 | 682.6724 | 682.6724 | 682.6724 | 1693.5825 | 1693.5825 | 1710.672 | 1710.672 | 1710.672 | 1710.672 | 1710.6721 | 1710.6721 | 1710.6721 | 1710.6721 | 1710.6721 | 1717.3108 | 1717.3109 | 1717.3109 | 1921.9127
NSW | N7 | Tumut | Solar | 0 | 0 | 0 | 0 | 0 | 0 | 0 | 0 | 0 | 0 | 0 | 0 | 0 | 0 | 0 | 0 | 0 | 0 | 0 | 0 | 0 | 0 | 0 | 0 | 0 | 0 | 0
NSW | N8 | Cooma-Monaro | Solar | 0 | 0 | 0 | 0 | 0 | 0 | 0 | 0 | 0 | 0 | 0 | 0 | 0 | 0 | 0 | 0 | 0 | 0 | 0 | 0 | 0 | 0 | 0 | 0 | 0 | 0 | 0
VIC | V1 | Ovens Murray | Solar | 0 | 0 | 0.00014436 | 0.00014469 | 0.00014519 | 0.00014629 | 0.00014679 | 0.00014763 | 0.00014807 | 0.00014879 | 0.00016641 | 0.00019063 | 0.0022124 | 0.0022144 | 0.0022154 | 0.0022156 | 0.0022165 | 0.0022177 | 223.1895 | 223.1895 | 223.1897 | 636.5099 | 734.3917 | 1000.0001 | 1000.0001 | 1000.0001 | 1000.0002
VIC | V2 | Murray River | Solar | 679.093 | 679.093 | 679.0932 | 679.0932 | 679.0932 | 679.0932 | 679.0932 | 679.0932 | 679.0932 | 679.0932 | 679.0932 | 679.0932 | 679.0932 | 679.0932 | 679.0933 | 1262.8259 | 1371.7301 | 1445.6571 | 1483.8448 | 1499.8843 | 1742.8939 | 1742.8939 | 1711.7909 | 1900.9092 | 2034.1643 | 2064.619 | 1945.583
VIC | V3 | Western Victoria | Solar | 0 | 0 | 0.00030778 | 0.00030982 | 0.00031099 | 0.00031217 | 0.00031343 | 0.00031539 | 0.0003162 | 0.00031775 | 0.00034295 | 0.00043531 | 159.1934 | 159.1934 | 159.1934 | 159.1934 | 159.1934 | 159.1934 | 400 | 400 | 400.0001 | 400.0001 | 400.0001 | 400.0002 | 919.0992 | 919.0993 | 919.0993
VIC | V4 | South West Victoria | Solar | 0 | 0 | 0 | 0 | 0 | 0 | 0 | 0 | 0 | 0 | 0 | 0 | 0 | 0 | 0 | 0 | 0 | 0 | 0 | 0 | 0 | 0 | 0 | 0 | 0 | 0 | 0
VIC | V5 | Gippsland | Solar | 0 | 0 | 0.00012578 | 0.00012616 | 0.00012641 | 0.00012746 | 0.00012785 | 0.00012866 | 0.00012946 | 0.00013089 | 0.00015026 | 0.00018276 | 0.0007632 | 0.00076654 | 0.00076792 | 0.00076907 | 0.00077572 | 0.00078393 | 0.00081579 | 0.0010025 | 500.0001 | 500.0002 | 500.0002 | 500.0002 | 858.5823 | 2474 | 2474
VIC | V6 | Central North VIC | Solar | 402.48 | 402.48 | 402.4802 | 402.4802 | 402.4802 | 402.4802 | 402.4802 | 402.4802 | 402.4802 | 402.4802 | 402.4802 | 402.4802 | 402.4821 | 402.4821 | 402.4821 | 402.4821 | 402.4821 | 402.4821 | 402.4822 | 402.4822 | 484.1278 | 373.6479 | 373.6479 | 516.154 | 994.8773 | 1026.5898 | 1140.8718
SA | S1 | South East SA | Solar | 155.16 | 155.16 | 155.16 | 155.16 | 155.16 | 155.16 | 155.16 | 155.16 | 155.16 | 155.1601 | 155.1602 | 155.1602 | 155.1605 | 155.1605 | 155.1606 | 155.1606 | 155.1606 | 155.1606 | 108.0009 | 108.0009 | 108.0013 | 108.0013 | 108.0013 | 108.0014 | 108.0017 | 108.0017 | 0.0016744
SA | S2 | Riverland | Solar | 25.26 | 25.26 | 25.26 | 25.26 | 25.26 | 25.26 | 25.26 | 25.26 | 19.14 | 19.1402 | 19.1402 | 19.1403 | 19.2872 | 130.4449 | 219.9 | 219.9 | 219.9 | 219.9001 | 1135.447 | 1135.447 | 1943.5455 | 1943.5455 | 1936.1655 | 1936.1655 | 1936.1656 | 2958.5168 | 3110.681
SA | S3 | Mid-North SA | Solar | 0 | 0 | 0 | 0 | 0 | 0 | 0 | 0 | 0 | 0.00012107 | 0.00017643 | 0.00026895 | 0.00056342 | 0.00065492 | 0.00074371 | 0.00074409 | 0.00074708 | 0.0007486 | 0.00075035 | 0.00091832 | 0.0033472 | 0.0033483 | 0.0033492 | 0.003356 | 0.003359 | 0.0040614 | 0.004069
SA | S4 | Yorke Peninsula | Solar | 0 | 0 | 0 | 0 | 0 | 0 | 0 | 0 | 0 | 0 | 0 | 0 | 0 | 0 | 0 | 0 | 0 | 0 | 0 | 0 | 0 | 0 | 0 | 0 | 0 | 0 | 0
SA | S5 | Northern SA | Solar | 349.2 | 349.2 | 349.2 | 349.2 | 349.2 | 349.2 | 349.2 | 349.2 | 349.2 | 349.2001 | 349.2002 | 349.2003 | 349.2006 | 349.2006 | 349.2011 | 349.2011 | 349.2011 | 349.2011 | 349.2012 | 349.2012 | 440.2869 | 170.2869 | 170.2869 | 170.2869 | 91.0869 | 333.6856 | 333.6856
SA | S6 | Leigh Creek | Solar | 0 | 0 | 0 | 0 | 0 | 0 | 0 | 0 | 0 | 0.00012263 | 0.0001774 | 0.00033197 | 0.0007964 | 0.00093624 | 8.923 | 8.923 | 8.923 | 8.923 | 8.923 | 8.923 | 18.3802 | 22.7425 | 22.7425 | 818.0482 | 1247.286 | 1524.1974 | 1641.4515
SA | S7 | Roxby Downs | Solar | 0 | 0 | 0 | 0 | 0 | 0 | 0 | 0 | 0 | 0.00012404 | 0.00018944 | 0.00036127 | 131.8513 | 153.9299 | 528.668 | 528.668 | 528.668 | 528.668 | 528.668 | 528.668 | 609.1847 | 613.9902 | 613.9902 | 613.9902 | 613.9903 | 665.0263 | 677.5296
SA | S8 | Eastern Eyre Peninsula | Solar | 0 | 0 | 0 | 0 | 0 | 0 | 0 | 0 | 0 | 0.00010201 | 0.00014169 | 0.00019827 | 0.00027571 | 0.00033286 | 0.00034616 | 0.00034684 | 0.00035651 | 0.00036024 | 0.00036282 | 0.00048725 | 0.00086878 | 0.00086949 | 0.00087133 | 0.00087434 | 0.00087817 | 0.0011207 | 0.0011239
SA | S9 | Western Eyre Peninsula | Solar | 0 | 0 | 0 | 0 | 0 | 0 | 0 | 0 | 0 | 0.00011474 | 0.00017165 | 0.00027471 | 0.00066004 | 0.00067763 | 0.0007492 | 0.00074976 | 0.00075255 | 0.0011807 | 0.001692 | 0.0018066 | 90.826 | 90.826 | 90.826 | 90.826 | 90.826 | 120.2298 | 120.2299
TAS | T1 | North East Tasmania | Solar | 0 | 0 | 0 | 0 | 0 | 0 | 0 | 0 | 0 | 0.00010775 | 0.00014612 | 0.00017587 | 0.00040164 | 0.00040247 | 0.00040419 | 0.00040466 | 0.00040558 | 0.00040613 | 0.00041089 | 0.0004425 | 0.001077 | 0.00151 | 0.0015116 | 0.0015157 | 0.00199 | 0.0020065 | 0.0020072
TAS | T2 | North West Tasmania | Solar | 0 | 0 | 0 | 0 | 0 | 0 | 0 | 0.00011702 | 0.00012404 | 0.00012654 | 0.00012972 | 0.00013448 | 0.00020062 | 0.00020557 | 0.00021237 | 0.00021375 | 0.00021643 | 0.00021823 | 0.00027151 | 0.00028678 | 0.00035209 | 0.00048058 | 0.00048319 | 0.00048901 | 0.00061682 | 0.00062872 | 0.00063064
TAS | T3 | Central Highlands | Solar | 0 | 0 | 0 | 0 | 0 | 0 | 0 | 0 | 0 | 0 | 0.00012315 | 0.00013464 | 0.000234 | 0.00023949 | 0.00024132 | 0.00024184 | 0.00024296 | 0.00024481 | 0.00027286 | 0.00031819 | 0.00042054 | 0.00054489 | 0.00054761 | 0.00058702 | 0.00069573 | 0.00071753 | 0.00071875
Region | REZ | REZ Name | Technology | 2023-24 | 2024-25 | 2025-26 | 2026-27 | 2027-28 | 2028-29 | 2029-30 | 2030-31 | 2031-32 | 2032-33 | 2033-34 | 2034-35 | 2035-36 | 2036-37 | 2037-38 | 2038-39 | 2039-40 | 2040-41 | 2041-42 | 2042-43 | 2043-44 | 2044-45 | 2045-46 | 2046-47 | 2047-48 | 2048-49 | 2049-50
QLD | Q1 | Far North QLD | Wind | 337.318 | 337.3181 | 337.3181 | 837.3173 | 837.3173 | 837.3173 | 837.3173 | 837.3173 | 837.3173 | 837.3173 | 837.3173 | 837.3173 | 837.3174 | 837.3174 | 837.3175 | 837.3175 | 837.3175 | 855.6702 | 907.3184 | 907.3184 | 816.91 | 816.91 | 816.91 | 820.297 | 826.0154 | 828.5778 | 912.6792
QLD | Q2 | North Qld Clean Energy Hub | Wind | 43.2 | 43.2 | 43.2 | 43.2005 | 43.2005 | 43.2005 | 43.2005 | 43.2005 | 43.2005 | 43.2005 | 43.2005 | 43.2006 | 660.5714 | 660.5714 | 761.2757 | 761.2757 | 761.2757 | 761.2757 | 761.2758 | 761.2759 | 794.5933 | 815.543 | 777.1963 | 1245.5874 | 1245.5874 | 1245.5875 | 1245.5876
QLD | Q3 | Northern Qld | Wind | 0 | 0 | 0 | 0 | 0 | 0 | 0 | 0 | 0 | 0 | 0 | 0 | 0 | 0 | 0 | 0 | 0 | 0 | 0 | 0 | 0 | 0 | 0 | 0 | 0 | 0 | 0
QLD | Q4 | Isaac | Wind | 0 | 0 | 0 | 0.00048858 | 0.00064442 | 0.00098983 | 92.4563 | 92.4563 | 92.4563 | 92.4563 | 92.4563 | 478.7216 | 818.8513 | 818.8514 | 1000.0031 | 1000.0031 | 1000.0031 | 1000.0031 | 1000.0031 | 1000.0031 | 1000.0031 | 1000.0031 | 1000.0031 | 1000.0032 | 1000.0032 | 3300.2708 | 3366.5344
QLD | Q5 | Barcaldine | Wind | 0 | 0 | 0 | 0.00043041 | 0.00046403 | 0.0004754 | 0.00064027 | 0.00064138 | 0.00064253 | 0.00064553 | 0.0011093 | 0.0018756 | 103.1261 | 103.1261 | 103.1264 | 103.1264 | 103.1264 | 103.1264 | 103.1264 | 110.5169 | 117.8378 | 117.8378 | 117.8378 | 117.8382 | 117.8382 | 117.8382 | 117.8383
QLD | Q6 | Fitzroy | Wind | 0 | 0.00010745 | 0.00010754 | 0.0017107 | 0.0055 | 784.4129 | 900.0005 | 900.0005 | 900.0005 | 900.0005 | 900.0007 | 900.0007 | 900.0012 | 900.0012 | 1859.2412 | 1859.2412 | 1859.2412 | 1859.2412 | 1859.2412 | 2291.7906 | 2291.7906 | 2291.7906 | 2291.7908 | 3500 | 3522.689 | 3522.689 | 3522.689
QLD | Q7 | Wide Bay | Wind | 0 | 0 | 0 | 0.00042248 | 0.00045075 | 0.00069868 | 0.0012288 | 0.0012293 | 0.0012297 | 0.0012312 | 0.0027674 | 83.0157 | 83.0159 | 83.0159 | 198.2805 | 198.2805 | 198.2805 | 198.2805 | 198.2806 | 198.2806 | 198.2806 | 198.2806 | 198.2806 | 1100 | 1100.0001 | 1100.0001 | 1100.0001
QLD | Q8 | Darling Downs | Wind | 753 | 925.9977 | 925.9978 | 993.4418 | 1759.791 | 1759.7918 | 2325.998 | 2325.998 | 2325.998 | 2325.998 | 2325.9989 | 2325.9989 | 3044.7062 | 3955.5342 | 3955.5342 | 3955.5342 | 3955.5342 | 4292.2413 | 5622.7691 | 6525.9976 | 6525.9976 | 6072.9976 | 7231.4351 | 8284.2456 | 8373.5079 | 10091.9976 | 10091.9976
QLD | Q9 | Banana | Wind | 0 | 0 | 0 | 0.00033758 | 0.00036638 | 0.00044934 | 0.00065498 | 0.000656 | 0.00065695 | 0.00066082 | 0.00068458 | 0.0010093 | 272.6508 | 272.6508 | 900.0008 | 900.0008 | 900.0008 | 900.0008 | 900.0011 | 900.0014 | 900.0014 | 900.0014 | 900.0041 | 1139.5697 | 1139.5697 | 1139.5697 | 1139.5697
NSW | N1 | North West NSW | Wind | 0 | 0 | 0 | 0 | 0 | 0 | 0 | 0 | 0 | 0 | 0 | 0 | 0 | 0 | 0 | 0 | 0 | 0 | 0 | 0 | 0 | 0 | 0 | 0 | 0 | 0 | 0
NSW | N2 | New England | Wind | 442.48 | 615.9729 | 767.6097 | 1117.3419 | 2401.7268 | 3788.7351 | 4089.2526 | 4089.2526 | 4089.2526 | 4089.2526 | 4089.2526 | 4151.8932 | 4151.8932 | 4151.8932 | 4548.5676 | 6792.36 | 6792.3716 | 6792.3716 | 6924.3433 | 6924.3433 | 7084.7593 | 7084.7593 | 7084.7593 | 7400 | 7400 | 7400 | 7400
NSW | N3 | Central-West Orana | Wind | 113.19 | 411.7708 | 1229.3218 | 2195.596 | 2195.596 | 2195.596 | 3048.8318 | 3048.8318 | 3048.8318 | 3048.8318 | 3718.5525 | 4059.62 | 4502.6898 | 4945.6983 | 4945.6983 | 4945.6983 | 4945.6983 | 5363.786 | 6249.3155 | 6249.3155 | 6559.71 | 6976.977 | 7837.975 | 9240.1695 | 9974.006 | 10769.19 | 10656
NSW | N4 | Broken Hill | Wind | 198.94 | 198.9403 | 198.9403 | 198.9404 | 198.9404 | 198.9404 | 198.9406 | 198.9406 | 198.9406 | 198.9406 | 198.9408 | 198.9408 | 251.6854 | 251.6854 | 257.9744 | 257.9744 | 257.9744 | 267.075 | 268.2176 | 271.4911 | 259.6029 | 274.8313 | 274.8313 | 305.8296 | 305.8296 | 305.8298 | 305.8298
NSW | N5 | South West NSW | Wind | 0 | 0 | 0 | 0.0003174 | 0.00031867 | 0.00032463 | 0.00045481 | 0.0004566 | 0.00045755 | 0.00045998 | 0.0005495 | 0.0005538 | 0.0010706 | 0.001118 | 0.0011327 | 0.0011588 | 0.0011673 | 0.0017192 | 0.0017816 | 0.0033639 | 0.0033664 | 0.042139 | 0.13655 | 0.13657 | 1342.5853 | 1342.5853 | 2609.0526
NSW | N6 | Wagga Wagga | Wind | 0 | 0.00029218 | 0.00029289 | 0.00030239 | 0.00030458 | 0.00032129 | 0.00042405 | 0.00042556 | 0.00042634 | 0.00042812 | 0.00045957 | 0.00046256 | 0.00069047 | 0.0008609 | 0.00091231 | 0.00091375 | 0.00092048 | 0.0012195 | 0.001225 | 0.0017893 | 0.0017904 | 0.0021512 | 0.0032155 | 0.0033621 | 300.0015 | 300.0015 | 1000.0001
NSW | N7 | Tumut | Wind | 0 | 0 | 0 | 0 | 0 | 0 | 0 | 0 | 0 | 0 | 0 | 0 | 0 | 0 | 0 | 0 | 0 | 0 | 0 | 0 | 0 | 0 | 0 | 0 | 0 | 0 | 0
NSW | N8 | Cooma-Monaro | Wind | 113 | 373.7783 | 413 | 413 | 413 | 413.9247 | 413.9247 | 413.9247 | 413.9247 | 413.9247 | 868.6775 | 868.6775 | 868.6775 | 868.6775 | 868.6775 | 868.6775 | 868.6775 | 827.9995 | 827.9995 | 828 | 828 | 828 | 828 | 828 | 828 | 828 | 828
VIC | V1 | Ovens Murray | Wind | 0 | 0 | 0 | 0 | 0 | 0 | 0 | 0 | 0 | 0 | 0 | 0 | 0 | 0 | 0 | 0 | 0 | 0 | 0 | 0 | 0 | 0 | 0 | 0 | 0 | 0 | 0
VIC | V2 | Murray River | Wind | 0 | 0 | 0 | 0 | 0 | 0 | 0 | 0 | 0 | 0 | 0 | 0 | 0 | 0 | 0 | 0 | 0 | 0 | 0 | 0 | 0 | 0 | 0 | 0 | 0 | 0 | 0
VIC | V3 | Western Victoria | Wind | 1934.5 | 1934.5 | 1934.585 | 1934.585 | 1934.585 | 1934.5851 | 1934.5851 | 1934.5851 | 1934.5851 | 1934.5851 | 1882.0853 | 2034.1129 | 2390.0011 | 2390.0011 | 2697.9628 | 2697.9628 | 2697.9628 | 2697.9628 | 2697.9628 | 2900.7836 | 2769.5837 | 2551.357 | 2654.2888 | 3521.0535 | 3575.75 | 3547.0501 | 3406.3388
VIC | V4 | South West Victoria | Wind | 2023.21 | 2023.2102 | 2045.2673 | 2045.2673 | 2045.2673 | 2045.2673 | 2045.2673 | 2045.2673 | 2045.2673 | 2045.2673 | 2045.2674 | 2207.1908 | 3036.6171 | 3063.3408 | 3253.608 | 3016.0334 | 3029.7833 | 3952.8196 | 3952.8196 | 4602.7185 | 4644.16 | 4644.16 | 3780.6 | 3780.6 | 3780.6 | 3780.6 | 3780.6
VIC | V5 | Gippsland | Wind | 0 | 0.00022341 | 499.9996 | 499.9996 | 499.9996 | 499.9996 | 499.9996 | 499.9996 | 499.9996 | 499.9996 | 499.9998 | 500.0005 | 1278.6371 | 2000 | 2000 | 2000 | 2000 | 2000 | 2000 | 2000 | 2000 | 2000 | 2000 | 2000 | 2000 | 2000 | 2000
VIC | V6 | Central North VIC | Wind | 0 | 0.00010525 | 0.00047623 | 0.00047708 | 0.00047807 | 0.000485 | 0.00048575 | 0.00048715 | 0.00048851 | 0.00050005 | 0.00059812 | 0.00061581 | 370.6928 | 370.6937 | 370.6937 | 370.6937 | 370.6937 | 575.0527 | 582.1344 | 582.1345 | 582.1345 | 705.9301 | 748.2091 | 841.8339 | 1381.9707 | 1600 | 1600
SA | S1 | South East SA | Wind | 324.5 | 324.5001 | 324.5001 | 324.5001 | 324.5001 | 324.5002 | 324.5002 | 278.5003 | 278.5003 | 278.5006 | 1078.5008 | 1096.5775 | 1016.0777 | 1074.5561 | 1074.5562 | 1079.533 | 1079.533 | 1083.4887 | 1083.4887 | 1176.9382 | 1183.2216 | 1183.2216 | 1183.2216 | 1183.2216 | 1321.5777 | 1338.2377 | 1338.2377
SA | S2 | Riverland | Wind | 0 | 0 | 0 | 0 | 0 | 0.00010042 | 0.00010309 | 0.00023368 | 0.00024153 | 0.0003362 | 0.00060593 | 0.00062695 | 0.00094123 | 0.00094819 | 0.0010234 | 0.0010926 | 0.0011185 | 0.00138 | 0.0015189 | 0.0016913 | 0.0016954 | 0.0024709 | 0.0024841 | 0.0025084 | 0.0026649 | 0.0027309 | 0.0027502
SA | S3 | Mid-North SA | Wind | 1343.1 | 1343.1 | 1343.1 | 1343.1 | 1343.1 | 1343.1002 | 1343.1002 | 1343.1003 | 1343.1003 | 1343.1006 | 1244.4113 | 1244.4113 | 1963.4805 | 1778.6805 | 2410.2016 | 2410.2016 | 2304.9376 | 2408.1142 | 2408.1142 | 2408.1142 | 2194.2142 | 2342.7046 | 2420.2024 | 2420.2025 | 2483.5225 | 3279.3385 | 3473.8115
SA | S4 | Yorke Peninsula | Wind | 90.75 | 90.75 | 90.75 | 90.75 | 90.75 | 90.7502 | 0.00022838 | 0.00028458 | 0.00029219 | 0.00053425 | 105.3064 | 105.4057 | 106.121 | 107.3056 | 109.2589 | 109.2589 | 109.2589 | 115.5018 | 116.8563 | 116.8563 | 116.8563 | 116.86 | 116.8601 | 116.8601 | 116.8601 | 117.7645 | 124.483
SA | S5 | Northern SA | Wind | 422.4 | 422.4 | 422.4 | 422.4 | 422.4 | 422.4 | 422.4 | 422.4 | 422.4 | 422.4 | 422.4 | 422.4 | 422.4 | 422.4 | 422.4 | 422.4 | 422.4 | 422.4 | 422.4 | 422.4 | 422.4 | 422.4 | 210 | 210 | 210 | 210 | 210
SA | S6 | Leigh Creek | Wind | 0 | 0 | 0 | 0 | 0 | 0.0002123 | 0.00021324 | 0.00024744 | 0.00024825 | 0.00046468 | 0.00074717 | 0.0012354 | 0.0015382 | 0.0017657 | 27.807 | 27.807 | 27.807 | 27.807 | 27.807 | 27.807 | 27.807 | 27.807 | 27.807 | 1290.0744 | 1872.7979 | 1872.798 | 1872.798
SA | S7 | Roxby Downs | Wind | 0 | 0 | 0 | 0 | 0 | 0 | 0 | 0 | 0 | 0 | 0 | 0 | 0 | 0 | 0 | 0 | 0 | 0 | 0 | 0 | 0 | 0 | 0 | 0 | 0 | 0 | 0
SA | S8 | Eastern Eyre Peninsula | Wind | 136 | 136 | 136 | 136 | 136 | 136.0001 | 136.0001 | 70.0003 | 70.0003 | 70.0004 | 70.0017 | 70.0022 | 199.9325 | 316.5493 | 316.8167 | 316.8167 | 316.8167 | 318.0703 | 319.2281 | 319.2281 | 319.2281 | 595.2588 | 595.2588 | 595.2589 | 595.2589 | 595.2589 | 638.4662
SA | S9 | Western Eyre Peninsula | Wind | 0 | 0 | 0 | 0 | 0 | 0.00010606 | 0.00010697 | 0.00024468 | 0.00024744 | 0.00041657 | 0.0010657 | 0.0012483 | 0.0045416 | 0.0046131 | 0.0048192 | 0.0048211 | 0.0048268 | 400.0015 | 400.0015 | 400.0015 | 400.0015 | 400.003 | 400.003 | 400.003 | 400.003 | 400.003 | 400.003
TAS | T1 | North East Tasmania | Wind | 168 | 168.0006 | 168.0006 | 168.0006 | 168.0013 | 168.0013 | 168.0013 | 176.9503 | 176.9514 | 176.9514 | 282.2332 | 282.2333 | 282.2333 | 282.2333 | 282.2333 | 282.2333 | 282.2333 | 282.2333 | 282.234 | 283.2696 | 283.2697 | 283.2697 | 283.2697 | 283.2697 | 283.2697 | 283.2697 | 283.2697
TAS | T2 | North West Tasmania | Wind | 251.6 | 251.6004 | 251.6004 | 251.6004 | 251.6008 | 251.6008 | 251.6008 | 251.602 | 396.8603 | 542.1198 | 588.0017 | 733.2611 | 1208.329 | 1424.7988 | 1464.3683 | 1464.3683 | 1464.3683 | 1464.3683 | 1464.3683 | 1464.3683 | 1464.3683 | 1464.3688 | 1464.3688 | 1473.432 | 1473.4321 | 1473.4321 | 1473.4321
TAS | T3 | Central Highlands | Wind | 144 | 397.1272 | 523.6911 | 650.255 | 776.8182 | 903.3821 | 1029.946 | 1157.9988 | 1157.9989 | 1157.9989 | 1157.999 | 1157.999 | 1157.999 | 1160.1052 | 1376.2046 | 1376.2046 | 1376.2046 | 1376.2046 | 1376.2046 | 1376.2046 | 1415.7442 | 1386.0429 | 1716.5931 | 1716.5933 | 1716.5933 | 1716.5933 | 1716.5933
Region | REZ | REZ Name | Technology | 2023-24 | 2024-25 | 2025-26 | 2026-27 | 2027-28 | 2028-29 | 2029-30 | 2030-31 | 2031-32 | 2032-33 | 2033-34 | 2034-35 | 2035-36 | 2036-37 | 2037-38 | 2038-39 | 2039-40 | 2040-41 | 2041-42 | 2042-43 | 2043-44 | 2044-45 | 2045-46 | 2046-47 | 2047-48 | 2048-49 | 2049-50
NSW | O1 | Hunter Coast | Offshore Wind | 0 | 0 | 0 | 0 | 0 | 0 | 0 | 0 | 0 | 0 | 0 | 0 | 0 | 0 | 0 | 0 | 0 | 0 | 0.00010521 | 0.00012617 | 0.00013029 | 0.00014347 | 0.00014453 | 0.00018348 | 0.00018383 | 0.00020028 | 0.00020253
NSW | O2 | Illawarra Coast | Offshore Wind | 0 | 0 | 0 | 0 | 0 | 0 | 0 | 0 | 0 | 0 | 0 | 0 | 0 | 0 | 0 | 0 | 0 | 0 | 0.00010382 | 0.00012481 | 0.0001255 | 0.00013203 | 0.00013278 | 0.00018251 | 0.00018311 | 0.00021552 | 0.00023343
VIC | O3 | Gippsland Coast | Offshore Wind | 0 | 0 | 0 | 0 | 0 | 0 | 0 | 0 | 0 | 0 | 0 | 0 | 0 | 0 | 0 | 0 | 0 | 0.00010215 | 0.00010294 | 0.00012613 | 0.00012905 | 0.00013036 | 0.00014533 | 0.00016945 | 0.00025806 | 0.00026182 | 0.00053548
TAS | O4 | North West Tasmania Coast | Offshore Wind | 0 | 0 | 0 | 0 | 0 | 0 | 0 | 0 | 0 | 0 | 0 | 0 | 0 | 0 | 0 | 0 | 0 | 0 | 0 | 0 | 0 | 0 | 0 | 0.00010572 | 0.00012111 | 0.0001216 | 0.0001219
VIC | O5 | Portland Coast | Offshore Wind | 0 | 0 | 0 | 0 | 0 | 0 | 0 | 0 | 0 | 0 | 0 | 0 | 0 | 0 | 0 | 0 | 0 | 0 | 0 | 0 | 0.00010835 | 0.00010933 | 0.00014828 | 0.00015351 | 0.00029966 | 0.00031175 | 0.00036874
SA | O6 | South East SA Coast | Offshore Wind | 0 | 0 | 0 | 0 | 0 | 0 | 0 | 0 | 0 | 0 | 0 | 0 | 0 | 0 | 0 | 0 | 0 | 0 | 0 | 0 | 0 | 0 | 0.00010557 | 0.00011056 | 0.00012167 | 0.0001323 | 0.00014299

## Option 5_VOM Cost
VOM cost by technology ($000s) - Option 5, Progressive Change Scenario
VOM | Real June 2021 dollars discounted to 1 July 2021
Explicitly modelled generation
Region | Technology | 2023-24 | 2024-25 | 2025-26 | 2026-27 | 2027-28 | 2028-29 | 2029-30 | 2030-31 | 2031-32 | 2032-33 | 2033-34 | 2034-35 | 2035-36 | 2036-37 | 2037-38 | 2038-39 | 2039-40 | 2040-41 | 2041-42 | 2042-43 | 2043-44 | 2044-45 | 2045-46 | 2046-47 | 2047-48 | 2048-49 | 2049-50
NEM | Black Coal | 287184.761 | 262943.7241 | 231611.4459 | 197287.7741 | 164326.7636 | 166891.1313 | 141019.9006 | 129491.4502 | 120378.4257 | 131406.0293 | 102834.3383 | 98411.574 | 73483.808 | 70034.1918 | 61753.8742 | 57721.0038 | 53510.916 | 33561.4626 | 32456.063 | 19538.4519 | 18655.663 | 16391.103 | 12775.9872 | 10466.7264 | 9447.2013 | 9337.619 | 8909.7344
NEM | Brown Coal | 107945.0475 | 98844.767 | 96016.385 | 89396.2825 | 85620.387 | 58340.747 | 57027.61 | 52214.919 | 47875.628 | 47573.034 | 46474.7665 | 44610.944 | 13605.771 | 13110.6505 | 13641.4765 | 12684.846 | 12132.969 | 9860.569 | 9761.1795 | 9351.0775 | 8796.828 | 5194.0717 | 5563.1112 | 7470.3322 | 0 | 0 | 0
NEM | CCGT | 9875.2609 | 9181.6773 | 9565.1392 | 5975.8613 | 5357.7963 | 5966.4637 | 4632.501 | 7607.731 | 5690.9992 | 11471.4485 | 27240.7512 | 30266.1591 | 31302.765 | 26372.875 | 22930.0803 | 19318.179 | 15977.5253 | 13512.0769 | 11656.7977 | 13439.1149 | 9298.6011 | 8092.6353 | 3646.7444 | 2082.9535 | 1986.7664 | 1863.9129 | 1797.529
NEM | Gas - Steam | 107.877 | 126.4562 | 153.1122 | 40.4065 | 23.0383 | 162.6147 | 24.4391 | 70.8767 | 33.2094 | 87.0063 | 90.9219 | 233.4306 | 950.4744 | 993.9677 | 1260.0218 | 523.6249 | 0 | 0 | 0 | 0 | 0 | 0 | 0 | 0 | 0 | 0 | 0
NEM | OCGT / Diesel | 795.3258 | 1011.8869 | 1063.5027 | 464.4936 | 440.7883 | 1193.9467 | 172.7317 | 960.6088 | 460.1854 | 1829.9405 | 5457.0995 | 9922.4051 | 11155.7869 | 13932.0679 | 20319.257 | 11963.0602 | 19029.6916 | 17032.1658 | 10751.9041 | 14386.5055 | 20376.7869 | 13751.8522 | 15884.059 | 16035.7249 | 16996.4605 | 18531.1476 | 19489.8874
NEM | Hydro | 103171.4479 | 96870.8598 | 85297.2426 | 77170.7656 | 62876.2549 | 81945.9113 | 76526.5975 | 70165.2935 | 66082.5595 | 62180.0664 | 71574.9544 | 69134.7518 | 63881.3518 | 53455.8998 | 58718.2835 | 48114.6766 | 42993.6512 | 40659.3123 | 36344.4563 | 37867.6755 | 36584.7677 | 32340.6395 | 26405.7324 | 32653.175 | 31586.1012 | 30337.0932 | 30243.9734
NEM | Hydrogen Turbine | 0 | 0 | 0 | 0 | 0 | 0 | 0 | 0 | 0 | 0 | 0 | 0 | 0 | 0 | 0 | 0 | 0 | 0 | 0 | 0 | 0 | 0 | 0 | 0 | 0 | 0 | 0
NEM | Wind | 2450.553 | 2624.9854 | 2966.0661 | 3381.7965 | 3959.1721 | 4109.0588 | 4209.3521 | 4035.0627 | 4045.9746 | 3701.6642 | 3810.2159 | 3838.5021 | 4756.9041 | 4898.2656 | 4945.4113 | 4940.1989 | 4655.6324 | 4675.2856 | 4527.8304 | 4383.1676 | 4083.053 | 4012.6773 | 4013.5238 | 4287.4304 | 4279.1533 | 4328.2117 | 4238.7257
NEM | Solar PV | 1658.7733 | 1515.8454 | 1493.2492 | 1414.4593 | 1400.0864 | 1267.1938 | 1276.8091 | 1291.6412 | 1278.6326 | 1217.2117 | 1444.7461 | 1392.2749 | 1612.3437 | 1554.8024 | 1531.8986 | 1592.356 | 1614.7746 | 1779.9498 | 1941.9305 | 2070.4534 | 2132.1042 | 2094.3596 | 2045.7336 | 2035.7932 | 2199.7531 | 2528.4122 | 2714.121
NEM | Grid Battery | 41.0121 | 39.5487 | 37.7094 | 36.022 | 33.4313 | 75.4177 | 77.9226 | 75.1619 | 69.1687 | 148.5469 | 331.3269 | 328.1423 | 709.4849 | 670.3225 | 851.4676 | 815.9886 | 806.4772 | 737.5309 | 1143.1124 | 1050.512 | 1009.2126 | 1031.2984 | 992.0516 | 917.651 | 924.0733 | 1053.435 | 1095.631
NEM | Pumped Hydro | 5334.2699 | 6134.2833 | 6731.9072 | 9209.24 | 10323.1374 | 10894.4453 | 8905.1324 | 13111.123 | 10245.5843 | 12800.5242 | 11944.1301 | 11746.0149 | 18695.1208 | 16649.4927 | 14504.3979 | 14820.9643 | 14711.3806 | 14445.8155 | 13690.9702 | 12791.5373 | 12397.4708 | 12126.2604 | 11754.7425 | 10363.9589 | 9381.52 | 8950.1084 | 7653.0584
NEM | VPP | 9.8922 | 14.9401 | 20.5836 | 28.8736 | 37.1559 | 44.9637 | 55.4813 | 65.6278 | 75.155 | 89.9089 | 100.106 | 107.471 | 118.0589 | 128.4519 | 132.1616 | 141.3384 | 149.7029 | 150.0612 | 160.3233 | 162.5926 | 160.5636 | 167.1954 | 168.602 | 159.608 | 161.5353 | 165.6509 | 161.1117
Total excluding storage |  | 518574.2205 | 479308.9742 | 434956.343 | 384405.975 | 334398.0114 | 330891.894 | 293928.4773 | 279089.4959 | 256235.5225 | 272505.3809 | 271303.3568 | 269991.6698 | 220271.8696 | 201800.9878 | 200588.3304 | 172636.2368 | 165582.7208 | 136414.2297 | 122434.5675 | 115041.0882 | 113495.051 | 95202.093 | 83250.2877 | 86473.3534 | 76962.5644 | 77095.591 | 76303.7721
Region | Technology | 2023-24 | 2024-25 | 2025-26 | 2026-27 | 2027-28 | 2028-29 | 2029-30 | 2030-31 | 2031-32 | 2032-33 | 2033-34 | 2034-35 | 2035-36 | 2036-37 | 2037-38 | 2038-39 | 2039-40 | 2040-41 | 2041-42 | 2042-43 | 2043-44 | 2044-45 | 2045-46 | 2046-47 | 2047-48 | 2048-49 | 2049-50
NSW1 | Black Coal | 129592.466 | 114188.954 | 97774.0152 | 81970.9055 | 55060.8875 | 59125.832 | 46351.983 | 44898.9835 | 42408.1955 | 48622.057 | 19596.653 | 18551.196 | 17621.274 | 15822.077 | 15804.424 | 14978.0525 | 13381.8585 | 0 | 0 | 0 | 0 | 0 | 0 | 0 | 0 | 0 | 0
NSW1 | Brown Coal | 0 | 0 | 0 | 0 | 0 | 0 | 0 | 0 | 0 | 0 | 0 | 0 | 0 | 0 | 0 | 0 | 0 | 0 | 0 | 0 | 0 | 0 | 0 | 0 | 0 | 0 | 0
NSW1 | CCGT | 26.359 | 26.5831 | 215.5571 | 178.5027 | 188.8529 | 142.4088 | 43.0256 | 809.6087 | 466.2842 | 1431.9515 | 6361.163 | 6389.882 | 5515.0925 | 5446.227 | 6243.7175 | 5090.4925 | 4456.3355 | 3974.2128 | 3425.1885 | 4006.15 | 0 | 0 | 0 | 0 | 0 | 0 | 0
NSW1 | Gas - Steam | 0 | 0 | 0 | 0 | 0 | 0 | 0 | 0 | 0 | 0 | 0 | 0 | 0 | 0 | 0 | 0 | 0 | 0 | 0 | 0 | 0 | 0 | 0 | 0 | 0 | 0 | 0
NSW1 | OCGT / Diesel | 16.6299 | 25.679 | 132.6081 | 40.0305 | 120.1549 | 65.2747 | 5.1341 | 157.8806 | 78.1632 | 214.8994 | 1226.9401 | 2451.9749 | 956.4282 | 1482.4613 | 2657.1957 | 1297.9572 | 3564.715 | 5045.873 | 2873.5223 | 3510.878 | 6557.9351 | 3227.5439 | 3964.1009 | 4511.6196 | 5669.5281 | 5099.5469 | 6393.0364
NSW1 | Hydro | 15567.8786 | 18019.5416 | 16977.8371 | 15762.1956 | 12001.1071 | 18277.9745 | 13599.7566 | 12930.3374 | 11369.5502 | 10988.4573 | 12086.3236 | 11982.0209 | 10892.1037 | 8587.7226 | 11564.7309 | 9316.3968 | 8044.0694 | 7911.4729 | 6658.9791 | 7461.1589 | 7353.3183 | 6683.9059 | 5432.0306 | 7119.3307 | 6743.302 | 6530.9466 | 6227.7779
NSW1 | Hydrogen Turbine | 0 | 0 | 0 | 0 | 0 | 0 | 0 | 0 | 0 | 0 | 0 | 0 | 0 | 0 | 0 | 0 | 0 | 0 | 0 | 0 | 0 | 0 | 0 | 0 | 0 | 0 | 0
NSW1 | Wind | 520.094 | 734.4282 | 944.3506 | 1195.7681 | 1510.2179 | 1723.5723 | 1746.8589 | 1680.3387 | 1603.0613 | 1526.989 | 1580.6679 | 1546.886 | 1612.3305 | 1574.0851 | 1544.64 | 1679.8775 | 1609.201 | 1465.3047 | 1498.972 | 1368.71 | 1301.5729 | 1318.4131 | 1307.6708 | 1407.9983 | 1425.7988 | 1353.2436 | 1317.0387
NSW1 | Solar PV | 748.4731 | 678.785 | 646.1326 | 655.6524 | 658.7182 | 606.2176 | 662.7415 | 673.7235 | 646.558 | 619.6715 | 839.889 | 822.2674 | 991.0674 | 938.6064 | 832.687 | 814.6923 | 843.2074 | 923.3177 | 1033.3335 | 1026.2305 | 985.6719 | 997.4149 | 975.9952 | 874.3583 | 855.3507 | 933.0648 | 967.6359
NSW1 | Grid Battery | 2.8185 | 2.5594 | 2.4284 | 2.3995 | 2.1587 | 46.2524 | 51.1196 | 49.5314 | 45.9272 | 125.6031 | 273.1055 | 247.9689 | 243.7909 | 228.8797 | 206.9775 | 190.2149 | 186.594 | 169.6651 | 307.2084 | 281.5888 | 254.5102 | 293.6449 | 274.0416 | 277.344 | 264.3239 | 259.0341 | 241.6882
NSW1 | Pumped Hydro | 1392.2834 | 1518.8136 | 1426.4156 | 3058.3852 | 4751.5595 | 6428.2586 | 4000.6292 | 7857.4294 | 5453.3026 | 7615.8457 | 6993.5343 | 7254.0574 | 15081.5084 | 13880.0595 | 12699.097 | 12879.4809 | 12735.0764 | 12399.8179 | 12055.6802 | 10797.4513 | 10590.5461 | 10259.5475 | 9976.0084 | 9037.5256 | 7817.9587 | 7443.9 | 6270.1689
NSW1 | VPP | 2.4298 | 4.2797 | 6.6953 | 9.8918 | 12.5452 | 15.2161 | 19.2723 | 23.4712 | 26.4417 | 29.8437 | 32.6714 | 35.1897 | 40.4164 | 43.7103 | 45.1594 | 46.7786 | 49.9127 | 49.4465 | 52.5568 | 52.3331 | 50.7558 | 54.5088 | 54.063 | 51.5373 | 51.9119 | 55.0226 | 53.7137
Total excluding storage |  | 147869.4323 | 135199.6235 | 118126.0401 | 102873.7312 | 74306.2019 | 86431.007 | 66480.5209 | 69081.3045 | 62097.4839 | 71175.3181 | 48990.9478 | 49281.4432 | 52954.012 | 48003.8289 | 51598.6288 | 46293.9432 | 44870.9699 | 31939.1105 | 27905.4409 | 28504.5006 | 27094.3103 | 22834.979 | 21983.9106 | 23279.7138 | 22828.1742 | 21674.7586 | 21471.0596
Region | Technology | 2023-24 | 2024-25 | 2025-26 | 2026-27 | 2027-28 | 2028-29 | 2029-30 | 2030-31 | 2031-32 | 2032-33 | 2033-34 | 2034-35 | 2035-36 | 2036-37 | 2037-38 | 2038-39 | 2039-40 | 2040-41 | 2041-42 | 2042-43 | 2043-44 | 2044-45 | 2045-46 | 2046-47 | 2047-48 | 2048-49 | 2049-50
QLD1 | Black Coal | 157592.295 | 148754.7701 | 133837.4307 | 115316.8686 | 109265.8761 | 107765.2993 | 94667.9176 | 84592.4667 | 77970.2302 | 82783.9723 | 83237.6853 | 79860.378 | 55862.534 | 54212.1148 | 45949.4502 | 42742.9513 | 40129.0575 | 33561.4626 | 32456.063 | 19538.4519 | 18655.663 | 16391.103 | 12775.9872 | 10466.7264 | 9447.2013 | 9337.619 | 8909.7344
QLD1 | Brown Coal | 0 | 0 | 0 | 0 | 0 | 0 | 0 | 0 | 0 | 0 | 0 | 0 | 0 | 0 | 0 | 0 | 0 | 0 | 0 | 0 | 0 | 0 | 0 | 0 | 0 | 0 | 0
QLD1 | CCGT | 5387.1477 | 5433.2302 | 5632.638 | 5337.4717 | 4893.2705 | 4613.0953 | 4166.9229 | 6071.8065 | 4850.4376 | 8034.8985 | 16244.3702 | 17808.4281 | 20494.239 | 15769.6801 | 16686.3628 | 14227.6865 | 11521.1898 | 9537.8641 | 8231.6092 | 9432.9649 | 9298.6011 | 8092.6353 | 3646.7444 | 2082.9535 | 1986.7664 | 1863.9129 | 1797.529
QLD1 | Gas - Steam | 0 | 0 | 0 | 0 | 0 | 0 | 0 | 0 | 0 | 0 | 0 | 0 | 0 | 0 | 0 | 0 | 0 | 0 | 0 | 0 | 0 | 0 | 0 | 0 | 0 | 0 | 0
QLD1 | OCGT / Diesel | 1.107 | 0.0025733 | 11.8976 | 17.535 | 10.4337 | 15.9966 | 0.0025534 | 238.3555 | 47.5924 | 501.8333 | 1572.9341 | 2093.3948 | 4327.2024 | 6838.4629 | 8678.4045 | 5488.4208 | 7529.6665 | 5873.5745 | 3004.9725 | 6149.8688 | 6299.81 | 6236.0953 | 7461.9145 | 5775.9062 | 6920.9279 | 7947.0583 | 7195.0741
QLD1 | Hydro | 4664.6906 | 4478.8873 | 4355.7989 | 3921.1932 | 3819.5943 | 3653.6519 | 3373.3446 | 3247.7043 | 3100.6413 | 2934.6871 | 2844.7188 | 2689.6505 | 2587.3324 | 2446.5149 | 837.289 | 810.2724 | 769.6475 | 674.9146 | 611.2674 | 0 | 0 | 0 | 0 | 0 | 0 | 0 | 0
QLD1 | Hydrogen Turbine | 0 | 0 | 0 | 0 | 0 | 0 | 0 | 0 | 0 | 0 | 0 | 0 | 0 | 0 | 0 | 0 | 0 | 0 | 0 | 0 | 0 | 0 | 0 | 0 | 0 | 0 | 0
QLD1 | Wind | 339.6045 | 298.4878 | 317.2027 | 467.506 | 649.9787 | 758.9105 | 851.6908 | 839.9719 | 798.3714 | 746.2205 | 704.4443 | 737.5609 | 1000.9753 | 1127.4473 | 1269.4572 | 1189.4142 | 1156.3134 | 1087.7071 | 1167.9451 | 1156.3823 | 1085.9343 | 985.0968 | 1065.0958 | 1270.3004 | 1198.1485 | 1412.5991 | 1300.1945
QLD1 | Solar PV | 640.1012 | 603.8389 | 632.1058 | 556.7308 | 547.6024 | 470.7548 | 440.0733 | 451.5534 | 470.9371 | 440.6076 | 456.6317 | 427.8653 | 445.8614 | 433.3428 | 499.483 | 530.6536 | 520.9585 | 630.0662 | 596.2318 | 761.8418 | 791.2781 | 750.501 | 724.3304 | 822.8871 | 948.4798 | 1073.9213 | 1251.0834
QLD1 | Grid Battery | 5.0443 | 4.8543 | 4.4626 | 4.3266 | 4.0573 | 3.9217 | 3.6894 | 3.5947 | 3.299 | 3.1474 | 41.4237 | 66.1939 | 205.5334 | 193.6447 | 359.1311 | 345.4321 | 341.175 | 322.8247 | 435.0108 | 416.7431 | 427.9863 | 412.4957 | 395.4883 | 366.1679 | 377.5287 | 390.6404 | 506.5144
QLD1 | Pumped Hydro | 3941.9865 | 4615.4697 | 5305.4907 | 6150.854 | 5571.5771 | 4466.1859 | 4904.5023 | 5253.6926 | 4792.2807 | 5184.6766 | 4932.6224 | 4453.6785 | 3493.2482 | 2648.0925 | 1690.9757 | 1825.7795 | 1853.1713 | 1937.6117 | 1531.2358 | 1897.3679 | 1716.3073 | 1777.5351 | 1695.2114 | 1247.9864 | 1485.2677 | 1433.0839 | 1316.8164
QLD1 | VPP | 1.1473 | 1.7977 | 2.7537 | 4.264 | 5.9465 | 8.1174 | 10.7298 | 13.1345 | 16.7302 | 21.3103 | 24.4303 | 27.2279 | 30.4196 | 33.4062 | 34.8457 | 38.3965 | 40.6775 | 42.5036 | 45.5911 | 48.1743 | 49.328 | 49.9936 | 50.7313 | 48.0623 | 49.25 | 48.194 | 49.22
Total excluding storage |  | 172573.1242 | 164191.3386 | 150099.7808 | 131776.7499 | 124768.3365 | 121755.9334 | 108418.8731 | 100712.2802 | 92050.5199 | 100651.3536 | 110059.2609 | 108164.3779 | 88447.3456 | 83702.7063 | 76005.3992 | 67199.0069 | 63861.857 | 53668.529 | 48079.9268 | 39401.795 | 38324.9081 | 34695.4559 | 27815.5033 | 22080.9901 | 22413.5703 | 23507.0288 | 22326.1662
Region | Technology | 2023-24 | 2024-25 | 2025-26 | 2026-27 | 2027-28 | 2028-29 | 2029-30 | 2030-31 | 2031-32 | 2032-33 | 2033-34 | 2034-35 | 2035-36 | 2036-37 | 2037-38 | 2038-39 | 2039-40 | 2040-41 | 2041-42 | 2042-43 | 2043-44 | 2044-45 | 2045-46 | 2046-47 | 2047-48 | 2048-49 | 2049-50
VIC1 | Black Coal | 0 | 0 | 0 | 0 | 0 | 0 | 0 | 0 | 0 | 0 | 0 | 0 | 0 | 0 | 0 | 0 | 0 | 0 | 0 | 0 | 0 | 0 | 0 | 0 | 0 | 0 | 0
VIC1 | Brown Coal | 107945.0475 | 98844.767 | 96016.385 | 89396.2825 | 85620.387 | 58340.747 | 57027.61 | 52214.919 | 47875.628 | 47573.034 | 46474.7665 | 44610.944 | 13605.771 | 13110.6505 | 13641.4765 | 12684.846 | 12132.969 | 9860.569 | 9761.1795 | 9351.0775 | 8796.828 | 5194.0717 | 5563.1112 | 7470.3322 | 0 | 0 | 0
VIC1 | CCGT | 0 | 0 | 0 | 0 | 0 | 0 | 0 | 0 | 0 | 0 | 0 | 0 | 0 | 0 | 0 | 0 | 0 | 0 | 0 | 0 | 0 | 0 | 0 | 0 | 0 | 0 | 0
VIC1 | Gas - Steam | 18.3136 | 22.7735 | 23.0434 | 40.4065 | 23.0383 | 162.6147 | 24.4391 | 70.8767 | 33.2094 | 87.0063 | 90.9219 | 233.4306 | 950.4744 | 993.9677 | 1260.0218 | 523.6249 | 0 | 0 | 0 | 0 | 0 | 0 | 0 | 0 | 0 | 0 | 0
VIC1 | OCGT / Diesel | 96.7232 | 130.0907 | 59.5577 | 160.9209 | 115.8397 | 458.764 | 46.0681 | 211.8373 | 157.5629 | 299.0205 | 212.1735 | 854.8936 | 2173.0105 | 1977.8448 | 3740.7415 | 1300.4239 | 3447.3423 | 2711.1279 | 2042.5838 | 1734.4852 | 3297.4757 | 2932.9052 | 2972.9508 | 4354.0645 | 3171.0221 | 3925.1969 | 4163.927
VIC1 | Hydro | 18076.7017 | 20740.5891 | 20200.8496 | 18161.9517 | 14392.6329 | 20488.7175 | 16226.6125 | 13267.2952 | 12532.139 | 10855.879 | 12619.4761 | 12277.8654 | 11115.5636 | 8832.1604 | 12639.4638 | 9974.6188 | 8175.1581 | 7714.4767 | 6685.2508 | 7781.6187 | 7598.9675 | 6835.9605 | 5417.3121 | 7742.6599 | 7356.3708 | 6975.5346 | 6590.8111
VIC1 | Hydrogen Turbine | 0 | 0 | 0 | 0 | 0 | 0 | 0 | 0 | 0 | 0 | 0 | 0 | 0 | 0 | 0 | 0 | 0 | 0 | 0 | 0 | 0 | 0 | 0 | 0 | 0 | 0 | 0
VIC1 | Wind | 861.749 | 805.1234 | 909.8217 | 866.0969 | 951.9707 | 857.3179 | 835.0186 | 768.8822 | 837.7657 | 691.3931 | 667.7399 | 705.4345 | 1059.4781 | 1113.4686 | 1021.3145 | 1029.6509 | 938.4948 | 1100.8942 | 941.0426 | 985.5786 | 906.0802 | 882.738 | 812.3992 | 768.5678 | 810.1099 | 739.1669 | 770.9792
VIC1 | Solar PV | 169.3404 | 146.1173 | 132.1949 | 127.3946 | 121.3156 | 120.8347 | 110.5251 | 106.2704 | 102.4928 | 100.5532 | 95.4376 | 89.731 | 108.0915 | 102.9041 | 89.9642 | 143.845 | 149.7756 | 134.9215 | 165.7304 | 152.1499 | 179.8613 | 194.8136 | 190.6838 | 182.3945 | 232.5871 | 303.4269 | 275.4659
VIC1 | Grid Battery | 16.0598 | 15.5538 | 15.3579 | 14.6235 | 13.5487 | 12.6318 | 11.3942 | 11.068 | 9.7805 | 10.0974 | 7.5862 | 6.6439 | 182.3653 | 172.2194 | 153.7702 | 155.4258 | 157.2257 | 143.0138 | 214.3923 | 190.9973 | 172.088 | 172.7695 | 166.7139 | 144.2486 | 155.9799 | 242.5585 | 214.7401
VIC1 | Pumped Hydro | 0 | 0 | 0.00021403 | 0.00021589 | 0.00021893 | 0.00021229 | 0.00020966 | 0.00022978 | 0.00022419 | 0.00027509 | 0.00034329 | 0.00033185 | 0.00033287 | 0.00032562 | 0.00029695 | 0.00029341 | 0.00029393 | 0.00028904 | 0.00048015 | 0.00044603 | 0.00042719 | 0.00054431 | 0.00051253 | 0.00045673 | 0.00049024 | 0.00072055 | 0.0010594
VIC1 | VPP | 1.246 | 2.0532 | 3.1297 | 5.0961 | 7.6715 | 9.5982 | 11.8358 | 14.1514 | 15.5915 | 20.4031 | 23.0856 | 24.6619 | 26.0708 | 28.7606 | 29.1786 | 32.7703 | 35.0362 | 35.0306 | 38.3864 | 38.3898 | 37.5787 | 39.8409 | 40.4152 | 37.7564 | 38.9022 | 40.2888 | 37.2571
Total excluding storage |  | 127185.1812 | 120707.0681 | 117360.34 | 108772.773 | 101246.4046 | 80451.226 | 74293.5035 | 66665.3005 | 61564.1702 | 59637.3868 | 60191.1876 | 58803.6051 | 29220.8255 | 26331.9764 | 32575.9314 | 25845.206 | 25036.0019 | 21700.034 | 19848.5663 | 20234.2974 | 20988.8797 | 16253.1001 | 15163.5867 | 20700.0244 | 11764.9725 | 12226.1733 | 12053.1815
Region | Technology | 2023-24 | 2024-25 | 2025-26 | 2026-27 | 2027-28 | 2028-29 | 2029-30 | 2030-31 | 2031-32 | 2032-33 | 2033-34 | 2034-35 | 2035-36 | 2036-37 | 2037-38 | 2038-39 | 2039-40 | 2040-41 | 2041-42 | 2042-43 | 2043-44 | 2044-45 | 2045-46 | 2046-47 | 2047-48 | 2048-49 | 2049-50
SA1 | Black Coal | 0 | 0 | 0 | 0 | 0 | 0 | 0 | 0 | 0 | 0 | 0 | 0 | 0 | 0 | 0 | 0 | 0 | 0 | 0 | 0 | 0 | 0 | 0 | 0 | 0 | 0 | 0
SA1 | Brown Coal | 0 | 0 | 0 | 0 | 0 | 0 | 0 | 0 | 0 | 0 | 0 | 0 | 0 | 0 | 0 | 0 | 0 | 0 | 0 | 0 | 0 | 0 | 0 | 0 | 0 | 0 | 0
SA1 | CCGT | 4461.7542 | 3721.864 | 3716.944 | 459.8869 | 275.673 | 1210.9595 | 422.5525 | 726.3157 | 374.2773 | 2004.5985 | 4635.218 | 6067.849 | 5293.4335 | 5156.968 | 0 | 0 | 0 | 0 | 0 | 0 | 0 | 0 | 0 | 0 | 0 | 0 | 0
SA1 | Gas - Steam | 89.5633 | 103.6827 | 130.0689 | 0 | 0 | 0 | 0 | 0 | 0 | 0 | 0 | 0 | 0 | 0 | 0 | 0 | 0 | 0 | 0 | 0 | 0 | 0 | 0 | 0 | 0 | 0 | 0
SA1 | OCGT / Diesel | 680.8651 | 856.1137 | 859.4384 | 246.0062 | 194.3591 | 653.9106 | 121.526 | 349.3897 | 176.4946 | 799.3689 | 2445.0506 | 4497.4859 | 3640.1582 | 3614.826 | 5161.4448 | 3872.5823 | 4467.1319 | 3395.2632 | 2814.3328 | 2985.8539 | 4211.9719 | 1341.6379 | 1479.1234 | 1391.6424 | 1223.7728 | 1519.4768 | 1724.6565
SA1 | Hydro | 0 | 0 | 0 | 0 | 0 | 0 | 0 | 0 | 0 | 0 | 0 | 0 | 0 | 0 | 0 | 0 | 0 | 0 | 0 | 0 | 0 | 0 | 0 | 0 | 0 | 0 | 0
SA1 | Hydrogen Turbine | 0 | 0 | 0 | 0 | 0 | 0 | 0 | 0 | 0 | 0 | 0 | 0 | 0 | 0 | 0 | 0 | 0 | 0 | 0 | 0 | 0 | 0 | 0 | 0 | 0 | 0 | 0
SA1 | Wind | 565.5826 | 538.1587 | 491.4944 | 516.5077 | 489.3832 | 438.046 | 398.2549 | 364.2502 | 371.5734 | 315.8751 | 437.1083 | 396.3885 | 548.6445 | 520.814 | 550.1878 | 526.9898 | 473.5631 | 529.8685 | 468.1831 | 462.8781 | 381.119 | 433.9222 | 404.0601 | 449.4137 | 483.1392 | 485.3607 | 503.187
SA1 | Solar PV | 100.8587 | 87.1042 | 82.8158 | 74.6816 | 72.4503 | 69.3867 | 63.4691 | 60.0939 | 58.6447 | 56.3795 | 52.7877 | 52.4113 | 67.3234 | 79.949 | 109.7644 | 103.165 | 100.8331 | 91.6444 | 146.6348 | 130.2312 | 175.2929 | 151.6299 | 154.724 | 156.1532 | 163.3354 | 217.9991 | 219.9357
SA1 | Grid Battery | 17.0895 | 16.581 | 15.4603 | 14.6721 | 13.6664 | 12.6116 | 11.7193 | 10.9676 | 10.1618 | 9.6988 | 9.2112 | 7.3353 | 77.795 | 75.5783 | 131.5884 | 124.9153 | 121.4821 | 102.0268 | 186.5003 | 161.1822 | 154.6276 | 152.3878 | 155.8074 | 129.89 | 126.2403 | 161.2016 | 132.6877
SA1 | Pumped Hydro | 0 | 0 | 0.00018375 | 0.00018015 | 0.00017759 | 0.00018168 | 0.00017646 | 0.00018531 | 0.00018046 | 0.0002184 | 0.00023238 | 0.00026687 | 0.00034645 | 0.0003414 | 0.00031732 | 0.00030669 | 0.00029739 | 0.00029302 | 0.00030253 | 0.00028047 | 0.00027869 | 0.00032493 | 0.00031389 | 0.0002872 | 0.00030875 | 0.0003038 | 0.00029943
SA1 | VPP | 5.0552 | 6.7512 | 7.8651 | 9.3642 | 10.5622 | 11.5457 | 12.6165 | 13.6604 | 14.8789 | 16.359 | 17.8168 | 18.217 | 19.2763 | 20.5419 | 20.762 | 21.2025 | 21.4177 | 20.4606 | 21.3143 | 21.1071 | 20.2914 | 20.3422 | 20.7805 | 19.7263 | 18.974 | 19.5275 | 18.5383
Total excluding storage |  | 5920.7685 | 5330.2555 | 5304.0871 | 1321.1189 | 1056.0942 | 2396.4602 | 1030.1385 | 1524.6778 | 1006.0309 | 3202.28 | 7597.1928 | 11039.6872 | 9646.6312 | 9468.6774 | 5973.7477 | 4648.8552 | 5184.4282 | 4139.2637 | 3636.9656 | 3761.2528 | 4943.303 | 2099.9204 | 2214.4959 | 2146.826 | 2015.462 | 2403.566 | 2599.0055
Region | Technology | 2023-24 | 2024-25 | 2025-26 | 2026-27 | 2027-28 | 2028-29 | 2029-30 | 2030-31 | 2031-32 | 2032-33 | 2033-34 | 2034-35 | 2035-36 | 2036-37 | 2037-38 | 2038-39 | 2039-40 | 2040-41 | 2041-42 | 2042-43 | 2043-44 | 2044-45 | 2045-46 | 2046-47 | 2047-48 | 2048-49 | 2049-50
TAS1 | Black Coal | 0 | 0 | 0 | 0 | 0 | 0 | 0 | 0 | 0 | 0 | 0 | 0 | 0 | 0 | 0 | 0 | 0 | 0 | 0 | 0 | 0 | 0 | 0 | 0 | 0 | 0 | 0
TAS1 | Brown Coal | 0 | 0 | 0 | 0 | 0 | 0 | 0 | 0 | 0 | 0 | 0 | 0 | 0 | 0 | 0 | 0 | 0 | 0 | 0 | 0 | 0 | 0 | 0 | 0 | 0 | 0 | 0
TAS1 | CCGT | 0 | 0 | 0 | 0 | 0 | 0 | 0 | 0 | 0 | 0 | 0 | 0 | 0 | 0 | 0 | 0 | 0 | 0 | 0 | 0 | 0 | 0 | 0 | 0 | 0 | 0 | 0
TAS1 | Gas - Steam | 0 | 0 | 0 | 0 | 0 | 0 | 0 | 0 | 0 | 0 | 0 | 0 | 0 | 0 | 0 | 0 | 0 | 0 | 0 | 0 | 0 | 0 | 0 | 0 | 0 | 0 | 0
TAS1 | OCGT / Diesel | 0.00069805 | 0.00089542 | 0.00088714 | 0.00088258 | 0.00087665 | 0.00088277 | 0.00090036 | 3.1456 | 0.37221 | 14.8183 | 0.0011557 | 24.656 | 58.9875 | 18.473 | 81.4706 | 3.6759 | 20.8359 | 6.3272 | 16.4927 | 5.4196 | 9.5943 | 13.6699 | 5.9694 | 2.4922 | 11.2096 | 39.8688 | 13.1934
TAS1 | Hydro | 64862.177 | 53631.8417 | 43762.7569 | 39325.4251 | 32662.9206 | 39525.5674 | 43326.8839 | 40719.9566 | 39080.229 | 37401.043 | 44024.4359 | 42185.215 | 39286.3522 | 33589.502 | 33676.7998 | 28013.3886 | 26004.7762 | 24358.4482 | 22388.959 | 22624.8979 | 21632.4819 | 18820.7732 | 15556.3897 | 17791.1844 | 17486.4284 | 16830.6119 | 17425.3844
TAS1 | Hydrogen Turbine | 0 | 0 | 0 | 0 | 0 | 0 | 0 | 0 | 0 | 0 | 0 | 0 | 0 | 0 | 0 | 0 | 0 | 0 | 0 | 0 | 0 | 0 | 0 | 0 | 0 | 0 | 0
TAS1 | Wind | 163.523 | 248.7874 | 303.1967 | 335.9178 | 357.6215 | 331.2121 | 377.5288 | 381.6197 | 435.2027 | 421.1865 | 420.2555 | 452.2321 | 535.4758 | 562.4506 | 559.8118 | 514.2666 | 478.0601 | 491.5111 | 451.6876 | 409.6186 | 408.3466 | 392.5071 | 424.2978 | 391.1501 | 361.9569 | 337.8415 | 347.3263
TAS1 | Solar PV | 0 | 1.3729e-05 | 1.2522e-05 | 1.3086e-05 | 1.4532e-05 | 1.2387e-05 | 1.3356e-05 | 1.6171e-05 | 1.5223e-05 | 1.8583e-05 | 2.4841e-05 | 2.6786e-05 | 5.8027e-05 | 5.3618e-05 | 4.413e-05 | 4.2096e-05 | 4.1701e-05 | 3.609e-05 | 3.9374e-05 | 4.3701e-05 | 7.6292e-05 | 0.00010369 | 9.4368e-05 | 7.9006e-05 | 0.00010262 | 0.00010163 | 8.248e-05
TAS1 | Grid Battery | 0 | 0.00019592 | 0.00021684 | 0.00021482 | 0.00020569 | 0.00019567 | 0.00020671 | 0.00020637 | 0.00021325 | 0.00032123 | 0.00032542 | 0.00032183 | 0.00037638 | 0.00036693 | 0.00049849 | 0.00048884 | 0.00049076 | 0.00057647 | 0.0005588 | 0.00053707 | 0.00052552 | 0.00048095 | 0.00045396 | 0.00042872 | 0.00048748 | 0.0004892 | 0.00064766
TAS1 | Pumped Hydro | 0 | 0 | 0.00041428 | 0.00042072 | 0.00043019 | 0.0004274 | 0.00047306 | 0.0005177 | 0.00056274 | 0.0014351 | 17.9729 | 38.2785 | 120.3636 | 121.3399 | 114.3246 | 115.7033 | 123.1323 | 108.3854 | 104.0534 | 96.7174 | 90.6168 | 89.177 | 83.5219 | 78.4462 | 78.2927 | 73.1235 | 66.0717
TAS1 | VPP | 0.013756 | 0.058302 | 0.13979 | 0.25757 | 0.43047 | 0.48624 | 1.0269 | 1.2103 | 1.5128 | 1.9927 | 2.1019 | 2.1745 | 1.8758 | 2.0329 | 2.2159 | 2.1906 | 2.6589 | 2.62 | 2.4746 | 2.5883 | 2.6098 | 2.5098 | 2.6119 | 2.5257 | 2.4972 | 2.6181 | 2.3826
Total excluding storage |  | 65025.7144 | 53880.6885 | 44066.0949 | 39661.602 | 33020.9741 | 39857.2673 | 43705.4412 | 41105.933 | 39517.3176 | 37839.0424 | 44464.7677 | 42702.5564 | 40003.0553 | 34293.7988 | 34434.6233 | 28649.2255 | 26629.4638 | 24967.2925 | 22963.6679 | 23139.2424 | 22143.6499 | 19318.6376 | 16072.7913 | 18265.7991 | 17940.3855 | 17284.0643 | 17854.3592
Explicitly modelled pumping
Region | Technology | 2023-24 | 2024-25 | 2025-26 | 2026-27 | 2027-28 | 2028-29 | 2029-30 | 2030-31 | 2031-32 | 2032-33 | 2033-34 | 2034-35 | 2035-36 | 2036-37 | 2037-38 | 2038-39 | 2039-40 | 2040-41 | 2041-42 | 2042-43 | 2043-44 | 2044-45 | 2045-46 | 2046-47 | 2047-48 | 2048-49 | 2049-50
NEM | Grid Battery pump | 48.589 | 46.9421 | 44.7877 | 42.7427 | 39.7671 | 36.89 | 34.0962 | 32.5255 | 29.5918 | 28.961 | 24.8612 | 21.1304 | 19.3046 | 16.9602 | 15.204 | 14.6974 | 13.9922 | 12.69 | 7.7898 | 7.422 | 3.3862 | 3.2435 | 3.0302 | 2.6848 | 2.5284 | 2.4644 | 2.3043
NEM | Pumped Hydro Pump | 13633.8882 | 14762.3161 | 13445.3833 | 18583.8795 | 19460.2547 | 16633.5057 | 18316.9092 | 21231.199 | 19736.3914 | 21883.6554 | 20576.8064 | 19101.7019 | 28277.967 | 26547.3897 | 21588.4322 | 23353.0055 | 22770.9364 | 22386.4244 | 20544.7778 | 20188.7835 | 18236.7884 | 18515.7768 | 18163.9001 | 15186.0342 | 13570.205 | 13074.8894 | 11292.2451
NEM | VPP pump | 11.6143 | 17.5767 | 24.2287 | 33.9554 | 43.7712 | 52.8471 | 65.3492 | 77.1361 | 88.6129 | 105.6473 | 117.77 | 126.4656 | 138.8279 | 151.1364 | 155.6776 | 166.4751 | 175.7552 | 177.0156 | 188.2573 | 191.5195 | 188.6186 | 196.6978 | 198.7458 | 187.5162 | 190.2726 | 194.6554 | 189.4639
Region | Technology | 2023-24 | 2024-25 | 2025-26 | 2026-27 | 2027-28 | 2028-29 | 2029-30 | 2030-31 | 2031-32 | 2032-33 | 2033-34 | 2034-35 | 2035-36 | 2036-37 | 2037-38 | 2038-39 | 2039-40 | 2040-41 | 2041-42 | 2042-43 | 2043-44 | 2044-45 | 2045-46 | 2046-47 | 2047-48 | 2048-49 | 2049-50
NSW1 | Grid Battery pump | 3.3475 | 3.0458 | 2.8894 | 2.8549 | 2.5651 | 2.3458 | 2.2076 | 2.1694 | 1.9445 | 1.7557 | 1.5882 | 1.4375 | 1.4342 | 0 | 0 | 0 | 0 | 0 | 0 | 0 | 0 | 0 | 0 | 0 | 0 | 0 | 0
NSW1 | Pumped Hydro Pump | 8011.4762 | 8248.4362 | 6117.7955 | 10098.919 | 11764.0877 | 10468.2623 | 11545.7382 | 13968.737 | 13107.8872 | 14752.0061 | 14024.3874 | 13176.1446 | 23677.5215 | 23091.984 | 19397.4499 | 21012.3608 | 20379.8634 | 19853.4812 | 18576.884 | 17776.6017 | 16070.4559 | 16243.0823 | 15992.5634 | 13863.7695 | 11959.3146 | 11551.5752 | 9938.7474
NSW1 | VPP pump | 2.852 | 5.0352 | 7.8771 | 11.6379 | 14.766 | 17.8958 | 22.6791 | 27.6097 | 31.1848 | 35.0364 | 38.4487 | 41.4372 | 47.5066 | 51.4269 | 53.2075 | 55.1181 | 58.5678 | 58.3452 | 61.6663 | 61.5944 | 59.6983 | 64.128 | 63.7725 | 60.4712 | 61.1912 | 64.622 | 63.1966
Region | Technology | 2023-24 | 2024-25 | 2025-26 | 2026-27 | 2027-28 | 2028-29 | 2029-30 | 2030-31 | 2031-32 | 2032-33 | 2033-34 | 2034-35 | 2035-36 | 2036-37 | 2037-38 | 2038-39 | 2039-40 | 2040-41 | 2041-42 | 2042-43 | 2043-44 | 2044-45 | 2045-46 | 2046-47 | 2047-48 | 2048-49 | 2049-50
QLD1 | Grid Battery pump | 5.9893 | 5.7789 | 5.3224 | 5.1408 | 4.8301 | 4.6686 | 4.392 | 4.2792 | 3.9371 | 3.7366 | 3.3693 | 3.1212 | 2.9264 | 2.8037 | 2.5076 | 2.3992 | 2.2789 | 2.1805 | 2.0909 | 1.9784 | 1.8598 | 1.7606 | 1.6923 | 1.4944 | 1.4605 | 1.3745 | 1.341
QLD1 | Pumped Hydro Pump | 5622.412 | 6513.8799 | 7327.5878 | 8484.9605 | 7696.167 | 6165.2434 | 6771.171 | 7262.462 | 6628.5042 | 7131.6493 | 6552.419 | 5925.5573 | 4600.4455 | 3455.4058 | 2190.9823 | 2340.6447 | 2391.073 | 2532.9432 | 1967.8938 | 2412.1818 | 2166.3325 | 2272.6945 | 2171.3367 | 1322.2647 | 1610.8904 | 1523.3142 | 1353.4977
QLD1 | VPP pump | 1.3463 | 2.115 | 3.2476 | 5.0089 | 6.9962 | 9.5503 | 12.6238 | 15.453 | 19.7312 | 25.0242 | 28.7433 | 32.0528 | 35.771 | 39.303 | 41.1111 | 45.1017 | 47.8182 | 50.0981 | 53.6296 | 56.6888 | 57.9638 | 58.8083 | 59.6823 | 56.6607 | 57.8311 | 56.7941 | 57.8177
Region | Technology | 2023-24 | 2024-25 | 2025-26 | 2026-27 | 2027-28 | 2028-29 | 2029-30 | 2030-31 | 2031-32 | 2032-33 | 2033-34 | 2034-35 | 2035-36 | 2036-37 | 2037-38 | 2038-39 | 2039-40 | 2040-41 | 2041-42 | 2042-43 | 2043-44 | 2044-45 | 2045-46 | 2046-47 | 2047-48 | 2048-49 | 2049-50
VIC1 | Grid Battery pump | 19.0784 | 18.5179 | 18.2969 | 17.3956 | 16.1702 | 14.9981 | 13.601 | 13.1405 | 11.6763 | 12.0127 | 9.0095 | 7.9068 | 6.7038 | 6.2426 | 5.4469 | 5.4649 | 5.3154 | 4.7511 | 0 | 0 | 0 | 0 | 0 | 0 | 0 | 0 | 0
VIC1 | Pumped Hydro Pump | 0 | 0 | 0 | 0 | 0 | 0 | 0 | 0 | 0 | 0 | 0 | 0 | 0 | 0 | 0 | 0 | 0 | 0 | 0 | 0 | 0 | 0 | 0 | 0 | 0 | 0 | 0
VIC1 | VPP pump | 1.4626 | 2.4156 | 3.6894 | 5.9884 | 9.0452 | 11.2731 | 13.9572 | 16.6174 | 18.3886 | 24.01 | 27.1497 | 28.9788 | 30.671 | 33.8379 | 34.3325 | 38.6627 | 41.1118 | 41.3366 | 45.0417 | 45.299 | 44.0816 | 46.8747 | 47.6891 | 44.2834 | 45.9098 | 47.2621 | 43.835
Region | Technology | 2023-24 | 2024-25 | 2025-26 | 2026-27 | 2027-28 | 2028-29 | 2029-30 | 2030-31 | 2031-32 | 2032-33 | 2033-34 | 2034-35 | 2035-36 | 2036-37 | 2037-38 | 2038-39 | 2039-40 | 2040-41 | 2041-42 | 2042-43 | 2043-44 | 2044-45 | 2045-46 | 2046-47 | 2047-48 | 2048-49 | 2049-50
SA1 | Grid Battery pump | 20.1737 | 19.5995 | 18.279 | 17.3514 | 16.2017 | 14.8775 | 13.8955 | 12.9364 | 12.0339 | 11.456 | 10.8942 | 8.6648 | 8.2402 | 7.9139 | 7.2495 | 6.8334 | 6.3979 | 5.7584 | 5.699 | 5.4435 | 1.5263 | 1.4829 | 1.3379 | 1.1905 | 1.068 | 1.0899 | 0.96328
SA1 | Pumped Hydro Pump | 0 | 0 | 0 | 0 | 0 | 0 | 0 | 0 | 0 | 0 | 0 | 0 | 0 | 0 | 0 | 0 | 0 | 0 | 0 | 0 | 0 | 0 | 0 | 0 | 0 | 0 | 0
SA1 | VPP pump | 5.9374 | 7.9424 | 9.2502 | 11.0172 | 12.4553 | 13.5553 | 14.8802 | 16.0354 | 17.5237 | 19.2314 | 20.9609 | 21.4314 | 22.6793 | 24.1684 | 24.4274 | 25.0144 | 25.1302 | 24.1423 | 25.0079 | 24.8915 | 23.8158 | 23.9336 | 24.5168 | 23.1414 | 22.39 | 22.9089 | 21.8112
Region | Technology | 2023-24 | 2024-25 | 2025-26 | 2026-27 | 2027-28 | 2028-29 | 2029-30 | 2030-31 | 2031-32 | 2032-33 | 2033-34 | 2034-35 | 2035-36 | 2036-37 | 2037-38 | 2038-39 | 2039-40 | 2040-41 | 2041-42 | 2042-43 | 2043-44 | 2044-45 | 2045-46 | 2046-47 | 2047-48 | 2048-49 | 2049-50
TAS1 | Grid Battery pump | 0 | 0 | 0 | 0 | 0 | 0 | 0 | 0 | 0 | 0 | 0 | 0 | 0 | 0 | 0 | 0 | 0 | 0 | 0 | 0 | 0 | 0 | 0 | 0 | 0 | 0 | 0
TAS1 | Pumped Hydro Pump | 0 | 0 | 0 | 0 | 0 | 0 | 0 | 0 | 0 | 0 | 0 | 0 | 0 | 0 | 0 | 0 | 0 | 0 | 0 | 0 | 0 | 0 | 0 | 0 | 0 | 0 | 0
TAS1 | VPP pump | 0.016046 | 0.068487 | 0.16434 | 0.30306 | 0.50846 | 0.57265 | 1.2089 | 1.4206 | 1.7846 | 2.3453 | 2.4675 | 2.5654 | 2.2 | 2.4001 | 2.5991 | 2.5782 | 3.1273 | 3.0935 | 2.9119 | 3.0458 | 3.0591 | 2.9531 | 3.0851 | 2.9595 | 2.9504 | 3.0682 | 2.8033

## Option 5_FOM Cost
FOM cost by technology ($000s) - Option 5, Progressive Change Scenario
FOM | Real June 2021 dollars discounted to 1 July 2021. For new entrant capacity, the FOM is incurred annually in modelling. For existing capacity, FOM is considered to be a sunk cost, since the fixed retirement dates are assumed to be the same in the Base Case and the option case.
Explicitly modelled generation
Region | Technology | 2023-24 | 2024-25 | 2025-26 | 2026-27 | 2027-28 | 2028-29 | 2029-30 | 2030-31 | 2031-32 | 2032-33 | 2033-34 | 2034-35 | 2035-36 | 2036-37 | 2037-38 | 2038-39 | 2039-40 | 2040-41 | 2041-42 | 2042-43 | 2043-44 | 2044-45 | 2045-46 | 2046-47 | 2047-48 | 2048-49 | 2049-50
NEM | Black Coal | 0 | 0 | 0 | 0 | 0 | 0 | 0 | 0 | 0 | 0 | 0 | 0 | 0 | 0 | 0 | 0 | 0 | 0 | 0 | 0 | 0 | 0 | 0 | 0 | 0 | 0 | 0
NEM | Brown Coal | 0 | 0 | 0 | 0 | 0 | 0 | 0 | 0 | 0 | 0 | 0 | 0 | 0 | 0 | 0 | 0 | 0 | 0 | 0 | 0 | 0 | 0 | 0 | 0 | 0 | 0 | 0
NEM | CCGT | 0 | 0 | 0 | 0 | 0 | 0 | 0 | 0 | 0 | 0 | 0 | 0 | 0 | 0 | 0 | 0 | 0 | 0 | 0 | 0 | 0 | 0 | 0 | 0 | 0 | 0 | 0
NEM | Gas - Steam | 0 | 0 | 0 | 0 | 0 | 0 | 0 | 0 | 0 | 0 | 0 | 0 | 0 | 0 | 0 | 0 | 0 | 0 | 0 | 0 | 0 | 0 | 0 | 0 | 0 | 0 | 0
NEM | OCGT / Diesel | 0 | 2299.441 | 5550.3593 | 5261.0041 | 5550.6377 | 5246.5087 | 4972.9941 | 7953.883 | 7559.3267 | 7883.8308 | 10154.8386 | 15231.1013 | 19116.7495 | 18069.3078 | 17127.3073 | 16234.4145 | 15429.0981 | 14583.7097 | 14041.3829 | 13309.3677 | 14949.5467 | 21306.2747 | 20195.5211 | 23762.7157 | 22583.9542 | 32017.883 | 34387.9914
NEM | Hydro | 0 | 0 | 0 | 0 | 0 | 0 | 0 | 0 | 0 | 0 | 0 | 0 | 0 | 0 | 0 | 0 | 0 | 0 | 0 | 0 | 0 | 0 | 0 | 0 | 0 | 0 | 0
NEM | Hydrogen Turbine | 0 | 0 | 0 | 0 | 0 | 0 | 0 | 0 | 0 | 0 | 0 | 0 | 0 | 0 | 0 | 0 | 0 | 0 | 0 | 0 | 0 | 0 | 0 | 0 | 0 | 0 | 0
NEM | Wind | 0 | 21556.9912 | 54656.1543 | 91029.5214 | 125404.3997 | 157347.1171 | 183110.7716 | 175642.8707 | 169203.5992 | 162081.6561 | 183008.5818 | 193021.3395 | 259739.0862 | 273719.8134 | 300838.017 | 312506.4996 | 299217.0331 | 307566.6292 | 312411.6161 | 315047.2133 | 310049.5661 | 302284.9252 | 305418.9321 | 342158.2583 | 352874.0487 | 368688.3789 | 367281.5097
NEM | Solar PV | 0 | 0.027223 | 0.037747 | 0.050959 | 500.1725 | 3973.813 | 10927.1517 | 10357.4918 | 9843.7043 | 9304.3539 | 30843.6478 | 32527.2846 | 46514.3453 | 47130.3213 | 69872.0438 | 70266.8481 | 67497.1037 | 85625.3173 | 104579.8522 | 122759.2989 | 141454.3924 | 136077.8291 | 136098.1567 | 169892.9151 | 180115.1836 | 204343.0092 | 225271.0584
NEM | Grid Battery | 0 | 0.05147 | 0.071817 | 0.069523 | 0.1984 | 2373.2064 | 2671.2373 | 2531.9846 | 2406.3855 | 7397.5856 | 19556.6156 | 20032.2899 | 43670.8305 | 41278.0272 | 55638.0902 | 52737.5271 | 50121.4564 | 47696.505 | 72573.8318 | 68790.3627 | 67590.0902 | 66266.942 | 62812.2682 | 65582.9628 | 65049.5126 | 73146.6924 | 76953.5905
NEM | Pumped Hydro | 0 | 0 | 7708.1835 | 7306.3369 | 17663.1897 | 19635.5121 | 19136.7767 | 18139.1328 | 17239.3334 | 16294.7918 | 20557.308 | 20244.19 | 23939.1239 | 22627.4558 | 21632.9502 | 20505.1663 | 19487.9973 | 18420.2148 | 17771.8266 | 18040.5853 | 17145.6737 | 17903.6827 | 16970.3156 | 23126.2239 | 21979.0386 | 22449.272 | 21278.9428
NEM | VPP | 0 | 0 | 0 | 0 | 0 | 0 | 0 | 0 | 0 | 0 | 0 | 0 | 0 | 0 | 0 | 0 | 0 | 0 | 0 | 0 | 0 | 0 | 0 | 0 | 0 | 0 | 0
Total excluding storage |  | 0 | 23856.5109 | 67914.8067 | 103596.9829 | 149118.5981 | 188576.1572 | 220818.9314 | 214625.363 | 206252.3492 | 202962.2182 | 264120.9918 | 281056.2054 | 392980.1354 | 402824.9255 | 465108.4086 | 472250.4557 | 451752.6885 | 473892.376 | 521378.5095 | 537946.8278 | 551189.2691 | 543839.6537 | 541495.1937 | 624523.0758 | 642601.7379 | 700645.2356 | 725173.0929
Region | Technology | 2023-24 | 2024-25 | 2025-26 | 2026-27 | 2027-28 | 2028-29 | 2029-30 | 2030-31 | 2031-32 | 2032-33 | 2033-34 | 2034-35 | 2035-36 | 2036-37 | 2037-38 | 2038-39 | 2039-40 | 2040-41 | 2041-42 | 2042-43 | 2043-44 | 2044-45 | 2045-46 | 2046-47 | 2047-48 | 2048-49 | 2049-50
NSW1 | Black Coal | 0 | 0 | 0 | 0 | 0 | 0 | 0 | 0 | 0 | 0 | 0 | 0 | 0 | 0 | 0 | 0 | 0 | 0 | 0 | 0 | 0 | 0 | 0 | 0 | 0 | 0 | 0
NSW1 | Brown Coal | 0 | 0 | 0 | 0 | 0 | 0 | 0 | 0 | 0 | 0 | 0 | 0 | 0 | 0 | 0 | 0 | 0 | 0 | 0 | 0 | 0 | 0 | 0 | 0 | 0 | 0 | 0
NSW1 | CCGT | 0 | 0 | 0 | 0 | 0 | 0 | 0 | 0 | 0 | 0 | 0 | 0 | 0 | 0 | 0 | 0 | 0 | 0 | 0 | 0 | 0 | 0 | 0 | 0 | 0 | 0 | 0
NSW1 | Gas - Steam | 0 | 0 | 0 | 0 | 0 | 0 | 0 | 0 | 0 | 0 | 0 | 0 | 0 | 0 | 0 | 0 | 0 | 0 | 0 | 0 | 0 | 0 | 0 | 0 | 0 | 0 | 0
NSW1 | OCGT / Diesel | 0 | 2299.4354 | 5550.3539 | 5260.999 | 5550.6328 | 5246.5035 | 4972.9891 | 7953.8775 | 7559.3213 | 7883.8253 | 10154.8276 | 9625.429 | 9147.9547 | 8646.7215 | 8195.9446 | 7768.6678 | 7383.2991 | 6978.7546 | 6614.9333 | 6270.079 | 5959.0486 | 5632.5414 | 5338.9018 | 5309.6144 | 5046.2283 | 7500.2499 | 8156.342
NSW1 | Hydro | 0 | 0 | 0 | 0 | 0 | 0 | 0 | 0 | 0 | 0 | 0 | 0 | 0 | 0 | 0 | 0 | 0 | 0 | 0 | 0 | 0 | 0 | 0 | 0 | 0 | 0 | 0
NSW1 | Hydrogen Turbine | 0 | 0 | 0 | 0 | 0 | 0 | 0 | 0 | 0 | 0 | 0 | 0 | 0 | 0 | 0 | 0 | 0 | 0 | 0 | 0 | 0 | 0 | 0 | 0 | 0 | 0 | 0
NSW1 | Wind | 0 | 16261.9144 | 36761.6071 | 61024.6051 | 80938.817 | 99937.8578 | 114278.7604 | 108321.1 | 102947.7765 | 97307.0797 | 107914.573 | 107563.6904 | 108510.6746 | 107825.325 | 106415.7853 | 124743.1565 | 118555.3208 | 116853.5467 | 119927.0656 | 113705.4663 | 115523.3588 | 112548.7922 | 112994.3893 | 119109.9284 | 129622.2439 | 127484.0157 | 133088.0622
NSW1 | Solar PV | 0 | 0.0082572 | 0.01169 | 0.018232 | 500.1374 | 3973.7774 | 10927.111 | 10357.4515 | 9843.665 | 9304.3133 | 30843.6041 | 32527.2332 | 42866.6359 | 40517.9008 | 45137.1925 | 42784.069 | 40661.7438 | 50034.3798 | 62584.6264 | 65372.5206 | 68622.7139 | 65114.0974 | 65970.2643 | 70540.7276 | 68432.1518 | 71003.1211 | 77939.7741
NSW1 | Grid Battery | 0 | 0.026945 | 0.046164 | 0.044532 | 0.17463 | 2373.1829 | 2671.2138 | 2531.9585 | 2406.3597 | 7397.5375 | 17147.6878 | 16253.7341 | 15447.4613 | 14601.0674 | 13839.8813 | 13118.3713 | 12467.6285 | 11784.5097 | 19579.3238 | 18558.6011 | 17637.9927 | 18422.557 | 17462.1397 | 19921.6237 | 18933.4022 | 17896.038 | 17023.0151
NSW1 | Pumped Hydro | 0 | 0 | 7708.1593 | 7306.3123 | 17663.165 | 19635.4862 | 19136.7498 | 18139.0998 | 17239.3005 | 16294.7278 | 15445.3371 | 14640.13 | 13913.8989 | 13151.5309 | 12465.9061 | 11816.0248 | 11229.8849 | 10614.579 | 10061.2126 | 9536.6945 | 9063.6219 | 10237.9647 | 9704.232 | 9198.3243 | 8742.0367 | 8263.0446 | 7832.27
NSW1 | VPP | 0 | 0 | 0 | 0 | 0 | 0 | 0 | 0 | 0 | 0 | 0 | 0 | 0 | 0 | 0 | 0 | 0 | 0 | 0 | 0 | 0 | 0 | 0 | 0 | 0 | 0 | 0
Total excluding storage |  | 0 | 18561.385 | 50020.1782 | 73591.9792 | 104652.9268 | 131166.8079 | 151986.8241 | 147303.4873 | 139996.4229 | 138187.4836 | 181506.0296 | 180610.2167 | 189886.6253 | 184742.5456 | 186054.7098 | 200230.2894 | 190297.8771 | 196265.7698 | 218767.1617 | 213443.3615 | 216806.7358 | 211955.9526 | 211469.9271 | 224080.2184 | 230776.0629 | 232146.4692 | 244039.4634
Region | Technology | 2023-24 | 2024-25 | 2025-26 | 2026-27 | 2027-28 | 2028-29 | 2029-30 | 2030-31 | 2031-32 | 2032-33 | 2033-34 | 2034-35 | 2035-36 | 2036-37 | 2037-38 | 2038-39 | 2039-40 | 2040-41 | 2041-42 | 2042-43 | 2043-44 | 2044-45 | 2045-46 | 2046-47 | 2047-48 | 2048-49 | 2049-50
QLD1 | Black Coal | 0 | 0 | 0 | 0 | 0 | 0 | 0 | 0 | 0 | 0 | 0 | 0 | 0 | 0 | 0 | 0 | 0 | 0 | 0 | 0 | 0 | 0 | 0 | 0 | 0 | 0 | 0
QLD1 | Brown Coal | 0 | 0 | 0 | 0 | 0 | 0 | 0 | 0 | 0 | 0 | 0 | 0 | 0 | 0 | 0 | 0 | 0 | 0 | 0 | 0 | 0 | 0 | 0 | 0 | 0 | 0 | 0
QLD1 | CCGT | 0 | 0 | 0 | 0 | 0 | 0 | 0 | 0 | 0 | 0 | 0 | 0 | 0 | 0 | 0 | 0 | 0 | 0 | 0 | 0 | 0 | 0 | 0 | 0 | 0 | 0 | 0
QLD1 | Gas - Steam | 0 | 0 | 0 | 0 | 0 | 0 | 0 | 0 | 0 | 0 | 0 | 0 | 0 | 0 | 0 | 0 | 0 | 0 | 0 | 0 | 0 | 0 | 0 | 0 | 0 | 0 | 0
QLD1 | OCGT / Diesel | 0 | 0.0013985 | 0.0013256 | 0.0012612 | 0.001235 | 0.0014769 | 0.0014121 | 0.0018208 | 0.0017385 | 0.0016705 | 0.0071295 | 5605.6678 | 7096.1582 | 6707.3467 | 6357.6749 | 6026.2321 | 5727.2978 | 5413.4887 | 5131.2689 | 4863.762 | 4622.4926 | 4369.2178 | 4141.4387 | 8296.532 | 7884.9783 | 14865.7212 | 14090.731
QLD1 | Hydro | 0 | 0 | 0 | 0 | 0 | 0 | 0 | 0 | 0 | 0 | 0 | 0 | 0 | 0 | 0 | 0 | 0 | 0 | 0 | 0 | 0 | 0 | 0 | 0 | 0 | 0 | 0
QLD1 | Hydrogen Turbine | 0 | 0 | 0 | 0 | 0 | 0 | 0 | 0 | 0 | 0 | 0 | 0 | 0 | 0 | 0 | 0 | 0 | 0 | 0 | 0 | 0 | 0 | 0 | 0 | 0 | 0 | 0
QLD1 | Wind | 0 | 0.032484 | 0.03083 | 10664.6319 | 23824.0205 | 35761.8923 | 46287.7876 | 43874.6803 | 41698.2544 | 39413.531 | 37358.8381 | 41156.4143 | 63521.4377 | 70058.0583 | 87879.3369 | 83297.9497 | 79165.9123 | 77979.8763 | 85543.5672 | 91802.7664 | 88246.5645 | 83561.4587 | 87104.5784 | 107686.617 | 103064.585 | 121575.6958 | 116061.7239
QLD1 | Solar PV | 0 | 0.0063362 | 0.0060655 | 0.01353 | 0.015796 | 0.016518 | 0.021998 | 0.020896 | 0.019948 | 0.018956 | 0.018075 | 0.017228 | 1183.4412 | 3267.7455 | 17889.8492 | 16957.203 | 16116.0323 | 24999.6086 | 23696.3188 | 39952.3006 | 46226.4588 | 43693.6267 | 43814.1895 | 67814.7714 | 73339.7523 | 83201.2755 | 97184.0083
QLD1 | Grid Battery | 0 | 0.00581 | 0.0064025 | 0.0063199 | 0.0060099 | 0.006294 | 0.0060766 | 0.0079919 | 0.0076699 | 0.014076 | 2408.8881 | 3778.5057 | 11607.9487 | 10971.928 | 22863.6863 | 21671.7407 | 20596.703 | 19468.1722 | 26464.0603 | 25084.4176 | 26052.1999 | 24624.7524 | 23340.9978 | 24799.6036 | 23569.4069 | 24669.6554 | 30905.0604
QLD1 | Pumped Hydro | 0 | 0 | 0.0053957 | 0.005733 | 0.0057115 | 0.0064505 | 0.0062295 | 0.010149 | 0.0096819 | 0.01321 | 4543.4345 | 4306.5744 | 4092.9447 | 3868.6849 | 3667.0001 | 3475.8295 | 3303.4092 | 3122.4094 | 2959.6304 | 4000.5887 | 3802.1375 | 3593.8115 | 3406.4565 | 10269.4852 | 9760.0622 | 10899.7876 | 10331.5523
QLD1 | VPP | 0 | 0 | 0 | 0 | 0 | 0 | 0 | 0 | 0 | 0 | 0 | 0 | 0 | 0 | 0 | 0 | 0 | 0 | 0 | 0 | 0 | 0 | 0 | 0 | 0 | 0 | 0
Total excluding storage |  | 0 | 0.046029 | 0.050019 | 10664.6588 | 23824.0492 | 35761.923 | 46287.8233 | 43874.7211 | 41698.2934 | 39413.5789 | 44311.186 | 54847.1794 | 87501.9305 | 94873.7634 | 138657.5473 | 131428.955 | 124909.3546 | 130983.5552 | 143794.8456 | 165703.8353 | 168949.8533 | 159842.8672 | 161807.6609 | 218867.0091 | 217618.7847 | 255212.1355 | 268573.0759
Region | Technology | 2023-24 | 2024-25 | 2025-26 | 2026-27 | 2027-28 | 2028-29 | 2029-30 | 2030-31 | 2031-32 | 2032-33 | 2033-34 | 2034-35 | 2035-36 | 2036-37 | 2037-38 | 2038-39 | 2039-40 | 2040-41 | 2041-42 | 2042-43 | 2043-44 | 2044-45 | 2045-46 | 2046-47 | 2047-48 | 2048-49 | 2049-50
VIC1 | Black Coal | 0 | 0 | 0 | 0 | 0 | 0 | 0 | 0 | 0 | 0 | 0 | 0 | 0 | 0 | 0 | 0 | 0 | 0 | 0 | 0 | 0 | 0 | 0 | 0 | 0 | 0 | 0
VIC1 | Brown Coal | 0 | 0 | 0 | 0 | 0 | 0 | 0 | 0 | 0 | 0 | 0 | 0 | 0 | 0 | 0 | 0 | 0 | 0 | 0 | 0 | 0 | 0 | 0 | 0 | 0 | 0 | 0
VIC1 | CCGT | 0 | 0 | 0 | 0 | 0 | 0 | 0 | 0 | 0 | 0 | 0 | 0 | 0 | 0 | 0 | 0 | 0 | 0 | 0 | 0 | 0 | 0 | 0 | 0 | 0 | 0 | 0
VIC1 | Gas - Steam | 0 | 0 | 0 | 0 | 0 | 0 | 0 | 0 | 0 | 0 | 0 | 0 | 0 | 0 | 0 | 0 | 0 | 0 | 0 | 0 | 0 | 0 | 0 | 0 | 0 | 0 | 0
VIC1 | OCGT / Diesel | 0 | 0.0015474 | 0.0014668 | 0.0013903 | 0.0013256 | 0.0012719 | 0.0012261 | 0.0012476 | 0.001227 | 0.0012787 | 0.0012941 | 0.0014245 | 2872.618 | 2715.222 | 2573.6702 | 2439.4978 | 2318.4853 | 2191.4513 | 2295.1658 | 2175.5126 | 2562.2349 | 9386.7299 | 8897.3743 | 8433.5302 | 8015.1808 | 7888.41 | 9168.8989
VIC1 | Hydro | 0 | 0 | 0 | 0 | 0 | 0 | 0 | 0 | 0 | 0 | 0 | 0 | 0 | 0 | 0 | 0 | 0 | 0 | 0 | 0 | 0 | 0 | 0 | 0 | 0 | 0 | 0
VIC1 | Hydrogen Turbine | 0 | 0 | 0 | 0 | 0 | 0 | 0 | 0 | 0 | 0 | 0 | 0 | 0 | 0 | 0 | 0 | 0 | 0 | 0 | 0 | 0 | 0 | 0 | 0 | 0 | 0 | 0
VIC1 | Wind | 0 | 0.020139 | 10366.0635 | 9825.6575 | 9338.2516 | 8826.593 | 8366.4393 | 7930.2746 | 7536.8898 | 7123.9311 | 6752.5487 | 12780.501 | 39940.1599 | 45987.8745 | 49661.5012 | 48929.1292 | 46634.9731 | 55541.0063 | 52708.0648 | 57379.8572 | 56360.5911 | 54895.6591 | 53055.1875 | 56668.3643 | 59183.4859 | 57264.4103 | 57651.0865
VIC1 | Solar PV | 0 | 0.0044689 | 0.012219 | 0.011624 | 0.011082 | 0.010531 | 0.010015 | 0.0095469 | 0.0091043 | 0.008661 | 0.0087946 | 0.009969 | 1296.6033 | 1225.5603 | 1161.6689 | 5138.5303 | 5599.5087 | 5752.0312 | 8409.6975 | 8060.8162 | 11967.2495 | 13384.2342 | 13151.7399 | 15169.4043 | 20790.7275 | 26892.8616 | 27005.91
VIC1 | Grid Battery | 0 | 0.0067952 | 0.0065054 | 0.0063072 | 0.0059987 | 0.0059762 | 0.0058397 | 0.0061437 | 0.0059968 | 0.011006 | 0.013313 | 0.015186 | 12341.6118 | 11665.3924 | 11057.2442 | 10480.8003 | 9960.8949 | 9736.4015 | 14777.0653 | 14006.6971 | 13311.8878 | 12582.5055 | 11926.5456 | 11304.7827 | 12596.7565 | 18967.5688 | 18017.524
VIC1 | Pumped Hydro | 0 | 0 | 0.0048135 | 0.0048331 | 0.0048947 | 0.0050085 | 0.0048897 | 0.005433 | 0.0052287 | 0.0068581 | 0.0092619 | 0.0091617 | 0.010163 | 0.0096707 | 0.0092191 | 0.0087864 | 0.0084225 | 0.0082647 | 0.014526 | 0.013822 | 0.013195 | 0.015723 | 0.014962 | 0.014234 | 0.015508 | 0.022392 | 0.032716
VIC1 | VPP | 0 | 0 | 0 | 0 | 0 | 0 | 0 | 0 | 0 | 0 | 0 | 0 | 0 | 0 | 0 | 0 | 0 | 0 | 0 | 0 | 0 | 0 | 0 | 0 | 0 | 0 | 0
Total excluding storage |  | 0 | 0.032951 | 10366.0885 | 9825.6817 | 9338.2749 | 8826.6158 | 8366.4613 | 7930.297 | 7536.9114 | 7123.9589 | 6752.5813 | 12780.5367 | 56451.0032 | 61594.0589 | 64454.0937 | 66987.9664 | 64513.8704 | 73220.8985 | 78190.008 | 81622.8969 | 84201.9765 | 90249.1445 | 87030.8624 | 91576.0958 | 100586.1663 | 111013.2732 | 111843.452
Region | Technology | 2023-24 | 2024-25 | 2025-26 | 2026-27 | 2027-28 | 2028-29 | 2029-30 | 2030-31 | 2031-32 | 2032-33 | 2033-34 | 2034-35 | 2035-36 | 2036-37 | 2037-38 | 2038-39 | 2039-40 | 2040-41 | 2041-42 | 2042-43 | 2043-44 | 2044-45 | 2045-46 | 2046-47 | 2047-48 | 2048-49 | 2049-50
SA1 | Black Coal | 0 | 0 | 0 | 0 | 0 | 0 | 0 | 0 | 0 | 0 | 0 | 0 | 0 | 0 | 0 | 0 | 0 | 0 | 0 | 0 | 0 | 0 | 0 | 0 | 0 | 0 | 0
SA1 | Brown Coal | 0 | 0 | 0 | 0 | 0 | 0 | 0 | 0 | 0 | 0 | 0 | 0 | 0 | 0 | 0 | 0 | 0 | 0 | 0 | 0 | 0 | 0 | 0 | 0 | 0 | 0 | 0
SA1 | CCGT | 0 | 0 | 0 | 0 | 0 | 0 | 0 | 0 | 0 | 0 | 0 | 0 | 0 | 0 | 0 | 0 | 0 | 0 | 0 | 0 | 0 | 0 | 0 | 0 | 0 | 0 | 0
SA1 | Gas - Steam | 0 | 0 | 0 | 0 | 0 | 0 | 0 | 0 | 0 | 0 | 0 | 0 | 0 | 0 | 0 | 0 | 0 | 0 | 0 | 0 | 0 | 0 | 0 | 0 | 0 | 0 | 0
SA1 | OCGT / Diesel | 0 | 0.0013998 | 0.0013268 | 0.0012612 | 0.0012375 | 0.0012606 | 0.0012305 | 0.0012731 | 0.0012563 | 0.0013283 | 0.0013442 | 0.0018506 | 0.016071 | 0.015204 | 0.014562 | 0.013806 | 0.013131 | 0.012419 | 0.011785 | 0.011176 | 1805.767 | 1917.782 | 1817.8028 | 1723.0359 | 1637.5638 | 1763.499 | 2972.0168
SA1 | Hydro | 0 | 0 | 0 | 0 | 0 | 0 | 0 | 0 | 0 | 0 | 0 | 0 | 0 | 0 | 0 | 0 | 0 | 0 | 0 | 0 | 0 | 0 | 0 | 0 | 0 | 0 | 0
SA1 | Hydrogen Turbine | 0 | 0 | 0 | 0 | 0 | 0 | 0 | 0 | 0 | 0 | 0 | 0 | 0 | 0 | 0 | 0 | 0 | 0 | 0 | 0 | 0 | 0 | 0 | 0 | 0 | 0 | 0
SA1 | Wind | 0 | 0.026879 | 0.02549 | 0.026764 | 0.026049 | 0.028892 | 0.02798 | 0.031869 | 0.03104 | 0.050878 | 11693.0905 | 11306.036 | 22553.5355 | 23408.8527 | 29119.5062 | 29221.6786 | 29851.589 | 33553.2636 | 31826.3378 | 30912.3984 | 29426.5974 | 31090.5369 | 30884.1606 | 38364.0251 | 41682.8554 | 44102.0049 | 43170.4453
SA1 | Solar PV | 0 | 0.0059145 | 0.0056343 | 0.0053978 | 0.0057726 | 0.0060827 | 0.0061701 | 0.0070938 | 0.0073655 | 0.0098314 | 0.013216 | 0.020367 | 1167.6582 | 2119.1083 | 5683.3271 | 5387.0399 | 5119.8133 | 4839.2924 | 9889.204 | 9373.6555 | 14637.9605 | 13885.8583 | 13161.9511 | 16368.0003 | 17552.5381 | 23245.7376 | 23141.3533
SA1 | Grid Battery | 0 | 0.0068672 | 0.0071055 | 0.0067868 | 0.0064556 | 0.006158 | 0.0061165 | 0.0064808 | 0.0063775 | 0.013057 | 0.015524 | 0.023888 | 4273.7932 | 4039.6246 | 7877.2552 | 7466.5928 | 7096.2088 | 6707.397 | 11753.3573 | 11140.6231 | 10587.9871 | 10637.1053 | 10082.5643 | 9556.9331 | 9949.923 | 11613.4062 | 11007.9682
SA1 | Pumped Hydro | 0 | 0 | 0.0040464 | 0.0038991 | 0.0038372 | 0.0040485 | 0.0039001 | 0.0041521 | 0.0040007 | 0.0051275 | 0.0057275 | 0.0068414 | 0.009576 | 0.0091395 | 0.0088377 | 0.0083933 | 0.0080027 | 0.0077135 | 0.0078295 | 0.0074761 | 0.0073892 | 0.0082195 | 0.0078259 | 0.0074553 | 0.0078194 | 0.0076477 | 0.0074495
SA1 | VPP | 0 | 0 | 0 | 0 | 0 | 0 | 0 | 0 | 0 | 0 | 0 | 0 | 0 | 0 | 0 | 0 | 0 | 0 | 0 | 0 | 0 | 0 | 0 | 0 | 0 | 0 | 0
Total excluding storage |  | 0 | 0.041061 | 0.043604 | 0.044109 | 0.043352 | 0.046442 | 0.045397 | 0.050869 | 0.05004 | 0.080222 | 11693.1263 | 11306.0889 | 27995.0125 | 29567.6099 | 42680.1119 | 42075.3335 | 42067.6322 | 45099.9731 | 53468.9187 | 51426.6957 | 56458.3194 | 57531.2907 | 55946.4866 | 66012.0018 | 70822.8882 | 80724.6553 | 80291.7911
Region | Technology | 2023-24 | 2024-25 | 2025-26 | 2026-27 | 2027-28 | 2028-29 | 2029-30 | 2030-31 | 2031-32 | 2032-33 | 2033-34 | 2034-35 | 2035-36 | 2036-37 | 2037-38 | 2038-39 | 2039-40 | 2040-41 | 2041-42 | 2042-43 | 2043-44 | 2044-45 | 2045-46 | 2046-47 | 2047-48 | 2048-49 | 2049-50
TAS1 | Black Coal | 0 | 0 | 0 | 0 | 0 | 0 | 0 | 0 | 0 | 0 | 0 | 0 | 0 | 0 | 0 | 0 | 0 | 0 | 0 | 0 | 0 | 0 | 0 | 0 | 0 | 0 | 0
TAS1 | Brown Coal | 0 | 0 | 0 | 0 | 0 | 0 | 0 | 0 | 0 | 0 | 0 | 0 | 0 | 0 | 0 | 0 | 0 | 0 | 0 | 0 | 0 | 0 | 0 | 0 | 0 | 0 | 0
TAS1 | CCGT | 0 | 0 | 0 | 0 | 0 | 0 | 0 | 0 | 0 | 0 | 0 | 0 | 0 | 0 | 0 | 0 | 0 | 0 | 0 | 0 | 0 | 0 | 0 | 0 | 0 | 0 | 0
TAS1 | Gas - Steam | 0 | 0 | 0 | 0 | 0 | 0 | 0 | 0 | 0 | 0 | 0 | 0 | 0 | 0 | 0 | 0 | 0 | 0 | 0 | 0 | 0 | 0 | 0 | 0 | 0 | 0 | 0
TAS1 | OCGT / Diesel | 0 | 0.0013261 | 0.0012569 | 0.0011965 | 0.0011712 | 0.0011683 | 0.001181 | 0.0011847 | 0.0011825 | 0.0012179 | 0.0012162 | 0.0012768 | 0.002508 | 0.0023775 | 0.0030801 | 0.0029247 | 0.0027866 | 0.0026414 | 0.0030689 | 0.0029158 | 0.0036517 | 0.0035991 | 0.0034166 | 0.0032441 | 0.0030899 | 0.0029281 | 0.0027811
TAS1 | Hydro | 0 | 0 | 0 | 0 | 0 | 0 | 0 | 0 | 0 | 0 | 0 | 0 | 0 | 0 | 0 | 0 | 0 | 0 | 0 | 0 | 0 | 0 | 0 | 0 | 0 | 0 | 0
TAS1 | Hydrogen Turbine | 0 | 0 | 0 | 0 | 0 | 0 | 0 | 0 | 0 | 0 | 0 | 0 | 0 | 0 | 0 | 0 | 0 | 0 | 0 | 0 | 0 | 0 | 0 | 0 | 0 | 0 | 0
TAS1 | Wind | 0 | 5294.9972 | 7528.4275 | 9514.6 | 11303.2845 | 12820.745 | 14177.7564 | 15516.7839 | 17020.6476 | 18237.0634 | 19289.5315 | 20214.6979 | 25213.2786 | 26439.7029 | 27761.8875 | 26314.5856 | 25009.2378 | 23638.9364 | 22406.5807 | 21246.725 | 20492.4543 | 20188.4783 | 21380.6164 | 20329.3235 | 19320.8785 | 18262.2523 | 17310.1918
TAS1 | Solar PV | 0 | 0.0022464 | 0.0021374 | 0.0021761 | 0.0024726 | 0.0024663 | 0.0024749 | 0.0028164 | 0.0028833 | 0.0031426 | 0.003599 | 0.0037975 | 0.0067479 | 0.0064655 | 0.0062059 | 0.0058991 | 0.005638 | 0.0053554 | 0.0055946 | 0.0058097 | 0.0096823 | 0.012544 | 0.011923 | 0.01152 | 0.013949 | 0.013386 | 0.012703
TAS1 | Grid Battery | 0 | 0.0050524 | 0.0056396 | 0.0055776 | 0.0053055 | 0.0050566 | 0.0054794 | 0.0055476 | 0.0057542 | 0.0099189 | 0.010893 | 0.011067 | 0.015501 | 0.014748 | 0.023155 | 0.022046 | 0.021107 | 0.024603 | 0.025012 | 0.02378 | 0.022734 | 0.02175 | 0.020665 | 0.019656 | 0.023947 | 0.023933 | 0.022828
TAS1 | Pumped Hydro | 0 | 0 | 0.0099465 | 0.010107 | 0.0103 | 0.010378 | 0.011836 | 0.013278 | 0.014018 | 0.038812 | 568.5214 | 1297.4697 | 5932.2606 | 5607.2213 | 5500.026 | 5213.2949 | 4954.6868 | 4683.2105 | 4750.9612 | 4503.2808 | 4279.8937 | 4071.8825 | 3859.6043 | 3658.3928 | 3476.9164 | 3286.4098 | 3115.0804
TAS1 | VPP | 0 | 0 | 0 | 0 | 0 | 0 | 0 | 0 | 0 | 0 | 0 | 0 | 0 | 0 | 0 | 0 | 0 | 0 | 0 | 0 | 0 | 0 | 0 | 0 | 0 | 0 | 0
Total excluding storage |  | 0 | 5295.0059 | 7528.4464 | 9514.6191 | 11303.3038 | 12820.7641 | 14177.7773 | 15516.8067 | 17020.6714 | 18237.1165 | 19858.0686 | 21512.1837 | 31145.5639 | 32046.9478 | 33261.9459 | 31527.9113 | 29963.9541 | 28322.1795 | 27157.5755 | 25750.0383 | 24772.3841 | 24260.3987 | 25240.2567 | 23987.7507 | 22797.8358 | 21548.7023 | 20425.3105

## Option 5_Fuel Cost
Fuel cost by technology ($000s) - Option 5, Progressive Change Scenario
Fuel | Real June 2021 dollars discounted to 1 July 2021
Explicitly modelled generation
Region | Technology | 2023-24 | 2024-25 | 2025-26 | 2026-27 | 2027-28 | 2028-29 | 2029-30 | 2030-31 | 2031-32 | 2032-33 | 2033-34 | 2034-35 | 2035-36 | 2036-37 | 2037-38 | 2038-39 | 2039-40 | 2040-41 | 2041-42 | 2042-43 | 2043-44 | 2044-45 | 2045-46 | 2046-47 | 2047-48 | 2048-49 | 2049-50
NEM | Black Coal | 1446536.97 | 1313339.952 | 1111162.0395 | 935086.874 | 828854.424 | 923154.97 | 773909.836 | 709843.268 | 660136.181 | 726359.204 | 534241.628 | 509478.221 | 359489.627 | 337250.364 | 300446.205 | 280343.476 | 254431.131 | 136997.162 | 131641.542 | 79289.344 | 75917.868 | 66566.924 | 49936.3815 | 36876.461 | 33539.986 | 32954.7495 | 31203.9175
NEM | Brown Coal | 218031.302 | 199331.308 | 193982.261 | 180786.25 | 173071.021 | 113993.038 | 111491.492 | 102135.31 | 93515.407 | 92996.534 | 90828.258 | 87231.55 | 27148.686 | 26160.623 | 27219.579 | 25310.717 | 24209.614 | 19675.15 | 19476.979 | 18658.707 | 17552.74 | 10364.8416 | 11100.1255 | 14905.929 | 0 | 0 | 0
NEM | CCGT | 118167.7695 | 115374.0534 | 122518.8081 | 81042.749 | 71378.837 | 75650.269 | 61264.8942 | 91909.1242 | 75338.4964 | 134638.7537 | 294266.366 | 324973.6915 | 332133.737 | 286201.842 | 241193.765 | 204942.8305 | 173973.311 | 149515.973 | 129912.9575 | 148627.1575 | 102902.2905 | 90695.977 | 47748.2585 | 31086.296 | 29837.102 | 28166.89 | 27332.288
NEM | Gas - Steam | 5463.9114 | 6492.8606 | 7940.3151 | 2041.4112 | 1163.9371 | 8291.037 | 1268.7214 | 3754.1855 | 1791.2441 | 4766.314 | 5026.8265 | 13063.252 | 53952.068 | 56965.824 | 72638.888 | 30296.822 | 0 | 0 | 0 | 0 | 0 | 0 | 0 | 0 | 0 | 0 | 0
NEM | OCGT / Diesel | 7851.8384 | 9851.936 | 12499.1852 | 6803.9065 | 8394.4517 | 15165.1289 | 2053.3296 | 16528.7447 | 8775.3692 | 27647.5293 | 111896.3197 | 221361.0496 | 215832.7994 | 299090.481 | 422784.0623 | 259786.0771 | 413424.1853 | 451337.0502 | 262977.539 | 366856.2747 | 550501.6465 | 411896.8435 | 459857.2238 | 571118.1471 | 695262.473 | 854941.3752 | 933941.416
NEM | Hydro | 0 | 0 | 0 | 0 | 0 | 0 | 0 | 0 | 0 | 0 | 0 | 0 | 0 | 0 | 0 | 0 | 0 | 0 | 0 | 0 | 0 | 0 | 0 | 0 | 0 | 0 | 0
NEM | Hydrogen Turbine | 0 | 0 | 0 | 0 | 0 | 0 | 0 | 0 | 0 | 0 | 0 | 0 | 0 | 0 | 0 | 0 | 0 | 0 | 0 | 0 | 0 | 0 | 0 | 0 | 0 | 0 | 0
NEM | Wind | 0 | 0 | 0 | 0 | 0 | 0 | 0 | 0 | 0 | 0 | 0 | 0 | 0 | 0 | 0 | 0 | 0 | 0 | 0 | 0 | 0 | 0 | 0 | 0 | 0 | 0 | 0
NEM | Solar PV | 0 | 0 | 0 | 0 | 0 | 0 | 0 | 0 | 0 | 0 | 0 | 0 | 0 | 0 | 0 | 0 | 0 | 0 | 0 | 0 | 0 | 0 | 0 | 0 | 0 | 0 | 0
NEM | Grid Battery | 0 | 0 | 0 | 0 | 0 | 0 | 0 | 0 | 0 | 0 | 0 | 0 | 0 | 0 | 0 | 0 | 0 | 0 | 0 | 0 | 0 | 0 | 0 | 0 | 0 | 0 | 0
NEM | Pumped Hydro | 0 | 0 | 0 | 0 | 0 | 0 | 0 | 0 | 0 | 0 | 0 | 0 | 0 | 0 | 0 | 0 | 0 | 0 | 0 | 0 | 0 | 0 | 0 | 0 | 0 | 0 | 0
NEM | VPP | 0 | 0 | 0 | 0 | 0 | 0 | 0 | 0 | 0 | 0 | 0 | 0 | 0 | 0 | 0 | 0 | 0 | 0 | 0 | 0 | 0 | 0 | 0 | 0 | 0 | 0 | 0
Total excluding storage |  | 1796051.7913 | 1644390.11 | 1448102.6089 | 1205761.1907 | 1082862.6708 | 1136254.4429 | 949988.2733 | 924170.6324 | 839556.6976 | 986408.335 | 1036259.3982 | 1156107.7641 | 988556.9174 | 1005669.134 | 1064282.4993 | 800679.9226 | 866038.2413 | 757525.3352 | 544009.0175 | 613431.4832 | 746874.545 | 579524.5861 | 568641.9893 | 653986.8331 | 758639.561 | 916063.0147 | 992477.6215
Region | Technology | 2023-24 | 2024-25 | 2025-26 | 2026-27 | 2027-28 | 2028-29 | 2029-30 | 2030-31 | 2031-32 | 2032-33 | 2033-34 | 2034-35 | 2035-36 | 2036-37 | 2037-38 | 2038-39 | 2039-40 | 2040-41 | 2041-42 | 2042-43 | 2043-44 | 2044-45 | 2045-46 | 2046-47 | 2047-48
NSW1 | Black Coal | 728255.896 | 638949.55 | 486329.9255 | 392540.66 | 314421.962 | 410336.988 | 322850.476 | 312855.456 | 294910.832 | 337437.44 | 140057.688 | 131821.164 | 124124.264 | 110474.432 | 109373.516 | 102728.728 | 90403.868 | 0 | 0 | 0 | 0 | 0 | 0 | 0 | 0 | 0 | 0
NSW1 | Brown Coal | 0 | 0 | 0 | 0 | 0 | 0 | 0 | 0 | 0 | 0 | 0 | 0 | 0 | 0 | 0 | 0 | 0 | 0 | 0 | 0 | 0 | 0 | 0 | 0 | 0 | 0 | 0
NSW1 | CCGT | 264.7031 | 270.0739 | 2219.178 | 1858.6564 | 1988.5985 | 1514.981 | 461.6031 | 8744.425 | 5065.7205 | 15608.477 | 69452.48 | 69881.448 | 60414.132 | 59807.308 | 68621.272 | 56038.752 | 49097.868 | 43857.844 | 37829.956 | 44282.648 | 0 | 0 | 0 | 0 | 0 | 0 | 0
NSW1 | Gas - Steam | 0 | 0 | 0 | 0 | 0 | 0 | 0 | 0 | 0 | 0 | 0 | 0 | 0 | 0 | 0 | 0 | 0 | 0 | 0 | 0 | 0 | 0 | 0 | 0 | 0 | 0 | 0
NSW1 | OCGT / Diesel | 252.7034 | 570.3178 | 4062.2694 | 1643.916 | 4278.4426 | 2105.7738 | 295.6128 | 7118.5653 | 3980.8835 | 9090.6195 | 68597.1952 | 123714.0711 | 42939.626 | 73504.2302 | 116619.893 | 67473.1941 | 140912.0506 | 219470.5515 | 114542.1 | 158015.4722 | 261223.1396 | 149762.6994 | 175253.8271 | 204944.9895 | 252771.4684 | 260153.5328 | 309188.2931
NSW1 | Hydro | 0 | 0 | 0 | 0 | 0 | 0 | 0 | 0 | 0 | 0 | 0 | 0 | 0 | 0 | 0 | 0 | 0 | 0 | 0 | 0 | 0 | 0 | 0 | 0 | 0 | 0 | 0
NSW1 | Hydrogen Turbine | 0 | 0 | 0 | 0 | 0 | 0 | 0 | 0 | 0 | 0 | 0 | 0 | 0 | 0 | 0 | 0 | 0 | 0 | 0 | 0 | 0 | 0 | 0 | 0 | 0 | 0 | 0
NSW1 | Wind | 0 | 0 | 0 | 0 | 0 | 0 | 0 | 0 | 0 | 0 | 0 | 0 | 0 | 0 | 0 | 0 | 0 | 0 | 0 | 0 | 0 | 0 | 0 | 0 | 0 | 0 | 0
NSW1 | Solar PV | 0 | 0 | 0 | 0 | 0 | 0 | 0 | 0 | 0 | 0 | 0 | 0 | 0 | 0 | 0 | 0 | 0 | 0 | 0 | 0 | 0 | 0 | 0 | 0 | 0 | 0 | 0
NSW1 | Grid Battery | 0 | 0 | 0 | 0 | 0 | 0 | 0 | 0 | 0 | 0 | 0 | 0 | 0 | 0 | 0 | 0 | 0 | 0 | 0 | 0 | 0 | 0 | 0 | 0 | 0 | 0 | 0
NSW1 | Pumped Hydro | 0 | 0 | 0 | 0 | 0 | 0 | 0 | 0 | 0 | 0 | 0 | 0 | 0 | 0 | 0 | 0 | 0 | 0 | 0 | 0 | 0 | 0 | 0 | 0 | 0 | 0 | 0
NSW1 | VPP | 0 | 0 | 0 | 0 | 0 | 0 | 0 | 0 | 0 | 0 | 0 | 0 | 0 | 0 | 0 | 0 | 0 | 0 | 0 | 0 | 0 | 0 | 0 | 0 | 0 | 0 | 0
Total excluding storage |  | 728773.3024 | 639789.9417 | 492611.3729 | 396043.2324 | 320689.0031 | 413957.7428 | 323607.6919 | 328718.4463 | 303957.436 | 362136.5365 | 278107.3632 | 325416.6831 | 227478.022 | 243785.9702 | 294614.681 | 226240.6741 | 280413.7866 | 263328.3955 | 152372.056 | 202298.1202 | 261223.1396 | 149762.6994 | 175253.8271 | 204944.9895 | 252771.4684 | 260153.5328 | 309188.2931
Region | Technology | 2023-24 | 2024-25 | 2025-26 | 2026-27 | 2027-28 | 2028-29 | 2029-30 | 2030-31 | 2031-32 | 2032-33 | 2033-34 | 2034-35 | 2035-36 | 2036-37 | 2037-38 | 2038-39 | 2039-40 | 2040-41 | 2041-42 | 2042-43 | 2043-44 | 2044-45 | 2045-46 | 2046-47 | 2047-48
QLD1 | Black Coal | 718281.074 | 674390.402 | 624832.114 | 542546.214 | 514432.462 | 512817.982 | 451059.36 | 396987.812 | 365225.349 | 388921.764 | 394183.94 | 377657.057 | 235365.363 | 226775.932 | 191072.689 | 177614.748 | 164027.263 | 136997.162 | 131641.542 | 79289.344 | 75917.868 | 66566.924 | 49936.3815 | 36876.461 | 33539.986 | 32954.7495 | 31203.9175
QLD1 | Brown Coal | 0 | 0 | 0 | 0 | 0 | 0 | 0 | 0 | 0 | 0 | 0 | 0 | 0 | 0 | 0 | 0 | 0 | 0 | 0 | 0 | 0 | 0 | 0 | 0 | 0 | 0 | 0
QLD1 | CCGT | 67611.8794 | 72903.2435 | 77695.8141 | 73891.0071 | 66204.2807 | 60082.708 | 55887.7426 | 74687.8872 | 65872.6064 | 95311.0407 | 169747.986 | 182776.3555 | 208432.033 | 164542.634 | 172572.493 | 148904.0785 | 124875.443 | 105658.129 | 92083.0015 | 104344.5095 | 102902.2905 | 90695.977 | 47748.2585 | 31086.296 | 29837.102 | 28166.89 | 27332.288
QLD1 | Gas - Steam | 0 | 0 | 0 | 0 | 0 | 0 | 0 | 0 | 0 | 0 | 0 | 0 | 0 | 0 | 0 | 0 | 0 | 0 | 0 | 0 | 0 | 0 | 0 | 0 | 0 | 0 | 0
QLD1 | OCGT / Diesel | 10.7358 | 0.0381 | 118.413 | 177.5598 | 107.1519 | 164.918 | 0.038387 | 2413.1649 | 485.6358 | 5175.6806 | 15803.7787 | 34151.9985 | 92883.3051 | 149458.7353 | 174267.6723 | 124144.5721 | 155033.7259 | 141322.8324 | 75117.3555 | 139929.0883 | 145944.124 | 140481.3855 | 157126.9661 | 194518.4812 | 227741.5748 | 331790.5522 | 321780.8352
QLD1 | Hydro | 0 | 0 | 0 | 0 | 0 | 0 | 0 | 0 | 0 | 0 | 0 | 0 | 0 | 0 | 0 | 0 | 0 | 0 | 0 | 0 | 0 | 0 | 0 | 0 | 0 | 0 | 0
QLD1 | Hydrogen Turbine | 0 | 0 | 0 | 0 | 0 | 0 | 0 | 0 | 0 | 0 | 0 | 0 | 0 | 0 | 0 | 0 | 0 | 0 | 0 | 0 | 0 | 0 | 0 | 0 | 0 | 0 | 0
QLD1 | Wind | 0 | 0 | 0 | 0 | 0 | 0 | 0 | 0 | 0 | 0 | 0 | 0 | 0 | 0 | 0 | 0 | 0 | 0 | 0 | 0 | 0 | 0 | 0 | 0 | 0 | 0 | 0
QLD1 | Solar PV | 0 | 0 | 0 | 0 | 0 | 0 | 0 | 0 | 0 | 0 | 0 | 0 | 0 | 0 | 0 | 0 | 0 | 0 | 0 | 0 | 0 | 0 | 0 | 0 | 0 | 0 | 0
QLD1 | Grid Battery | 0 | 0 | 0 | 0 | 0 | 0 | 0 | 0 | 0 | 0 | 0 | 0 | 0 | 0 | 0 | 0 | 0 | 0 | 0 | 0 | 0 | 0 | 0 | 0 | 0 | 0 | 0
QLD1 | Pumped Hydro | 0 | 0 | 0 | 0 | 0 | 0 | 0 | 0 | 0 | 0 | 0 | 0 | 0 | 0 | 0 | 0 | 0 | 0 | 0 | 0 | 0 | 0 | 0 | 0 | 0 | 0 | 0
QLD1 | VPP | 0 | 0 | 0 | 0 | 0 | 0 | 0 | 0 | 0 | 0 | 0 | 0 | 0 | 0 | 0 | 0 | 0 | 0 | 0 | 0 | 0 | 0 | 0 | 0 | 0 | 0 | 0
Total excluding storage |  | 785903.6892 | 747293.6836 | 702646.3411 | 616614.7809 | 580743.8945 | 573065.608 | 506947.141 | 474088.8641 | 431583.5912 | 489408.4853 | 579735.7047 | 594585.411 | 536680.7011 | 540777.3013 | 537912.8543 | 450663.3986 | 443936.4319 | 383978.1234 | 298841.899 | 323562.9418 | 324764.2825 | 297744.2865 | 254811.6061 | 262481.2382 | 291118.6628 | 392912.1917 | 380317.0407
Region | Technology | 2023-24 | 2024-25 | 2025-26 | 2026-27 | 2027-28 | 2028-29 | 2029-30 | 2030-31 | 2031-32 | 2032-33 | 2033-34 | 2034-35 | 2035-36 | 2036-37 | 2037-38 | 2038-39 | 2039-40 | 2040-41 | 2041-42 | 2042-43 | 2043-44 | 2044-45 | 2045-46 | 2046-47 | 2047-48
VIC1 | Black Coal | 0 | 0 | 0 | 0 | 0 | 0 | 0 | 0 | 0 | 0 | 0 | 0 | 0 | 0 | 0 | 0 | 0 | 0 | 0 | 0 | 0 | 0 | 0 | 0 | 0 | 0 | 0
VIC1 | Brown Coal | 218031.302 | 199331.308 | 193982.261 | 180786.25 | 173071.021 | 113993.038 | 111491.492 | 102135.31 | 93515.407 | 92996.534 | 90828.258 | 87231.55 | 27148.686 | 26160.623 | 27219.579 | 25310.717 | 24209.614 | 19675.15 | 19476.979 | 18658.707 | 17552.74 | 10364.8416 | 11100.1255 | 14905.929 | 0 | 0 | 0
VIC1 | CCGT | 0 | 0 | 0 | 0 | 0 | 0 | 0 | 0 | 0 | 0 | 0 | 0 | 0 | 0 | 0 | 0 | 0 | 0 | 0 | 0 | 0 | 0 | 0 | 0 | 0 | 0 | 0
VIC1 | Gas - Steam | 907.4744 | 1154.4016 | 1169.0526 | 2041.4112 | 1163.9371 | 8291.037 | 1268.7214 | 3754.1855 | 1791.2441 | 4766.314 | 5026.8265 | 13063.252 | 53952.068 | 56965.824 | 72638.888 | 30296.822 | 0 | 0 | 0 | 0 | 0 | 0 | 0 | 0 | 0 | 0 | 0
VIC1 | OCGT / Diesel | 1317.4628 | 1672.4556 | 758.3592 | 2030.5056 | 1513.1536 | 5632.5287 | 560.3063 | 2783.9282 | 2149.2547 | 4161.746 | 2812.1861 | 11639.9001 | 38474.1607 | 35116.6588 | 68648.9936 | 23082.556 | 62189.6199 | 48548.6712 | 39046.4212 | 32953.9429 | 68309.8744 | 83363.2516 | 86003.2995 | 133610.2794 | 178655.6225 | 215394.4364 | 243045.4998
VIC1 | Hydro | 0 | 0 | 0 | 0 | 0 | 0 | 0 | 0 | 0 | 0 | 0 | 0 | 0 | 0 | 0 | 0 | 0 | 0 | 0 | 0 | 0 | 0 | 0 | 0 | 0 | 0 | 0
VIC1 | Hydrogen Turbine | 0 | 0 | 0 | 0 | 0 | 0 | 0 | 0 | 0 | 0 | 0 | 0 | 0 | 0 | 0 | 0 | 0 | 0 | 0 | 0 | 0 | 0 | 0 | 0 | 0 | 0 | 0
VIC1 | Wind | 0 | 0 | 0 | 0 | 0 | 0 | 0 | 0 | 0 | 0 | 0 | 0 | 0 | 0 | 0 | 0 | 0 | 0 | 0 | 0 | 0 | 0 | 0 | 0 | 0 | 0 | 0
VIC1 | Solar PV | 0 | 0 | 0 | 0 | 0 | 0 | 0 | 0 | 0 | 0 | 0 | 0 | 0 | 0 | 0 | 0 | 0 | 0 | 0 | 0 | 0 | 0 | 0 | 0 | 0 | 0 | 0
VIC1 | Grid Battery | 0 | 0 | 0 | 0 | 0 | 0 | 0 | 0 | 0 | 0 | 0 | 0 | 0 | 0 | 0 | 0 | 0 | 0 | 0 | 0 | 0 | 0 | 0 | 0 | 0 | 0 | 0
VIC1 | Pumped Hydro | 0 | 0 | 0 | 0 | 0 | 0 | 0 | 0 | 0 | 0 | 0 | 0 | 0 | 0 | 0 | 0 | 0 | 0 | 0 | 0 | 0 | 0 | 0 | 0 | 0 | 0 | 0
VIC1 | VPP | 0 | 0 | 0 | 0 | 0 | 0 | 0 | 0 | 0 | 0 | 0 | 0 | 0 | 0 | 0 | 0 | 0 | 0 | 0 | 0 | 0 | 0 | 0 | 0 | 0 | 0 | 0
Total excluding storage |  | 220256.2392 | 202158.1652 | 195909.6728 | 184858.1668 | 175748.1117 | 127916.6037 | 113320.5197 | 108673.4237 | 97455.9058 | 101924.594 | 98667.2706 | 111934.7021 | 119574.9147 | 118243.1058 | 168507.4606 | 78690.095 | 86399.2339 | 68223.8212 | 58523.4002 | 51612.6499 | 85862.6144 | 93728.0932 | 97103.425 | 148516.2084 | 178655.6225 | 215394.4364 | 243045.4998
Region | Technology | 2023-24 | 2024-25 | 2025-26 | 2026-27 | 2027-28 | 2028-29 | 2029-30 | 2030-31 | 2031-32 | 2032-33 | 2033-34 | 2034-35 | 2035-36 | 2036-37 | 2037-38 | 2038-39 | 2039-40 | 2040-41 | 2041-42 | 2042-43 | 2043-44 | 2044-45 | 2045-46 | 2046-47 | 2047-48
SA1 | Black Coal | 0 | 0 | 0 | 0 | 0 | 0 | 0 | 0 | 0 | 0 | 0 | 0 | 0 | 0 | 0 | 0 | 0 | 0 | 0 | 0 | 0 | 0 | 0 | 0 | 0 | 0 | 0
SA1 | Brown Coal | 0 | 0 | 0 | 0 | 0 | 0 | 0 | 0 | 0 | 0 | 0 | 0 | 0 | 0 | 0 | 0 | 0 | 0 | 0 | 0 | 0 | 0 | 0 | 0 | 0 | 0 | 0
SA1 | CCGT | 50291.187 | 42200.736 | 42603.816 | 5293.0855 | 3185.9578 | 14052.58 | 4915.5485 | 8476.812 | 4400.1695 | 23719.236 | 55065.9 | 72315.888 | 63287.572 | 61851.9 | 0 | 0 | 0 | 0 | 0 | 0 | 0 | 0 | 0 | 0 | 0 | 0 | 0
SA1 | Gas - Steam | 4556.437 | 5338.459 | 6771.2625 | 0 | 0 | 0 | 0 | 0 | 0 | 0 | 0 | 0 | 0 | 0 | 0 | 0 | 0 | 0 | 0 | 0 | 0 | 0 | 0 | 0 | 0 | 0 | 0
SA1 | OCGT / Diesel | 6270.9262 | 7609.1042 | 7560.1234 | 2951.905 | 2495.6837 | 7261.888 | 1197.3511 | 4163.8498 | 2153.7918 | 8981.516 | 24683.1312 | 51451.8632 | 40562.6033 | 40705.3458 | 61889.9423 | 45024.7882 | 54941.1727 | 41884.7846 | 33984.0208 | 35863.1172 | 74856.8404 | 38050.3072 | 41368.602 | 38000.6911 | 35897.007 | 46902.4792 | 59694.7082
SA1 | Hydro | 0 | 0 | 0 | 0 | 0 | 0 | 0 | 0 | 0 | 0 | 0 | 0 | 0 | 0 | 0 | 0 | 0 | 0 | 0 | 0 | 0 | 0 | 0 | 0 | 0 | 0 | 0
SA1 | Hydrogen Turbine | 0 | 0 | 0 | 0 | 0 | 0 | 0 | 0 | 0 | 0 | 0 | 0 | 0 | 0 | 0 | 0 | 0 | 0 | 0 | 0 | 0 | 0 | 0 | 0 | 0 | 0 | 0
SA1 | Wind | 0 | 0 | 0 | 0 | 0 | 0 | 0 | 0 | 0 | 0 | 0 | 0 | 0 | 0 | 0 | 0 | 0 | 0 | 0 | 0 | 0 | 0 | 0 | 0 | 0 | 0 | 0
SA1 | Solar PV | 0 | 0 | 0 | 0 | 0 | 0 | 0 | 0 | 0 | 0 | 0 | 0 | 0 | 0 | 0 | 0 | 0 | 0 | 0 | 0 | 0 | 0 | 0 | 0 | 0 | 0 | 0
SA1 | Grid Battery | 0 | 0 | 0 | 0 | 0 | 0 | 0 | 0 | 0 | 0 | 0 | 0 | 0 | 0 | 0 | 0 | 0 | 0 | 0 | 0 | 0 | 0 | 0 | 0 | 0 | 0 | 0
SA1 | Pumped Hydro | 0 | 0 | 0 | 0 | 0 | 0 | 0 | 0 | 0 | 0 | 0 | 0 | 0 | 0 | 0 | 0 | 0 | 0 | 0 | 0 | 0 | 0 | 0 | 0 | 0 | 0 | 0
SA1 | VPP | 0 | 0 | 0 | 0 | 0 | 0 | 0 | 0 | 0 | 0 | 0 | 0 | 0 | 0 | 0 | 0 | 0 | 0 | 0 | 0 | 0 | 0 | 0 | 0 | 0 | 0 | 0
Total excluding storage |  | 61118.5502 | 55148.2992 | 56935.2019 | 8244.9905 | 5681.6415 | 21314.468 | 6112.8996 | 12640.6618 | 6553.9613 | 32700.752 | 79749.0312 | 123767.7512 | 103850.1753 | 102557.2458 | 61889.9423 | 45024.7882 | 54941.1727 | 41884.7846 | 33984.0208 | 35863.1172 | 74856.8404 | 38050.3072 | 41368.602 | 38000.6911 | 35897.007 | 46902.4792 | 59694.7082
Region | Technology | 2023-24 | 2024-25 | 2025-26 | 2026-27 | 2027-28 | 2028-29 | 2029-30 | 2030-31 | 2031-32 | 2032-33 | 2033-34 | 2034-35 | 2035-36 | 2036-37 | 2037-38 | 2038-39 | 2039-40 | 2040-41 | 2041-42 | 2042-43 | 2043-44 | 2044-45 | 2045-46 | 2046-47 | 2047-48
TAS1 | Black Coal | 0 | 0 | 0 | 0 | 0 | 0 | 0 | 0 | 0 | 0 | 0 | 0 | 0 | 0 | 0 | 0 | 0 | 0 | 0 | 0 | 0 | 0 | 0 | 0 | 0 | 0 | 0
TAS1 | Brown Coal | 0 | 0 | 0 | 0 | 0 | 0 | 0 | 0 | 0 | 0 | 0 | 0 | 0 | 0 | 0 | 0 | 0 | 0 | 0 | 0 | 0 | 0 | 0 | 0 | 0 | 0 | 0
TAS1 | CCGT | 0 | 0 | 0 | 0 | 0 | 0 | 0 | 0 | 0 | 0 | 0 | 0 | 0 | 0 | 0 | 0 | 0 | 0 | 0 | 0 | 0 | 0 | 0 | 0 | 0 | 0 | 0
TAS1 | Gas - Steam | 0 | 0 | 0 | 0 | 0 | 0 | 0 | 0 | 0 | 0 | 0 | 0 | 0 | 0 | 0 | 0 | 0 | 0 | 0 | 0 | 0 | 0 | 0 | 0 | 0 | 0 | 0
TAS1 | OCGT / Diesel | 0.010263 | 0.020294 | 0.020199 | 0.020089 | 0.020034 | 0.020293 | 0.021059 | 49.2365 | 5.8034 | 237.9671 | 0.028573 | 403.2167 | 973.1044 | 305.5109 | 1357.5611 | 60.9668 | 347.6162 | 110.2105 | 287.6415 | 94.6541 | 167.6681 | 239.1998 | 104.5291 | 43.706 | 196.8002 | 700.3745 | 232.0797
TAS1 | Hydro | 0 | 0 | 0 | 0 | 0 | 0 | 0 | 0 | 0 | 0 | 0 | 0 | 0 | 0 | 0 | 0 | 0 | 0 | 0 | 0 | 0 | 0 | 0 | 0 | 0 | 0 | 0
TAS1 | Hydrogen Turbine | 0 | 0 | 0 | 0 | 0 | 0 | 0 | 0 | 0 | 0 | 0 | 0 | 0 | 0 | 0 | 0 | 0 | 0 | 0 | 0 | 0 | 0 | 0 | 0 | 0 | 0 | 0
TAS1 | Wind | 0 | 0 | 0 | 0 | 0 | 0 | 0 | 0 | 0 | 0 | 0 | 0 | 0 | 0 | 0 | 0 | 0 | 0 | 0 | 0 | 0 | 0 | 0 | 0 | 0 | 0 | 0
TAS1 | Solar PV | 0 | 0 | 0 | 0 | 0 | 0 | 0 | 0 | 0 | 0 | 0 | 0 | 0 | 0 | 0 | 0 | 0 | 0 | 0 | 0 | 0 | 0 | 0 | 0 | 0 | 0 | 0
TAS1 | Grid Battery | 0 | 0 | 0 | 0 | 0 | 0 | 0 | 0 | 0 | 0 | 0 | 0 | 0 | 0 | 0 | 0 | 0 | 0 | 0 | 0 | 0 | 0 | 0 | 0 | 0 | 0 | 0
TAS1 | Pumped Hydro | 0 | 0 | 0 | 0 | 0 | 0 | 0 | 0 | 0 | 0 | 0 | 0 | 0 | 0 | 0 | 0 | 0 | 0 | 0 | 0 | 0 | 0 | 0 | 0 | 0 | 0 | 0
TAS1 | VPP | 0 | 0 | 0 | 0 | 0 | 0 | 0 | 0 | 0 | 0 | 0 | 0 | 0 | 0 | 0 | 0 | 0 | 0 | 0 | 0 | 0 | 0 | 0 | 0 | 0 | 0 | 0
Total excluding storage |  | 0.010263 | 0.020294 | 0.020199 | 0.020089 | 0.020034 | 0.020293 | 0.021059 | 49.2365 | 5.8034 | 237.9671 | 0.028573 | 403.2167 | 973.1044 | 305.5109 | 1357.5611 | 60.9668 | 347.6162 | 110.2105 | 287.6415 | 94.6541 | 167.6681 | 239.1998 | 104.5291 | 43.706 | 196.8002 | 700.3745 | 232.0797

## Option 5_Build Cost
New generation build cost (CAPEX) by technology ($000s) - Option 5, Progressive Change Scenario
CAPEX | Real June 2021 dollars discounted to 1 July 2021. The total capital costs are annualised for modelling purposes.
Explicitly modelled generation
Region | Technology | 2023-24 | 2024-25 | 2025-26 | 2026-27 | 2027-28 | 2028-29 | 2029-30 | 2030-31 | 2031-32 | 2032-33 | 2033-34 | 2034-35 | 2035-36 | 2036-37 | 2037-38 | 2038-39 | 2039-40 | 2040-41 | 2041-42 | 2042-43 | 2043-44 | 2044-45 | 2045-46 | 2046-47 | 2047-48 | 2048-49 | 2049-50
NEM | Black Coal | 0 | 0 | 0 | 0 | 0 | 0 | 0 | 0 | 0 | 0 | 0 | 0 | 0 | 0 | 0 | 0 | 0 | 0 | 0 | 0 | 0 | 0 | 0 | 0 | 0 | 0 | 0
NEM | Brown Coal | 0 | 0 | 0 | 0 | 0 | 0 | 0 | 0 | 0 | 0 | 0 | 0 | 0 | 0 | 0 | 0 | 0 | 0 | 0 | 0 | 0 | 0 | 0 | 0 | 0 | 0 | 0
NEM | CCGT | 0 | 0 | 0 | 0 | 0 | 0 | 0 | 0 | 0 | 0 | 0 | 0 | 0 | 0 | 0 | 0 | 0 | 0 | 0 | 0 | 0 | 0 | 0 | 0 | 0 | 0 | 0
NEM | Gas - Steam | 0 | 0 | 0 | 0 | 0 | 0 | 0 | 0 | 0 | 0 | 0 | 0 | 0 | 0 | 0 | 0 | 0 | 0 | 0 | 0 | 0 | 0 | 0 | 0 | 0 | 0 | 0
NEM | OCGT / Diesel | 0 | 16779.2176 | 40449.2703 | 38340.5407 | 40435.1733 | 38219.6603 | 36227.1674 | 57731.4555 | 54867.6584 | 57171.6522 | 73430.0035 | 110745.4438 | 139344.7709 | 131709.8163 | 124843.4382 | 118335.0127 | 112464.9441 | 106302.7845 | 102348.0455 | 97012.3657 | 108834.3597 | 154837.8934 | 146765.7762 | 172265.6834 | 163720.3582 | 230627.6732 | 242950.4804
NEM | Hydro | 0 | 0 | 0 | 0 | 0 | 0 | 0 | 0 | 0 | 0 | 0 | 0 | 0 | 0 | 0 | 0 | 0 | 0 | 0 | 0 | 0 | 0 | 0 | 0 | 0 | 0 | 0
NEM | Hydrogen Turbine | 0 | 0 | 0 | 0 | 0 | 0 | 0 | 0 | 0 | 0 | 0 | 0 | 0 | 0 | 0 | 0 | 0 | 0 | 0 | 0 | 0 | 0 | 0 | 0 | 0 | 0 | 0
NEM | Wind | 0 | 138296.6472 | 348269.4061 | 578811.1233 | 794859.2118 | 994267.0596 | 1152642.8352 | 1106554.3501 | 1066500.5292 | 1022023.5617 | 1155343.1418 | 1217718.3442 | 1628780.1251 | 1711942.8929 | 1869395.0126 | 1932933.158 | 1850591.7484 | 1896949.7375 | 1922183.69 | 1930931.582 | 1897534.727 | 1848899.5929 | 1869551.0302 | 2075780.6837 | 2128332.5833 | 2222201.5212 | 2168698.6461
NEM | Solar PV | 0 | 0.16355 | 0.22448 | 0.29597 | 2595.6692 | 20388.3045 | 54319.3683 | 51487.5636 | 48933.5022 | 46252.3663 | 143026.4736 | 150200.5088 | 211077.5247 | 213364.1731 | 309170.623 | 311963.2719 | 299811.832 | 373140.764 | 447067.5095 | 516341.8548 | 587258.6766 | 564927.6719 | 561211.4475 | 681968.1603 | 720424.8987 | 814931.6314 | 891011.514
NEM | Grid Battery | 0 | 0.42271 | 0.58393 | 0.56456 | 1.5493 | 17187.8392 | 19161.9881 | 18163.0606 | 17262.0801 | 44225.2971 | 108611.7139 | 110815.5201 | 229924.7543 | 217326.7632 | 283949.7209 | 269146.6586 | 255795.5066 | 243184.518 | 347863.8271 | 329728.7495 | 322621.546 | 314581.8254 | 298181.766 | 306417.3726 | 301978.9309 | 325080.3944 | 336460.8282
NEM | Pumped Hydro | 0 | 0 | 80749.3654 | 76539.7021 | 184632.7901 | 204277.5762 | 198930.9843 | 188560.2627 | 179206.6484 | 169387.8767 | 223453.9408 | 217150.0699 | 239490.5947 | 226368.4711 | 215871.8961 | 204617.9133 | 194467.7396 | 183812.5049 | 177028.9572 | 183055.8549 | 173975.2878 | 184534.1565 | 174913.8953 | 255031.7775 | 242380.8353 | 250252.4945 | 237206.3277
NEM | VPP | 0 | 0 | 0 | 0 | 0 | 0 | 0 | 0 | 0 | 0 | 0 | 0 | 0 | 0 | 0 | 0 | 0 | 0 | 0 | 0 | 0 | 0 | 0 | 0 | 0 | 0 | 0
Total excluding storage |  | 0 | 155076.4511 | 469468.8502 | 693692.2266 | 1022524.3937 | 1274340.4398 | 1461282.3434 | 1422496.6925 | 1366770.4183 | 1339060.754 | 1703865.2735 | 1806629.8867 | 2448617.7697 | 2500712.1167 | 2803230.6908 | 2836996.0144 | 2713131.7707 | 2803390.3088 | 2996492.0293 | 3057070.407 | 3090224.5971 | 3067781.1402 | 3050623.9152 | 3491463.6775 | 3556837.6063 | 3843093.7147 | 3876327.7964
Region | Technology | 2023-24 | 2024-25 | 2025-26 | 2026-27 | 2027-28 | 2028-29 | 2029-30 | 2030-31 | 2031-32 | 2032-33 | 2033-34 | 2034-35 | 2035-36 | 2036-37 | 2037-38 | 2038-39 | 2039-40 | 2040-41 | 2041-42 | 2042-43 | 2043-44 | 2044-45 | 2045-46 | 2046-47 | 2047-48 | 2048-49 | 2049-50
NSW1 | Black Coal | 0 | 0 | 0 | 0 | 0 | 0 | 0 | 0 | 0 | 0 | 0 | 0 | 0 | 0 | 0 | 0 | 0 | 0 | 0 | 0 | 0 | 0 | 0 | 0 | 0 | 0 | 0
NSW1 | Brown Coal | 0 | 0 | 0 | 0 | 0 | 0 | 0 | 0 | 0 | 0 | 0 | 0 | 0 | 0 | 0 | 0 | 0 | 0 | 0 | 0 | 0 | 0 | 0 | 0 | 0 | 0 | 0
NSW1 | CCGT | 0 | 0 | 0 | 0 | 0 | 0 | 0 | 0 | 0 | 0 | 0 | 0 | 0 | 0 | 0 | 0 | 0 | 0 | 0 | 0 | 0 | 0 | 0 | 0 | 0 | 0 | 0
NSW1 | Gas - Steam | 0 | 0 | 0 | 0 | 0 | 0 | 0 | 0 | 0 | 0 | 0 | 0 | 0 | 0 | 0 | 0 | 0 | 0 | 0 | 0 | 0 | 0 | 0 | 0 | 0 | 0 | 0
NSW1 | OCGT / Diesel | 0 | 16779.1693 | 40449.2245 | 38340.4972 | 40435.131 | 38219.6163 | 36227.1245 | 57731.4087 | 54867.6126 | 57171.6057 | 73429.9147 | 69601.815 | 66149.1813 | 62524.7467 | 59265.1628 | 56175.5098 | 53388.8949 | 50463.6199 | 47832.8151 | 45339.1613 | 43090.0894 | 40729.1047 | 38605.7865 | 38339.1727 | 36437.3387 | 53499.4885 | 53614.7466
NSW1 | Hydro | 0 | 0 | 0 | 0 | 0 | 0 | 0 | 0 | 0 | 0 | 0 | 0 | 0 | 0 | 0 | 0 | 0 | 0 | 0 | 0 | 0 | 0 | 0 | 0 | 0 | 0 | 0
NSW1 | Hydrogen Turbine | 0 | 0 | 0 | 0 | 0 | 0 | 0 | 0 | 0 | 0 | 0 | 0 | 0 | 0 | 0 | 0 | 0 | 0 | 0 | 0 | 0 | 0 | 0 | 0 | 0 | 0 | 0
NSW1 | Wind | 0 | 101380.5346 | 228833.5073 | 379286.2573 | 504269.6066 | 622768.2322 | 709727.6727 | 672727.6528 | 639356.6533 | 604325.1337 | 675132.3113 | 674112.2107 | 681109.4953 | 677879.4307 | 667376.0264 | 772660.7987 | 734333.2126 | 724289.7525 | 743560.8821 | 704966.8271 | 713502.7334 | 695122.133 | 697850.5814 | 734005.1444 | 789053.0657 | 776069.501 | 774055.5535
NSW1 | Solar PV | 0 | 0.047664 | 0.066668 | 0.10164 | 2595.4628 | 20388.0968 | 54319.1366 | 51487.3346 | 48933.2798 | 46252.1392 | 143026.2332 | 150200.2341 | 194744.5444 | 184074.1611 | 202425.9582 | 191872.9476 | 182354.9935 | 220364.9415 | 267517.3039 | 277350.2565 | 288085.9738 | 273226.6777 | 274145.0485 | 289518.5965 | 281120.2067 | 293429.851 | 325187.8913
NSW1 | Grid Battery | 0 | 0.21974 | 0.37243 | 0.35881 | 1.3536 | 17187.6469 | 19161.7974 | 18162.8551 | 17261.8792 | 44224.9744 | 95597.1338 | 90613.4053 | 86118.4907 | 81399.9045 | 77156.3402 | 73133.9736 | 69506.1286 | 65697.7834 | 97883.9267 | 92780.9744 | 88178.5287 | 90401.9597 | 85689.0066 | 94366.2376 | 89684.8084 | 78884.9849 | 74015.6426
NSW1 | Pumped Hydro | 0 | 0 | 80749.089 | 76539.4229 | 184632.5098 | 204277.2817 | 198930.6851 | 188559.896 | 179206.2865 | 169387.2479 | 160557.813 | 152187.5009 | 144638.1624 | 136713.1731 | 129585.9464 | 122830.2815 | 116737.223 | 110340.9775 | 104588.6087 | 99136.1227 | 94218.4251 | 108910.7343 | 103232.924 | 97851.1146 | 92997.1603 | 87901.6763 | 83319.1273
NSW1 | VPP | 0 | 0 | 0 | 0 | 0 | 0 | 0 | 0 | 0 | 0 | 0 | 0 | 0 | 0 | 0 | 0 | 0 | 0 | 0 | 0 | 0 | 0 | 0 | 0 | 0 | 0 | 0
Total excluding storage |  | 0 | 118159.9713 | 350032.2599 | 494166.6379 | 731934.0639 | 902840.8739 | 1018366.4163 | 988669.1472 | 939625.7115 | 921361.1009 | 1147743.4061 | 1136715.166 | 1172759.8741 | 1142591.4161 | 1135809.434 | 1216673.5112 | 1156320.4525 | 1171157.0747 | 1261383.5366 | 1219573.3419 | 1227075.7505 | 1208390.6093 | 1199523.3469 | 1254080.2658 | 1289292.5798 | 1289785.5018 | 1310192.9613
Region | Technology | 2023-24 | 2024-25 | 2025-26 | 2026-27 | 2027-28 | 2028-29 | 2029-30 | 2030-31 | 2031-32 | 2032-33 | 2033-34 | 2034-35 | 2035-36 | 2036-37 | 2037-38 | 2038-39 | 2039-40 | 2040-41 | 2041-42 | 2042-43 | 2043-44 | 2044-45 | 2045-46 | 2046-47 | 2047-48 | 2048-49 | 2049-50
QLD1 | Black Coal | 0 | 0 | 0 | 0 | 0 | 0 | 0 | 0 | 0 | 0 | 0 | 0 | 0 | 0 | 0 | 0 | 0 | 0 | 0 | 0 | 0 | 0 | 0 | 0 | 0 | 0 | 0
QLD1 | Brown Coal | 0 | 0 | 0 | 0 | 0 | 0 | 0 | 0 | 0 | 0 | 0 | 0 | 0 | 0 | 0 | 0 | 0 | 0 | 0 | 0 | 0 | 0 | 0 | 0 | 0 | 0 | 0
QLD1 | CCGT | 0 | 0 | 0 | 0 | 0 | 0 | 0 | 0 | 0 | 0 | 0 | 0 | 0 | 0 | 0 | 0 | 0 | 0 | 0 | 0 | 0 | 0 | 0 | 0 | 0 | 0 | 0
QLD1 | Gas - Steam | 0 | 0 | 0 | 0 | 0 | 0 | 0 | 0 | 0 | 0 | 0 | 0 | 0 | 0 | 0 | 0 | 0 | 0 | 0 | 0 | 0 | 0 | 0 | 0 | 0 | 0 | 0
QLD1 | OCGT / Diesel | 0 | 0.011886 | 0.011266 | 0.010718 | 0.010497 | 0.012485 | 0.011936 | 0.015293 | 0.014602 | 0.014036 | 0.056012 | 41143.5903 | 52055.8907 | 49203.6533 | 46638.5363 | 44207.1434 | 42014.2255 | 39712.1892 | 37641.8855 | 35679.5125 | 33909.6121 | 32051.6425 | 30380.704 | 60202.0691 | 57215.7146 | 107111.4135 | 101527.4031
QLD1 | Hydro | 0 | 0 | 0 | 0 | 0 | 0 | 0 | 0 | 0 | 0 | 0 | 0 | 0 | 0 | 0 | 0 | 0 | 0 | 0 | 0 | 0 | 0 | 0 | 0 | 0 | 0 | 0
QLD1 | Hydrogen Turbine | 0 | 0 | 0 | 0 | 0 | 0 | 0 | 0 | 0 | 0 | 0 | 0 | 0 | 0 | 0 | 0 | 0 | 0 | 0 | 0 | 0 | 0 | 0 | 0 | 0 | 0 | 0
QLD1 | Wind | 0 | 0.20843 | 0.19782 | 69890.4142 | 151842.5903 | 225732.1879 | 290953.713 | 275785.5106 | 262105.0297 | 247743.8173 | 234828.5084 | 258501.1778 | 393897.2032 | 431494.8748 | 534237.967 | 506386.699 | 481267.1277 | 473066.422 | 514988.0058 | 549035.277 | 527754.515 | 499745.2098 | 523556.9605 | 641915.1065 | 614565.556 | 725836.2635 | 692781.3822
QLD1 | Solar PV | 0 | 0.038084 | 0.036446 | 0.077791 | 0.089547 | 0.092936 | 0.11986 | 0.11383 | 0.10862 | 0.10314 | 0.09827 | 0.0936 | 5019.053 | 14021.7027 | 75506.8449 | 71570.4692 | 68020.1796 | 103942.5486 | 98523.7723 | 161795.2148 | 185113.4336 | 174970.7305 | 174505.528 | 260927.9894 | 279101.6009 | 312437.7937 | 357787.2364
QLD1 | Grid Battery | 0 | 0.048052 | 0.052649 | 0.051864 | 0.049317 | 0.050974 | 0.049068 | 0.060719 | 0.058154 | 0.093228 | 13014.3217 | 20201.8045 | 59726.2645 | 56453.7536 | 112351.7851 | 106494.5835 | 101211.8657 | 95666.2833 | 125203.0071 | 118675.8373 | 122038.0172 | 115351.3155 | 109337.7386 | 114273.8638 | 108605.2519 | 111978.1764 | 135075.4523
QLD1 | Pumped Hydro | 0 | 0 | 0.06376 | 0.067665 | 0.067418 | 0.076035 | 0.073409 | 0.11882 | 0.11336 | 0.15459 | 58889.8244 | 55819.7559 | 53050.7903 | 50144.0409 | 47529.8991 | 45052.0374 | 42817.2083 | 40471.1755 | 38361.3122 | 51617.3259 | 49056.8228 | 46368.9109 | 43951.5752 | 130896.8734 | 124403.6677 | 138739.4146 | 131506.5544
QLD1 | VPP | 0 | 0 | 0 | 0 | 0 | 0 | 0 | 0 | 0 | 0 | 0 | 0 | 0 | 0 | 0 | 0 | 0 | 0 | 0 | 0 | 0 | 0 | 0 | 0 | 0 | 0 | 0
Total excluding storage |  | 0 | 0.30645 | 0.36194 | 69890.6223 | 151842.8071 | 225732.4204 | 290953.9673 | 275785.8193 | 262105.3244 | 247744.1823 | 306732.8088 | 375666.4221 | 563749.2018 | 601318.0255 | 816265.0323 | 773710.9325 | 735330.6068 | 752858.6186 | 814717.983 | 916803.1675 | 917872.4007 | 868487.8092 | 881732.5064 | 1208215.9023 | 1183891.7911 | 1396103.0617 | 1418678.0284
Region | Technology | 2023-24 | 2024-25 | 2025-26 | 2026-27 | 2027-28 | 2028-29 | 2029-30 | 2030-31 | 2031-32 | 2032-33 | 2033-34 | 2034-35 | 2035-36 | 2036-37 | 2037-38 | 2038-39 | 2039-40 | 2040-41 | 2041-42 | 2042-43 | 2043-44 | 2044-45 | 2045-46 | 2046-47 | 2047-48 | 2048-49 | 2049-50
VIC1 | Black Coal | 0 | 0 | 0 | 0 | 0 | 0 | 0 | 0 | 0 | 0 | 0 | 0 | 0 | 0 | 0 | 0 | 0 | 0 | 0 | 0 | 0 | 0 | 0 | 0 | 0 | 0 | 0
VIC1 | Brown Coal | 0 | 0 | 0 | 0 | 0 | 0 | 0 | 0 | 0 | 0 | 0 | 0 | 0 | 0 | 0 | 0 | 0 | 0 | 0 | 0 | 0 | 0 | 0 | 0 | 0 | 0 | 0
VIC1 | CCGT | 0 | 0 | 0 | 0 | 0 | 0 | 0 | 0 | 0 | 0 | 0 | 0 | 0 | 0 | 0 | 0 | 0 | 0 | 0 | 0 | 0 | 0 | 0 | 0 | 0 | 0 | 0
VIC1 | Gas - Steam | 0 | 0 | 0 | 0 | 0 | 0 | 0 | 0 | 0 | 0 | 0 | 0 | 0 | 0 | 0 | 0 | 0 | 0 | 0 | 0 | 0 | 0 | 0 | 0 | 0 | 0 | 0
VIC1 | OCGT / Diesel | 0 | 0.013167 | 0.012481 | 0.01183 | 0.01128 | 0.010833 | 0.010449 | 0.010631 | 0.010452 | 0.01088 | 0.011005 | 0.012095 | 21139.5553 | 19981.2805 | 18939.6025 | 17952.2299 | 17061.7004 | 16126.8587 | 16873.2296 | 15993.5826 | 18790.5085 | 68207.1109 | 64651.29 | 61280.8437 | 58240.978 | 57295.6045 | 66457.0338
VIC1 | Hydro | 0 | 0 | 0 | 0 | 0 | 0 | 0 | 0 | 0 | 0 | 0 | 0 | 0 | 0 | 0 | 0 | 0 | 0 | 0 | 0 | 0 | 0 | 0 | 0 | 0 | 0 | 0
VIC1 | Hydrogen Turbine | 0 | 0 | 0 | 0 | 0 | 0 | 0 | 0 | 0 | 0 | 0 | 0 | 0 | 0 | 0 | 0 | 0 | 0 | 0 | 0 | 0 | 0 | 0 | 0 | 0 | 0 | 0
VIC1 | Wind | 0 | 0.13137 | 67032.7182 | 63538.135 | 60386.297 | 57077.6277 | 54102.0181 | 51281.5349 | 48737.6897 | 46067.2677 | 43665.6978 | 80153.9735 | 247252.6059 | 283704.9393 | 305293.8132 | 300670.9488 | 286560.2736 | 339880.0576 | 322545.3176 | 349262.3762 | 342706.7012 | 333465.1824 | 321936.4533 | 341054.9004 | 355168.6082 | 343573.0445 | 346570.8287
VIC1 | Solar PV | 0 | 0.027545 | 0.073511 | 0.069923 | 0.06665 | 0.063303 | 0.060185 | 0.057338 | 0.054652 | 0.051974 | 0.052082 | 0.057159 | 5745.435 | 5430.6332 | 5147.5216 | 23789.7143 | 25933.2683 | 26617.6645 | 37900.0212 | 36318.2552 | 52445.6727 | 58297.0352 | 57173.9241 | 65236.1178 | 90240.3584 | 118980.0602 | 118763.6444
VIC1 | Grid Battery | 0 | 0.056232 | 0.053815 | 0.052123 | 0.049569 | 0.049049 | 0.047679 | 0.049088 | 0.047606 | 0.074995 | 0.086758 | 0.095709 | 62475.1895 | 59052.0602 | 55973.5176 | 53055.4673 | 50423.6243 | 49065.282 | 70475.865 | 66801.7681 | 63488.0328 | 60009.3896 | 56880.9382 | 53915.5815 | 58578.2061 | 82968.0643 | 78792.3228
VIC1 | Pumped Hydro | 0 | 0 | 0.05994 | 0.060147 | 0.060959 | 0.062334 | 0.060875 | 0.067439 | 0.064935 | 0.084459 | 0.11323 | 0.11263 | 0.12654 | 0.12044 | 0.1148 | 0.1094 | 0.10486 | 0.10293 | 0.17808 | 0.16945 | 0.16178 | 0.19786 | 0.18827 | 0.17908 | 0.19489 | 0.27658 | 0.42667
VIC1 | VPP | 0 | 0 | 0 | 0 | 0 | 0 | 0 | 0 | 0 | 0 | 0 | 0 | 0 | 0 | 0 | 0 | 0 | 0 | 0 | 0 | 0 | 0 | 0 | 0 | 0 | 0 | 0
Total excluding storage |  | 0 | 0.22832 | 67032.918 | 63538.3291 | 60386.4854 | 57077.8132 | 54102.1973 | 51281.7194 | 48737.8673 | 46067.4901 | 43665.9608 | 80154.2511 | 336612.9123 | 368169.0336 | 385354.5697 | 395468.4697 | 379978.9716 | 431689.9658 | 447794.6115 | 468376.1516 | 477431.077 | 519978.916 | 500642.7938 | 521487.6226 | 562228.3456 | 602817.0501 | 610584.2563
Region | Technology | 2023-24 | 2024-25 | 2025-26 | 2026-27 | 2027-28 | 2028-29 | 2029-30 | 2030-31 | 2031-32 | 2032-33 | 2033-34 | 2034-35 | 2035-36 | 2036-37 | 2037-38 | 2038-39 | 2039-40 | 2040-41 | 2041-42 | 2042-43 | 2043-44 | 2044-45 | 2045-46 | 2046-47 | 2047-48 | 2048-49 | 2049-50
SA1 | Black Coal | 0 | 0 | 0 | 0 | 0 | 0 | 0 | 0 | 0 | 0 | 0 | 0 | 0 | 0 | 0 | 0 | 0 | 0 | 0 | 0 | 0 | 0 | 0 | 0 | 0 | 0 | 0
SA1 | Brown Coal | 0 | 0 | 0 | 0 | 0 | 0 | 0 | 0 | 0 | 0 | 0 | 0 | 0 | 0 | 0 | 0 | 0 | 0 | 0 | 0 | 0 | 0 | 0 | 0 | 0 | 0 | 0
SA1 | CCGT | 0 | 0 | 0 | 0 | 0 | 0 | 0 | 0 | 0 | 0 | 0 | 0 | 0 | 0 | 0 | 0 | 0 | 0 | 0 | 0 | 0 | 0 | 0 | 0 | 0 | 0 | 0
SA1 | Gas - Steam | 0 | 0 | 0 | 0 | 0 | 0 | 0 | 0 | 0 | 0 | 0 | 0 | 0 | 0 | 0 | 0 | 0 | 0 | 0 | 0 | 0 | 0 | 0 | 0 | 0 | 0 | 0
SA1 | OCGT / Diesel | 0 | 0.011899 | 0.011279 | 0.01072 | 0.010511 | 0.010705 | 0.010446 | 0.010799 | 0.010654 | 0.01125 | 0.011386 | 0.015552 | 0.12282 | 0.1162 | 0.11154 | 0.10575 | 0.10058 | 0.095131 | 0.090285 | 0.085622 | 13044.1204 | 13850.0062 | 13127.968 | 12443.5716 | 11826.3019 | 12721.1431 | 21351.2774
SA1 | Hydro | 0 | 0 | 0 | 0 | 0 | 0 | 0 | 0 | 0 | 0 | 0 | 0 | 0 | 0 | 0 | 0 | 0 | 0 | 0 | 0 | 0 | 0 | 0 | 0 | 0 | 0 | 0
SA1 | Hydrogen Turbine | 0 | 0 | 0 | 0 | 0 | 0 | 0 | 0 | 0 | 0 | 0 | 0 | 0 | 0 | 0 | 0 | 0 | 0 | 0 | 0 | 0 | 0 | 0 | 0 | 0 | 0 | 0
SA1 | Wind | 0 | 0.17128 | 0.16243 | 0.16129 | 0.15612 | 0.17344 | 0.16729 | 0.19076 | 0.18505 | 0.30521 | 71511.3737 | 69137.9071 | 139164.7354 | 144130.2879 | 179379.2496 | 179652.6664 | 183478.7216 | 203799.1358 | 193303.3178 | 187535.9047 | 178507.0245 | 187779.4976 | 186358.3813 | 225866.7729 | 243201.0829 | 257301.0749 | 251767.0156
SA1 | Solar PV | 0 | 0.035556 | 0.033865 | 0.032425 | 0.034317 | 0.03574 | 0.035955 | 0.040326 | 0.041381 | 0.052911 | 0.068683 | 0.10182 | 5568.4554 | 9837.6409 | 26090.2645 | 24730.1086 | 23503.3599 | 22215.5803 | 43126.3818 | 40878.0974 | 61613.5489 | 58433.1688 | 55386.8902 | 66285.4018 | 69962.6683 | 90083.8647 | 89272.6871
SA1 | Grid Battery | 0 | 0.056808 | 0.058564 | 0.055914 | 0.053181 | 0.050668 | 0.049917 | 0.051674 | 0.050424 | 0.087072 | 0.09963 | 0.14245 | 21604.7159 | 20420.9558 | 38467.95 | 36462.5124 | 34653.7715 | 32755.0388 | 54300.8973 | 51470.0453 | 48916.8484 | 48819.0616 | 46273.9908 | 43861.6031 | 45110.5614 | 51249.0664 | 48577.3146
SA1 | Pumped Hydro | 0 | 0 | 0.073438 | 0.070716 | 0.069774 | 0.073358 | 0.070729 | 0.074938 | 0.072321 | 0.090567 | 0.10038 | 0.11804 | 0.16241 | 0.15524 | 0.1512 | 0.14358 | 0.13692 | 0.13277 | 0.13758 | 0.13136 | 0.13131 | 0.1487 | 0.14147 | 0.13469 | 0.14152 | 0.13758 | 0.13443
SA1 | VPP | 0 | 0 | 0 | 0 | 0 | 0 | 0 | 0 | 0 | 0 | 0 | 0 | 0 | 0 | 0 | 0 | 0 | 0 | 0 | 0 | 0 | 0 | 0 | 0 | 0 | 0 | 0
Total excluding storage |  | 0 | 0.27555 | 0.33958 | 0.33106 | 0.32391 | 0.34391 | 0.33433 | 0.36849 | 0.35983 | 0.54701 | 71511.6538 | 69138.285 | 166338.1919 | 174389.1559 | 243937.7267 | 240845.5367 | 241636.0905 | 258769.9828 | 290730.8248 | 279884.2643 | 302081.6734 | 308881.8829 | 301147.3718 | 348457.4841 | 370100.756 | 411355.2867 | 410968.4291
Region | Technology | 2023-24 | 2024-25 | 2025-26 | 2026-27 | 2027-28 | 2028-29 | 2029-30 | 2030-31 | 2031-32 | 2032-33 | 2033-34 | 2034-35 | 2035-36 | 2036-37 | 2037-38 | 2038-39 | 2039-40 | 2040-41 | 2041-42 | 2042-43 | 2043-44 | 2044-45 | 2045-46 | 2046-47 | 2047-48 | 2048-49 | 2049-50
TAS1 | Black Coal | 0 | 0 | 0 | 0 | 0 | 0 | 0 | 0 | 0 | 0 | 0 | 0 | 0 | 0 | 0 | 0 | 0 | 0 | 0 | 0 | 0 | 0 | 0 | 0 | 0 | 0 | 0
TAS1 | Brown Coal | 0 | 0 | 0 | 0 | 0 | 0 | 0 | 0 | 0 | 0 | 0 | 0 | 0 | 0 | 0 | 0 | 0 | 0 | 0 | 0 | 0 | 0 | 0 | 0 | 0 | 0 | 0
TAS1 | CCGT | 0 | 0 | 0 | 0 | 0 | 0 | 0 | 0 | 0 | 0 | 0 | 0 | 0 | 0 | 0 | 0 | 0 | 0 | 0 | 0 | 0 | 0 | 0 | 0 | 0 | 0 | 0
TAS1 | Gas - Steam | 0 | 0 | 0 | 0 | 0 | 0 | 0 | 0 | 0 | 0 | 0 | 0 | 0 | 0 | 0 | 0 | 0 | 0 | 0 | 0 | 0 | 0 | 0 | 0 | 0 | 0 | 0
TAS1 | OCGT / Diesel | 0 | 0.011306 | 0.010717 | 0.010201 | 0.0099858 | 0.0099571 | 0.010059 | 0.010087 | 0.010064 | 0.010353 | 0.010332 | 0.010833 | 0.020672 | 0.019597 | 0.025158 | 0.023889 | 0.022762 | 0.021577 | 0.02494 | 0.023697 | 0.029418 | 0.029102 | 0.027626 | 0.026233 | 0.024986 | 0.023679 | 0.019527
TAS1 | Hydro | 0 | 0 | 0 | 0 | 0 | 0 | 0 | 0 | 0 | 0 | 0 | 0 | 0 | 0 | 0 | 0 | 0 | 0 | 0 | 0 | 0 | 0 | 0 | 0 | 0 | 0 | 0
TAS1 | Hydrogen Turbine | 0 | 0 | 0 | 0 | 0 | 0 | 0 | 0 | 0 | 0 | 0 | 0 | 0 | 0 | 0 | 0 | 0 | 0 | 0 | 0 | 0 | 0 | 0 | 0 | 0 | 0 | 0
TAS1 | Wind | 0 | 36915.6015 | 52402.8203 | 66096.1554 | 78360.5617 | 88688.8383 | 97859.2642 | 106759.461 | 116300.9715 | 123887.0377 | 130205.2506 | 135813.075 | 167356.0853 | 174733.3602 | 183107.9565 | 173562.0451 | 164952.4128 | 155914.3696 | 147786.1667 | 140131.1971 | 135063.7529 | 132787.5701 | 139848.6537 | 132938.7594 | 126344.2705 | 119421.6373 | 103523.8662
TAS1 | Solar PV | 0 | 0.014704 | 0.013995 | 0.014192 | 0.015903 | 0.015781 | 0.015743 | 0.017518 | 0.017777 | 0.019022 | 0.021285 | 0.022153 | 0.036846 | 0.035289 | 0.033847 | 0.032175 | 0.030744 | 0.029197 | 0.030184 | 0.030996 | 0.047597 | 0.059675 | 0.056733 | 0.054766 | 0.064369 | 0.061742 | 0.054751
TAS1 | Grid Battery | 0 | 0.041881 | 0.046473 | 0.045855 | 0.043614 | 0.041522 | 0.044003 | 0.043969 | 0.044688 | 0.067413 | 0.072012 | 0.072152 | 0.09375 | 0.089083 | 0.12796 | 0.12174 | 0.1164 | 0.13042 | 0.13093 | 0.12441 | 0.1188 | 0.099026 | 0.091741 | 0.086612 | 0.10304 | 0.10229 | 0.095912
TAS1 | Pumped Hydro | 0 | 0 | 0.079337 | 0.080614 | 0.082149 | 0.082784 | 0.094208 | 0.10552 | 0.11124 | 0.29921 | 4006.0897 | 9142.5824 | 41801.353 | 39510.9815 | 38755.7846 | 36735.3414 | 34913.0666 | 33000.1162 | 34078.7206 | 32302.1055 | 30699.7468 | 29254.1648 | 27729.0664 | 26283.4757 | 24979.671 | 23610.9894 | 22380.0849
TAS1 | VPP | 0 | 0 | 0 | 0 | 0 | 0 | 0 | 0 | 0 | 0 | 0 | 0 | 0 | 0 | 0 | 0 | 0 | 0 | 0 | 0 | 0 | 0 | 0 | 0 | 0 | 0 | 0
Total excluding storage |  | 0 | 36915.6694 | 52402.9708 | 66096.3063 | 78360.7134 | 88688.9884 | 97859.4282 | 106759.6381 | 116301.1553 | 123887.4337 | 134211.4439 | 144955.7625 | 209157.5896 | 214244.4856 | 221863.9281 | 210297.5643 | 199865.6493 | 188914.667 | 181865.0734 | 172433.4816 | 165763.6955 | 162041.9227 | 167577.8962 | 159222.4027 | 151324.1339 | 143032.8145 | 125904.1213

## Option 5_Rehab Cost
Rehabilition cost by technology ($000s) - Option 5, Progressive Change Scenario
Rehab | Real June 2021 dollars discounted to 1 July 2021
Explicitly modelled generation
Region | Technology | 2023-24 | 2024-25 | 2025-26 | 2026-27 | 2027-28 | 2028-29 | 2029-30 | 2030-31 | 2031-32 | 2032-33 | 2033-34 | 2034-35 | 2035-36 | 2036-37 | 2037-38 | 2038-39 | 2039-40 | 2040-41 | 2041-42 | 2042-43 | 2043-44 | 2044-45 | 2045-46 | 2046-47 | 2047-48 | 2048-49 | 2049-50
NEM | Black Coal | 0 | 0 | 0 | 0 | 0 | 0 | 0 | 0 | 0 | 0 | 0 | 0 | 0 | 0 | 0 | 0 | 0 | 0 | 0 | 0 | 0 | 0 | 0 | 0 | 0 | 0 | 0
NEM | Brown Coal | 0 | 0 | 0 | 0 | 0 | 0 | 0 | 0 | 0 | 0 | 0 | 0 | 0 | 0 | 0 | 0 | 0 | 0 | 0 | 0 | 0 | 0 | 0 | 0 | 0 | 0 | 0
NEM | CCGT | 0 | 0 | 0 | 0 | 0 | 0 | 0 | 0 | 0 | 0 | 0 | 0 | 0 | 0 | 0 | 0 | 0 | 0 | 0 | 0 | 0 | 0 | 0 | 0 | 0 | 0 | 0
NEM | Gas - Steam | 0 | 0 | 0 | 0 | 0 | 0 | 0 | 0 | 0 | 0 | 0 | 0 | 0 | 0 | 0 | 0 | 0 | 0 | 0 | 0 | 0 | 0 | 0 | 0 | 0 | 0 | 0
NEM | OCGT / Diesel | 0 | 0 | 0 | 0 | 0 | 0 | 0 | 0 | 0 | 0 | 0 | 0 | 0 | 0 | 0 | 0 | 0 | 0 | 0 | 0 | 0 | 0 | 0 | 0 | 0 | 0 | 0
NEM | Hydro | 0 | 0 | 0 | 0 | 0 | 0 | 0 | 0 | 0 | 0 | 0 | 0 | 0 | 0 | 0 | 0 | 0 | 0 | 0 | 0 | 0 | 0 | 0 | 0 | 0 | 0 | 0
NEM | Hydrogen Turbine | 0 | 0 | 0 | 0 | 0 | 0 | 0 | 0 | 0 | 0 | 0 | 0 | 0 | 0 | 0 | 0 | 0 | 0 | 0 | 0 | 0 | 0 | 0 | 0 | 0 | 0 | 0
NEM | Wind | 0 | 0 | 0 | 0 | 0 | 0 | 0 | 0 | 0 | 0 | 0 | 0 | 0 | 0 | 0 | 0 | 0 | 0 | 0 | 0 | 0 | 0 | 0 | 0 | 0 | 0 | 0
NEM | Solar PV | 0 | 0 | 0 | 0 | 0 | 0 | 0 | 0 | 0 | 0 | 0 | 0 | 0 | 0 | 0 | 0 | 0 | 0 | 0 | 0 | 0 | 0 | 0 | 0 | 0 | 0 | 0
NEM | Grid Battery | 0 | 0 | 0 | 0 | 0 | 0 | 0 | 0 | 0 | 0 | 0 | 0 | 0 | 0 | 0 | 0 | 0 | 0 | 0 | 0 | 0 | 0 | 0 | 0 | 0 | 0 | 0
NEM | Pumped Hydro | 0 | 0 | 0 | 0 | 0 | 0 | 0 | 0 | 0 | 0 | 0 | 0 | 0 | 0 | 0 | 0 | 0 | 0 | 0 | 0 | 0 | 0 | 0 | 0 | 0 | 0 | 0
NEM | VPP | 0 | 0 | 0 | 0 | 0 | 0 | 0 | 0 | 0 | 0 | 0 | 0 | 0 | 0 | 0 | 0 | 0 | 0 | 0 | 0 | 0 | 0 | 0 | 0 | 0 | 0 | 0
Total excluding storage |  | 0 | 0 | 0 | 0 | 0 | 0 | 0 | 0 | 0 | 0 | 0 | 0 | 0 | 0 | 0 | 0 | 0 | 0 | 0 | 0 | 0 | 0 | 0 | 0 | 0 | 0 | 0
Region | Technology | 2023-24 | 2024-25 | 2025-26 | 2026-27 | 2027-28 | 2028-29 | 2029-30 | 2030-31 | 2031-32 | 2032-33 | 2033-34 | 2034-35 | 2035-36 | 2036-37 | 2037-38 | 2038-39 | 2039-40 | 2040-41 | 2041-42 | 2042-43 | 2043-44 | 2044-45 | 2045-46 | 2046-47 | 2047-48 | 2048-49 | 2049-50
NSW1 | Black Coal | 0 | 0 | 0 | 0 | 0 | 0 | 0 | 0 | 0 | 0 | 0 | 0 | 0 | 0 | 0 | 0 | 0 | 0 | 0 | 0 | 0 | 0 | 0 | 0 | 0 | 0 | 0
NSW1 | Brown Coal | 0 | 0 | 0 | 0 | 0 | 0 | 0 | 0 | 0 | 0 | 0 | 0 | 0 | 0 | 0 | 0 | 0 | 0 | 0 | 0 | 0 | 0 | 0 | 0 | 0 | 0 | 0
NSW1 | CCGT | 0 | 0 | 0 | 0 | 0 | 0 | 0 | 0 | 0 | 0 | 0 | 0 | 0 | 0 | 0 | 0 | 0 | 0 | 0 | 0 | 0 | 0 | 0 | 0 | 0 | 0 | 0
NSW1 | Gas - Steam | 0 | 0 | 0 | 0 | 0 | 0 | 0 | 0 | 0 | 0 | 0 | 0 | 0 | 0 | 0 | 0 | 0 | 0 | 0 | 0 | 0 | 0 | 0 | 0 | 0 | 0 | 0
NSW1 | OCGT / Diesel | 0 | 0 | 0 | 0 | 0 | 0 | 0 | 0 | 0 | 0 | 0 | 0 | 0 | 0 | 0 | 0 | 0 | 0 | 0 | 0 | 0 | 0 | 0 | 0 | 0 | 0 | 0
NSW1 | Hydro | 0 | 0 | 0 | 0 | 0 | 0 | 0 | 0 | 0 | 0 | 0 | 0 | 0 | 0 | 0 | 0 | 0 | 0 | 0 | 0 | 0 | 0 | 0 | 0 | 0 | 0 | 0
NSW1 | Hydrogen Turbine | 0 | 0 | 0 | 0 | 0 | 0 | 0 | 0 | 0 | 0 | 0 | 0 | 0 | 0 | 0 | 0 | 0 | 0 | 0 | 0 | 0 | 0 | 0 | 0 | 0 | 0 | 0
NSW1 | Wind | 0 | 0 | 0 | 0 | 0 | 0 | 0 | 0 | 0 | 0 | 0 | 0 | 0 | 0 | 0 | 0 | 0 | 0 | 0 | 0 | 0 | 0 | 0 | 0 | 0 | 0 | 0
NSW1 | Solar PV | 0 | 0 | 0 | 0 | 0 | 0 | 0 | 0 | 0 | 0 | 0 | 0 | 0 | 0 | 0 | 0 | 0 | 0 | 0 | 0 | 0 | 0 | 0 | 0 | 0 | 0 | 0
NSW1 | Grid Battery | 0 | 0 | 0 | 0 | 0 | 0 | 0 | 0 | 0 | 0 | 0 | 0 | 0 | 0 | 0 | 0 | 0 | 0 | 0 | 0 | 0 | 0 | 0 | 0 | 0 | 0 | 0
NSW1 | Pumped Hydro | 0 | 0 | 0 | 0 | 0 | 0 | 0 | 0 | 0 | 0 | 0 | 0 | 0 | 0 | 0 | 0 | 0 | 0 | 0 | 0 | 0 | 0 | 0 | 0 | 0 | 0 | 0
NSW1 | VPP | 0 | 0 | 0 | 0 | 0 | 0 | 0 | 0 | 0 | 0 | 0 | 0 | 0 | 0 | 0 | 0 | 0 | 0 | 0 | 0 | 0 | 0 | 0 | 0 | 0 | 0 | 0
Total excluding storage |  | 0 | 0 | 0 | 0 | 0 | 0 | 0 | 0 | 0 | 0 | 0 | 0 | 0 | 0 | 0 | 0 | 0 | 0 | 0 | 0 | 0 | 0 | 0 | 0 | 0 | 0 | 0
Region | Technology | 2023-24 | 2024-25 | 2025-26 | 2026-27 | 2027-28 | 2028-29 | 2029-30 | 2030-31 | 2031-32 | 2032-33 | 2033-34 | 2034-35 | 2035-36 | 2036-37 | 2037-38 | 2038-39 | 2039-40 | 2040-41 | 2041-42 | 2042-43 | 2043-44 | 2044-45 | 2045-46 | 2046-47 | 2047-48 | 2048-49 | 2049-50
QLD1 | Black Coal | 0 | 0 | 0 | 0 | 0 | 0 | 0 | 0 | 0 | 0 | 0 | 0 | 0 | 0 | 0 | 0 | 0 | 0 | 0 | 0 | 0 | 0 | 0 | 0 | 0 | 0 | 0
QLD1 | Brown Coal | 0 | 0 | 0 | 0 | 0 | 0 | 0 | 0 | 0 | 0 | 0 | 0 | 0 | 0 | 0 | 0 | 0 | 0 | 0 | 0 | 0 | 0 | 0 | 0 | 0 | 0 | 0
QLD1 | CCGT | 0 | 0 | 0 | 0 | 0 | 0 | 0 | 0 | 0 | 0 | 0 | 0 | 0 | 0 | 0 | 0 | 0 | 0 | 0 | 0 | 0 | 0 | 0 | 0 | 0 | 0 | 0
QLD1 | Gas - Steam | 0 | 0 | 0 | 0 | 0 | 0 | 0 | 0 | 0 | 0 | 0 | 0 | 0 | 0 | 0 | 0 | 0 | 0 | 0 | 0 | 0 | 0 | 0 | 0 | 0 | 0 | 0
QLD1 | OCGT / Diesel | 0 | 0 | 0 | 0 | 0 | 0 | 0 | 0 | 0 | 0 | 0 | 0 | 0 | 0 | 0 | 0 | 0 | 0 | 0 | 0 | 0 | 0 | 0 | 0 | 0 | 0 | 0
QLD1 | Hydro | 0 | 0 | 0 | 0 | 0 | 0 | 0 | 0 | 0 | 0 | 0 | 0 | 0 | 0 | 0 | 0 | 0 | 0 | 0 | 0 | 0 | 0 | 0 | 0 | 0 | 0 | 0
QLD1 | Hydrogen Turbine | 0 | 0 | 0 | 0 | 0 | 0 | 0 | 0 | 0 | 0 | 0 | 0 | 0 | 0 | 0 | 0 | 0 | 0 | 0 | 0 | 0 | 0 | 0 | 0 | 0 | 0 | 0
QLD1 | Wind | 0 | 0 | 0 | 0 | 0 | 0 | 0 | 0 | 0 | 0 | 0 | 0 | 0 | 0 | 0 | 0 | 0 | 0 | 0 | 0 | 0 | 0 | 0 | 0 | 0 | 0 | 0
QLD1 | Solar PV | 0 | 0 | 0 | 0 | 0 | 0 | 0 | 0 | 0 | 0 | 0 | 0 | 0 | 0 | 0 | 0 | 0 | 0 | 0 | 0 | 0 | 0 | 0 | 0 | 0 | 0 | 0
QLD1 | Grid Battery | 0 | 0 | 0 | 0 | 0 | 0 | 0 | 0 | 0 | 0 | 0 | 0 | 0 | 0 | 0 | 0 | 0 | 0 | 0 | 0 | 0 | 0 | 0 | 0 | 0 | 0 | 0
QLD1 | Pumped Hydro | 0 | 0 | 0 | 0 | 0 | 0 | 0 | 0 | 0 | 0 | 0 | 0 | 0 | 0 | 0 | 0 | 0 | 0 | 0 | 0 | 0 | 0 | 0 | 0 | 0 | 0 | 0
QLD1 | VPP | 0 | 0 | 0 | 0 | 0 | 0 | 0 | 0 | 0 | 0 | 0 | 0 | 0 | 0 | 0 | 0 | 0 | 0 | 0 | 0 | 0 | 0 | 0 | 0 | 0 | 0 | 0
Total excluding storage |  | 0 | 0 | 0 | 0 | 0 | 0 | 0 | 0 | 0 | 0 | 0 | 0 | 0 | 0 | 0 | 0 | 0 | 0 | 0 | 0 | 0 | 0 | 0 | 0 | 0 | 0 | 0
Region | Technology | 2023-24 | 2024-25 | 2025-26 | 2026-27 | 2027-28 | 2028-29 | 2029-30 | 2030-31 | 2031-32 | 2032-33 | 2033-34 | 2034-35 | 2035-36 | 2036-37 | 2037-38 | 2038-39 | 2039-40 | 2040-41 | 2041-42 | 2042-43 | 2043-44 | 2044-45 | 2045-46 | 2046-47 | 2047-48 | 2048-49 | 2049-50
VIC1 | Black Coal | 0 | 0 | 0 | 0 | 0 | 0 | 0 | 0 | 0 | 0 | 0 | 0 | 0 | 0 | 0 | 0 | 0 | 0 | 0 | 0 | 0 | 0 | 0 | 0 | 0 | 0 | 0
VIC1 | Brown Coal | 0 | 0 | 0 | 0 | 0 | 0 | 0 | 0 | 0 | 0 | 0 | 0 | 0 | 0 | 0 | 0 | 0 | 0 | 0 | 0 | 0 | 0 | 0 | 0 | 0 | 0 | 0
VIC1 | CCGT | 0 | 0 | 0 | 0 | 0 | 0 | 0 | 0 | 0 | 0 | 0 | 0 | 0 | 0 | 0 | 0 | 0 | 0 | 0 | 0 | 0 | 0 | 0 | 0 | 0 | 0 | 0
VIC1 | Gas - Steam | 0 | 0 | 0 | 0 | 0 | 0 | 0 | 0 | 0 | 0 | 0 | 0 | 0 | 0 | 0 | 0 | 0 | 0 | 0 | 0 | 0 | 0 | 0 | 0 | 0 | 0 | 0
VIC1 | OCGT / Diesel | 0 | 0 | 0 | 0 | 0 | 0 | 0 | 0 | 0 | 0 | 0 | 0 | 0 | 0 | 0 | 0 | 0 | 0 | 0 | 0 | 0 | 0 | 0 | 0 | 0 | 0 | 0
VIC1 | Hydro | 0 | 0 | 0 | 0 | 0 | 0 | 0 | 0 | 0 | 0 | 0 | 0 | 0 | 0 | 0 | 0 | 0 | 0 | 0 | 0 | 0 | 0 | 0 | 0 | 0 | 0 | 0
VIC1 | Hydrogen Turbine | 0 | 0 | 0 | 0 | 0 | 0 | 0 | 0 | 0 | 0 | 0 | 0 | 0 | 0 | 0 | 0 | 0 | 0 | 0 | 0 | 0 | 0 | 0 | 0 | 0 | 0 | 0
VIC1 | Wind | 0 | 0 | 0 | 0 | 0 | 0 | 0 | 0 | 0 | 0 | 0 | 0 | 0 | 0 | 0 | 0 | 0 | 0 | 0 | 0 | 0 | 0 | 0 | 0 | 0 | 0 | 0
VIC1 | Solar PV | 0 | 0 | 0 | 0 | 0 | 0 | 0 | 0 | 0 | 0 | 0 | 0 | 0 | 0 | 0 | 0 | 0 | 0 | 0 | 0 | 0 | 0 | 0 | 0 | 0 | 0 | 0
VIC1 | Grid Battery | 0 | 0 | 0 | 0 | 0 | 0 | 0 | 0 | 0 | 0 | 0 | 0 | 0 | 0 | 0 | 0 | 0 | 0 | 0 | 0 | 0 | 0 | 0 | 0 | 0 | 0 | 0
VIC1 | Pumped Hydro | 0 | 0 | 0 | 0 | 0 | 0 | 0 | 0 | 0 | 0 | 0 | 0 | 0 | 0 | 0 | 0 | 0 | 0 | 0 | 0 | 0 | 0 | 0 | 0 | 0 | 0 | 0
VIC1 | VPP | 0 | 0 | 0 | 0 | 0 | 0 | 0 | 0 | 0 | 0 | 0 | 0 | 0 | 0 | 0 | 0 | 0 | 0 | 0 | 0 | 0 | 0 | 0 | 0 | 0 | 0 | 0
Total excluding storage |  | 0 | 0 | 0 | 0 | 0 | 0 | 0 | 0 | 0 | 0 | 0 | 0 | 0 | 0 | 0 | 0 | 0 | 0 | 0 | 0 | 0 | 0 | 0 | 0 | 0 | 0 | 0
Region | Technology | 2023-24 | 2024-25 | 2025-26 | 2026-27 | 2027-28 | 2028-29 | 2029-30 | 2030-31 | 2031-32 | 2032-33 | 2033-34 | 2034-35 | 2035-36 | 2036-37 | 2037-38 | 2038-39 | 2039-40 | 2040-41 | 2041-42 | 2042-43 | 2043-44 | 2044-45 | 2045-46 | 2046-47 | 2047-48 | 2048-49 | 2049-50
SA1 | Black Coal | 0 | 0 | 0 | 0 | 0 | 0 | 0 | 0 | 0 | 0 | 0 | 0 | 0 | 0 | 0 | 0 | 0 | 0 | 0 | 0 | 0 | 0 | 0 | 0 | 0 | 0 | 0
SA1 | Brown Coal | 0 | 0 | 0 | 0 | 0 | 0 | 0 | 0 | 0 | 0 | 0 | 0 | 0 | 0 | 0 | 0 | 0 | 0 | 0 | 0 | 0 | 0 | 0 | 0 | 0 | 0 | 0
SA1 | CCGT | 0 | 0 | 0 | 0 | 0 | 0 | 0 | 0 | 0 | 0 | 0 | 0 | 0 | 0 | 0 | 0 | 0 | 0 | 0 | 0 | 0 | 0 | 0 | 0 | 0 | 0 | 0
SA1 | Gas - Steam | 0 | 0 | 0 | 0 | 0 | 0 | 0 | 0 | 0 | 0 | 0 | 0 | 0 | 0 | 0 | 0 | 0 | 0 | 0 | 0 | 0 | 0 | 0 | 0 | 0 | 0 | 0
SA1 | OCGT / Diesel | 0 | 0 | 0 | 0 | 0 | 0 | 0 | 0 | 0 | 0 | 0 | 0 | 0 | 0 | 0 | 0 | 0 | 0 | 0 | 0 | 0 | 0 | 0 | 0 | 0 | 0 | 0
SA1 | Hydro | 0 | 0 | 0 | 0 | 0 | 0 | 0 | 0 | 0 | 0 | 0 | 0 | 0 | 0 | 0 | 0 | 0 | 0 | 0 | 0 | 0 | 0 | 0 | 0 | 0 | 0 | 0
SA1 | Hydrogen Turbine | 0 | 0 | 0 | 0 | 0 | 0 | 0 | 0 | 0 | 0 | 0 | 0 | 0 | 0 | 0 | 0 | 0 | 0 | 0 | 0 | 0 | 0 | 0 | 0 | 0 | 0 | 0
SA1 | Wind | 0 | 0 | 0 | 0 | 0 | 0 | 0 | 0 | 0 | 0 | 0 | 0 | 0 | 0 | 0 | 0 | 0 | 0 | 0 | 0 | 0 | 0 | 0 | 0 | 0 | 0 | 0
SA1 | Solar PV | 0 | 0 | 0 | 0 | 0 | 0 | 0 | 0 | 0 | 0 | 0 | 0 | 0 | 0 | 0 | 0 | 0 | 0 | 0 | 0 | 0 | 0 | 0 | 0 | 0 | 0 | 0
SA1 | Grid Battery | 0 | 0 | 0 | 0 | 0 | 0 | 0 | 0 | 0 | 0 | 0 | 0 | 0 | 0 | 0 | 0 | 0 | 0 | 0 | 0 | 0 | 0 | 0 | 0 | 0 | 0 | 0
SA1 | Pumped Hydro | 0 | 0 | 0 | 0 | 0 | 0 | 0 | 0 | 0 | 0 | 0 | 0 | 0 | 0 | 0 | 0 | 0 | 0 | 0 | 0 | 0 | 0 | 0 | 0 | 0 | 0 | 0
SA1 | VPP | 0 | 0 | 0 | 0 | 0 | 0 | 0 | 0 | 0 | 0 | 0 | 0 | 0 | 0 | 0 | 0 | 0 | 0 | 0 | 0 | 0 | 0 | 0 | 0 | 0 | 0 | 0
Total excluding storage |  | 0 | 0 | 0 | 0 | 0 | 0 | 0 | 0 | 0 | 0 | 0 | 0 | 0 | 0 | 0 | 0 | 0 | 0 | 0 | 0 | 0 | 0 | 0 | 0 | 0 | 0 | 0
Region | Technology | 2023-24 | 2024-25 | 2025-26 | 2026-27 | 2027-28 | 2028-29 | 2029-30 | 2030-31 | 2031-32 | 2032-33 | 2033-34 | 2034-35 | 2035-36 | 2036-37 | 2037-38 | 2038-39 | 2039-40 | 2040-41 | 2041-42 | 2042-43 | 2043-44 | 2044-45 | 2045-46 | 2046-47 | 2047-48 | 2048-49 | 2049-50
TAS1 | Black Coal | 0 | 0 | 0 | 0 | 0 | 0 | 0 | 0 | 0 | 0 | 0 | 0 | 0 | 0 | 0 | 0 | 0 | 0 | 0 | 0 | 0 | 0 | 0 | 0 | 0 | 0 | 0
TAS1 | Brown Coal | 0 | 0 | 0 | 0 | 0 | 0 | 0 | 0 | 0 | 0 | 0 | 0 | 0 | 0 | 0 | 0 | 0 | 0 | 0 | 0 | 0 | 0 | 0 | 0 | 0 | 0 | 0
TAS1 | CCGT | 0 | 0 | 0 | 0 | 0 | 0 | 0 | 0 | 0 | 0 | 0 | 0 | 0 | 0 | 0 | 0 | 0 | 0 | 0 | 0 | 0 | 0 | 0 | 0 | 0 | 0 | 0
TAS1 | Gas - Steam | 0 | 0 | 0 | 0 | 0 | 0 | 0 | 0 | 0 | 0 | 0 | 0 | 0 | 0 | 0 | 0 | 0 | 0 | 0 | 0 | 0 | 0 | 0 | 0 | 0 | 0 | 0
TAS1 | OCGT / Diesel | 0 | 0 | 0 | 0 | 0 | 0 | 0 | 0 | 0 | 0 | 0 | 0 | 0 | 0 | 0 | 0 | 0 | 0 | 0 | 0 | 0 | 0 | 0 | 0 | 0 | 0 | 0
TAS1 | Hydro | 0 | 0 | 0 | 0 | 0 | 0 | 0 | 0 | 0 | 0 | 0 | 0 | 0 | 0 | 0 | 0 | 0 | 0 | 0 | 0 | 0 | 0 | 0 | 0 | 0 | 0 | 0
TAS1 | Hydrogen Turbine | 0 | 0 | 0 | 0 | 0 | 0 | 0 | 0 | 0 | 0 | 0 | 0 | 0 | 0 | 0 | 0 | 0 | 0 | 0 | 0 | 0 | 0 | 0 | 0 | 0 | 0 | 0
TAS1 | Wind | 0 | 0 | 0 | 0 | 0 | 0 | 0 | 0 | 0 | 0 | 0 | 0 | 0 | 0 | 0 | 0 | 0 | 0 | 0 | 0 | 0 | 0 | 0 | 0 | 0 | 0 | 0
TAS1 | Solar PV | 0 | 0 | 0 | 0 | 0 | 0 | 0 | 0 | 0 | 0 | 0 | 0 | 0 | 0 | 0 | 0 | 0 | 0 | 0 | 0 | 0 | 0 | 0 | 0 | 0 | 0 | 0
TAS1 | Grid Battery | 0 | 0 | 0 | 0 | 0 | 0 | 0 | 0 | 0 | 0 | 0 | 0 | 0 | 0 | 0 | 0 | 0 | 0 | 0 | 0 | 0 | 0 | 0 | 0 | 0 | 0 | 0
TAS1 | Pumped Hydro | 0 | 0 | 0 | 0 | 0 | 0 | 0 | 0 | 0 | 0 | 0 | 0 | 0 | 0 | 0 | 0 | 0 | 0 | 0 | 0 | 0 | 0 | 0 | 0 | 0 | 0 | 0
TAS1 | VPP | 0 | 0 | 0 | 0 | 0 | 0 | 0 | 0 | 0 | 0 | 0 | 0 | 0 | 0 | 0 | 0 | 0 | 0 | 0 | 0 | 0 | 0 | 0 | 0 | 0 | 0 | 0
Total excluding storage |  | 0 | 0 | 0 | 0 | 0 | 0 | 0 | 0 | 0 | 0 | 0 | 0 | 0 | 0 | 0 | 0 | 0 | 0 | 0 | 0 | 0 | 0 | 0 | 0 | 0 | 0 | 0

## Option 5_REZ Tx Cost
REZ transmission expansion cost by region ($000s) - Option 5, Progressive Change Scenario
REZ Expansion | Real June 2021 dollars discounted to 1 July 2021. As with the total capital costs, the REZ transmission expansion costs are annualised for modelling purposes.
Explicitly modelled generation
Region | Technology | 2023-24 | 2024-25 | 2025-26 | 2026-27 | 2027-28 | 2028-29 | 2029-30 | 2030-31 | 2031-32 | 2032-33 | 2033-34 | 2034-35 | 2035-36 | 2036-37 | 2037-38 | 2038-39 | 2039-40 | 2040-41 | 2041-42 | 2042-43 | 2043-44 | 2044-45 | 2045-46 | 2046-47 | 2047-48 | 2048-49 | 2049-50 | Sum | Raw | Equal
NSW1 | Transmission | 5.9635e-06 | 0.00089933 | 0.001092 | 0.0013516 | 0.0015109 | 0.0016983 | 0.0017383 | 0.0017717 | 0.0017861 | 0.0018867 | 13377.475 | 17109.7083 | 21053.0725 | 23082.5171 | 21879.1634 | 20738.5436 | 19709.7977 | 18629.8625 | 17658.6381 | 16929.739 | 18563.6565 | 17546.5201 | 32016.7939 | 59408.1526 | 58931.1513 | 67070.6972 | 70856.6641 | 514562.1667 | 514562.1667 | TRUE
QLD1 | Transmission | 68.9742 | 65.4797 | 62.0664 | 58.8311 | 56.1763 | 78.4516 | 79.9592 | 77.2908 | 73.6167 | 69.5836 | 66.9505 | 72.8215 | 29677.3719 | 31532.9581 | 50396.2085 | 47781.516 | 45721.8104 | 54326.2359 | 61796.1522 | 74453.0363 | 75655.4299 | 72093.9872 | 72899.4292 | 115776.6996 | 116753.4264 | 149914.5149 | 164002.9589 | 1163611.937 | 1163611.937 | TRUE
VIC1 | Transmission | 0 | 0.00039666 | 0.00041791 | 0.00042216 | 0.00041388 | 0.00042042 | 0.00042445 | 0.00042681 | 0.00043612 | 0.00044348 | 0.00046023 | 0.00047292 | 0.00080861 | 0.0015249 | 0.0015645 | 0.0020623 | 0.0020177 | 11222.5111 | 10637.4513 | 12172.0464 | 11568.2459 | 10934.4006 | 10364.3609 | 9824.0392 | 13872.776 | 14603.5801 | 14374.9097 | 119574.3339 | 119574.3339 | TRUE
SA1 | Transmission | 57.1281 | 54.0142 | 51.2007 | 48.5324 | 46.1257 | 43.6003 | 41.328 | 39.1752 | 37.2326 | 35.1999 | 1756.6368 | 1665.072 | 1598.0561 | 1541.9692 | 4561.4445 | 4625.94 | 4396.4704 | 11559.5663 | 11066.804 | 10904.3671 | 11521.982 | 12541.4412 | 11901.5006 | 26236.7619 | 32909.9695 | 34967.9632 | 34777.9854 | 218987.467 | 218987.467 | TRUE
TAS1 | Transmission | 0 | 0.00054144 | 0.00065449 | 0.00068071 | 0.00072723 | 0.00092884 | 0.00092359 | 0.0009078 | 0.00089902 | 0.0009447 | 100.8928 | 201.7292 | 209.3298 | 197.8783 | 3613.013 | 3424.6569 | 3254.7752 | 3076.4402 | 2916.0571 | 2814.6159 | 3104.5568 | 2934.4526 | 6322.8267 | 5993.2017 | 5695.906 | 5383.817 | 5103.1442 | 54347.3006 | 54347.3006 | TRUE
NEM | Total | 126.1023 | 119.4957 | 113.2693 | 107.366 | 102.3046 | 122.055 | 121.2903 | 116.4691 | 110.8525 | 104.7867 | 15301.9555 | 19049.3315 | 52537.831 | 56355.3242 | 80449.8309 | 76570.6587 | 73082.8556 | 98814.6159 | 104075.1028 | 117273.8047 | 120413.871 | 116050.8017 | 133504.9113 | 217238.855 | 228163.2291 | 271940.5725 | 289115.6623

## Option 5_USE+DSP Cost
USE+DSP cost by region ($000s) - Option 5, Progressive Change Scenario
USE+DSP | Real June 2021 dollars discounted to 1 July 2021
Explicitly modelled generation
Region | Technology | 2023-24 | 2024-25 | 2025-26 | 2026-27 | 2027-28 | 2028-29 | 2029-30 | 2030-31 | 2031-32 | 2032-33 | 2033-34 | 2034-35 | 2035-36 | 2036-37 | 2037-38 | 2038-39 | 2039-40 | 2040-41 | 2041-42 | 2042-43 | 2043-44 | 2044-45 | 2045-46 | 2046-47 | 2047-48 | 2048-49 | 2049-50
NSW1 | USE+DSP | 18535.8651 | 16178.9094 | 27003.5309 | 117.0403 | 24846.8478 | 32738.8039 | 0.18749 | 33766.593 | 1536.4281 | 10723.2719 | 46520.9114 | 58842.2211 | 58.9957 | 47.2802 | 9245.4628 | 0.20224 | 0.20328 | 41.7722 | 12221.9278 | 4.7004 | 348.3899 | 521.2225 | 170.8577 | 10643.8806 | 103.3254 | 289.6978 | 885.033
QLD1 | USE+DSP | 0.022475 | 0.022897 | 0.023032 | 0.022978 | 0.023066 | 1760.47 | 0.022997 | 7292.9822 | 0.023259 | 391.8192 | 3103.1401 | 5244.2933 | 10193.53 | 0.025033 | 86008.3 | 0.025032 | 0.025184 | 14.8755 | 818.273 | 384.6873 | 977.5425 | 1143.1047 | 398.6717 | 2587.6727 | 0.026548 | 1847.8327 | 4257.7652
VIC1 | USE+DSP | 28.0089 | 2852.1603 | 0.23669 | 0.25361 | 20.3357 | 52.283 | 0.23752 | 54.8799 | 1.0121 | 59.7376 | 49.891 | 151.5993 | 12536.6202 | 2689.0556 | 8272.2613 | 0.25832 | 53.0783 | 543.9218 | 8919.2796 | 84.0073 | 675.8273 | 1171.3931 | 349.4067 | 0.41741 | 866.2014 | 1740.0644 | 1766.9145
SA1 | USE+DSP | 4.161 | 0.026845 | 0.02686 | 1.3863 | 15.9106 | 28.1231 | 0.026409 | 31.9494 | 1.5364 | 36.4843 | 5.201 | 116.6589 | 799.5418 | 804.4119 | 1296.981 | 0.028971 | 7.1811 | 832.1274 | 1300.0341 | 42.2425 | 284.2054 | 515.6321 | 137.1768 | 25.4835 | 392.1456 | 749.3136 | 828.3018
TAS1 | USE+DSP | 0.015764 | 0.015686 | 0.015674 | 0.015665 | 0.015694 | 0.015685 | 0.015858 | 11.6683 | 0.016023 | 27.5128 | 0.017109 | 29.5912 | 28.7532 | 0.017472 | 137.833 | 0.017396 | 6.0086 | 35.8528 | 171.9921 | 0.01751 | 152.275 | 268.5706 | 99.2552 | 0.017989 | 182.0252 | 272.3781 | 32.4587
NEM | Total | 18568.0732 | 19031.1351 | 27003.8332 | 118.7189 | 24883.1329 | 34579.6957 | 0.49027 | 41158.0728 | 1539.0159 | 11238.8259 | 49679.1606 | 64384.3638 | 23617.4409 | 3540.7902 | 104960.8382 | 0.53196 | 66.4965 | 1468.5497 | 23431.5066 | 515.655 | 2438.2402 | 3619.9231 | 1155.3681 | 13257.4721 | 1543.7243 | 4899.2867 | 7770.4733