## Cover
Victoria to NSW Interconnector West (VNI West) market modelling outcomes for additional options
Alternative Base Case sensitivity (Step Change scenario)
Transgrid | 5 April 2023

## Release notice
Notice
Ernst & Young (“EY”) was engaged on the instructions of NSW Electricity Networks Operations Pty Limited, as trustee for NSW Electricity Networks Operations Trust (“Transgrid”), to undertake market modelling of system costs and benefits to assess seven options for the Victoria to NSW Interconnector West (VNI West) Regulatory Investment Test for Transmission (“VNI West RIT-T”). The results of EY’s work, including the assumptions and qualifications made in preparing the workbook (“Workbook”), are set out in EY's report (“Report”) dated 22 February 2023 . The Workbook and the Report should be read in conjunction with each other and in their entirety including any disclaimers and attachments, this notice and the notice included in the Report. A reference to the Workbook includes any part of the Workbook. No further work has been undertaken by EY since the date of the Workbook to update it. EY has prepared the Workbook for the benefit of Transgrid and has considered only the interest of Transgrid. EY has not been engaged to act, and has not acted, as advisor to any other party. Accordingly, EY makes no representations as to the appropriateness, accuracy or completeness of the Workbook for any other party's purposes. Our work commenced on 22 September 2022 1 and was completed on 15 February 2023 . Therefore, our Workbook does not take account of events or circumstances arising after 15 February 2023 and we have no responsibility to update the Workbook for such events or circumstances. No reliance may be placed upon the Workbook or any of its contents by any party other than Transgrid (“Third Parties”). Any Third Parties receiving a copy of the Workbook must make and rely on their own enquiries in relation to the issues to which the Workbook relates, the contents of the Workbook and all matters arising from or relating to or in any way connected with the Workbook or its contents. EY disclaims all responsibility to any Third Parties for any loss or liability that the Third Parties may suffer or incur arising from or relating to or in any way connected with the contents of the Workbook, the provision of the Workbook to the Third Parties or the reliance upon the Workbook by the Third Parties. No claim or demand or any actions or proceedings may be brought against EY arising from or connected with the contents of the Workbook or the provision of the Workbook to the Third Parties. EY will be released and forever discharged from any such claims, demands, actions or proceedings. Our Workbook is based, in part, on the information provided to us by Transgrid and other stakeholders engaged in this process. We have relied on the accuracy of the information gathered through these sources. We do not imply, and it should not be construed that we have performed an audit, verification or due diligence procedures on any of the information provided to us. We have not independently verified, nor accept any responsibility or liability for independently verifying, any such information nor do we make any representation as to the accuracy or completeness of the information. We accept no liability for any loss or damage, which may result from your reliance on any research, analyses or information so supplied. Modelling work performed as part of our scope inherently requires assumptions about future behaviours and market interactions, which may result in forecasts that deviate from future conditions. There will usually be differences between estimated and actual outcomes, because events and circumstances frequently do not occur as expected, and those differences may be material. We take no responsibility that the projected outcomes will be achieved. We highlight that our analysis and Workbook do not constitute investment advice or a recommendation to you on a future course of action. We provide no assurance that the scenarios we have modelled will be accepted by any relevant authority or third party. EY has consented to the Workbook being published electronically on Transgrid’s website for informational purposes only. EY has not consented to distribution or disclosure beyond this. The material contained in the Workbook, including the EY logo, is copyright. The copyright in the material contained in the Workbook itself, excluding EY logo, vests in Transgrid. The Workbook, including the EY logo, cannot be altered without prior written permission from EY. Readers are advised that the outcomes provided are based on many detailed assumptions underpinning the scenario, and the key assumptions are described in the Workbook. These assumptions were selected by Transgrid after public consultation. The modelled scenario represents one possible future option for the development and operation of the National Electricity Market, and it must be acknowledged that many alternative futures exist. Alternative futures beyond those presented have not been evaluated as part of this Workbook. EY’s liability is limited by a scheme approved under Professional Standards Legislation.

## Version notes
Change log
2023-02-22 | 1 | Victoria to NSW Interconnector West (VNI West) market modelling outcomes for additional options - Alternative Base Case sensitivity (Step Change scenario)
2023-04-05 | 2 | Updated REZ generation and capacity results to show results for 2048-49 and 2049-50
Fixed error in REZ generation and capacity results presentation where offshore wind was being double counted in the onshore wind results

## Abbreviations and notes
Acronyms
AEMO | Australian Energy Market Operator
CCGT | Closed cycle gas turbine
Diesel | Diesel generator
Distributed PV | PV non-scheduled generators (PVNSG) and Rooftop PV
DSP | Demand-side participation
ESOO | Electricity Statement Of Opportunities
FOM | Fixed operations and maintenance
Gas - Steam | Gas-powered steam turbine
GWh | Gigawatt-hours
Grid Battery | Explicitly modelled existing and new entrant (8 hour or less) battery storage
MW | Megawatts
NEM | National Electricity Market
OCGT | Open cycle gas turbine
PACR | Project Assessment Conclusions Report
PV | Photovoltaic
PVNSG | PV non-scheduled generators
Rehab | Rehabilitation (after closing an existing generator)
REZ | Renewable energy zone
USE | Unserved energy
VOM | Variable operations and maintenance
VPP | Virtual power plants
Notes
1. Tumut 3 generation is included in Hydro, whereas Tumut 3 pump is included in Pumped Hydro Pump.
2. REZ expansion costs only capture intra-regional network augmentations. These costs do not include the cost of interconnectors.
3. Entry of new capacity and retirement of generator capacity where allowed occurs at the beginning of each financial year, on 1 July.
4. Other non-scheduled generation is handled on the demand side as per AEMO's 2021 ESOO.

## ---Compare options---
Compare |  | Option 3A | to | BaseCase |  | 0 | 1 | 2 | 3 | 4 | 5 | 6 | 7 | 8 | 9 | 10 | 11 | 12 | 13 | 14 | 15 | 16 | 17 | 18 | 19 | 20 | 21 | 22 | 23 | 24 | 25 | 26
NEM discounted market benefits by year
Select region | NEM
[5 empty] | Real June 2021 dollars ($m) discounted to 1 July 2021 | 2023-24 | 2024-25 | 2025-26 | 2026-27 | 2027-28 | 2028-29 | 2029-30 | 2030-31 | 2031-32 | 2032-33 | 2033-34 | 2034-35 | 2035-36 | 2036-37 | 2037-38 | 2038-39 | 2039-40 | 2040-41 | 2041-42 | 2042-43 | 2043-44 | 2044-45 | 2045-46 | 2046-47 | 2047-48 | 2048-49 | 2049-50
|  |  |  | Build | CAPEX | 0 | -5.4462 | -10.7943 | 6.4631 | 51.3777 | 126.1321 | 221.1988 | 364.8624 | 511.1223 | 601.9094 | 708.5113 | 775.7979 | 873.4082 | 951.5731 | 977.5106 | 1031.865 | 1154.4804 | 1344.1821 | 1502.9812 | 1732.4402 | 1934.5612 | 2103.8072 | 2308.5525 | 2563.254 | 2848.1488 | 3075.6163 | 3335.7729
|  |  |  | FOM | FOM | 0 | -0.79142 | -1.7709 | 0.77179 | 7.4593 | 18.67 | 32.7146 | 54.617 | 77.7418 | 91.1071 | 109.8092 | 124.1573 | 141.9196 | 155.2422 | 159.0489 | 169.0306 | 188.9143 | 220.1167 | 229.8177 | 262.5333 | 290.5722 | 311.6913 | 362.2165 | 453.0556 | 565.1099 | 668.0359 | 783.2205
|  |  |  | Fuel | Fuel | 0.21439 | -1.7405 | -4.4953 | -20.0449 | -12.4807 | -15.1915 | -21.1586 | -59.238 | -52.06 | 13.9875 | 65.1172 | 127.5917 | 190.9452 | 275.3867 | 365.0564 | 450.3906 | 498.9419 | 491.2499 | 525.5046 | 531.3694 | 552.1499 | 578.5812 | 609.8135 | 634.1023 | 621.471 | 645.6823 | 626.0002
|  |  |  | VOM | VOM | -0.055308 | 1.311 | 2.8855 | 2.4949 | 3.4517 | 0.32436 | -3.3904 | -9.6168 | -10.7261 | -7.2244 | -7.4746 | -7.0059 | -4.2166 | -4.3672 | 2.9255 | 4.3922 | 1.4307 | -0.74444 | 3.2209 | 3.1732 | 4.9469 | 9.9062 | 12.874 | 14.6509 | 16.4523 | 17.4882 | 17.7047
|  |  |  | Rehab | Rehab | 0 | 0 | 0 | 0 | 0 | 0 | 0 | 0 | 0 | 0 | 0 | 0 | 0 | 0 | 0 | 0 | 0 | 0 | 0 | 0 | 0 | 0 | 0 | 0 | 0 | 0 | 0
|  |  |  | REZ Tx | REZ | -7.6299e-09 | 0.0056968 | -0.0080828 | -0.30267 | 5.5362 | 12.5164 | 19.0536 | 35.7461 | 55.3844 | 72.6767 | 89.4743 | 104.291 | 118.1838 | 130.8024 | 161.3671 | 190.4023 | 221.4792 | 264.6578 | 302.88 | 351.2755 | 402.6044 | 450.1617 | 497.3302 | 533.3776 | 569.2063 | 601.4518 | 640.6145
|  |  |  | USE+DSP | USE+DSP | -0.00098291 | -0.47794 | -0.29932 | -3.9421 | -5.1947 | -4.2916 | -3.6418 | -4.0307 | -4.4107 | -4.6373 | 5.6144 | 6.1749 | 4.1735 | 3.9213 | -3.0329 | -3.0181 | 1.6283 | 25.1856 | 47.7529 | 82.3872 | 113.9152 | 135.4192 | 152.976 | 163.4327 | 169.1312 | 180.6781 | 191.3046
[5 empty] | Total cumulative market benefits | 0.1581 | -7.1393 | -14.4824 | -14.5599 | 50.1494 | 138.1597 | 244.7761 | 382.34 | 577.0517 | 767.8189 | 971.0519 | 1131.007 | 1324.4138 | 1512.5584 | 1662.8757 | 1843.0627 | 2066.8749 | 2344.6476 | 2612.1573 | 2963.1788 | 3298.7497 | 3589.5668 | 3943.7627 | 4361.8731 | 4789.5195 | 5188.9526 | 5594.6173
NEM capacity difference by year
Select region | NEM
[5 empty] | Capacity difference (MW) | 2023-24 | 2024-25 | 2025-26 | 2026-27 | 2027-28 | 2028-29 | 2029-30 | 2030-31 | 2031-32 | 2032-33 | 2033-34 | 2034-35 | 2035-36 | 2036-37 | 2037-38 | 2038-39 | 2039-40 | 2040-41 | 2041-42 | 2042-43 | 2043-44 | 2044-45 | 2045-46 | 2046-47 | 2047-48 | 2048-49 | 2049-50
[5 empty] | Black Coal | 0 | 0 | 0 | 0 | 0 | 0 | 0 | 0 | 0 | 0 | 0 | 0 | 0 | 0 | 0 | 0 | 0 | 0 | 0 | 0 | 0 | 0 | 0 | 0 | 0 | 0 | 0
[5 empty] | Brown Coal | 0 | 0 | 0 | 0 | 0 | 0 | 0 | 0 | 0 | 0 | 0 | 0 | 0 | 0 | 0 | 0 | 0 | 0 | 0 | 0 | 0 | 0 | 0 | 0 | 0 | 0 | 0
[5 empty] | CCGT | 0 | 0 | 0 | 0 | 0 | 0 | 0 | 0 | 0 | 0 | 0 | 0 | 0 | 0 | 0 | 0 | 0 | 0 | 0 | 0 | 0 | 0 | 0 | 0 | 0 | 0 | 0
[5 empty] | Gas - Steam | 0 | 0 | 0 | 0 | 0 | 0 | 0 | 0 | 0 | 0 | 0 | 0 | 0 | 0 | 0 | 0 | 0 | 0 | 0 | 0 | 0 | 0 | 0 | 0 | 0 | 0 | 0
[5 empty] | OCGT / Diesel | 0 | 0.00035416 | 0.0003544 | 0.00017121 | 0.00017131 | 119.8342 | 119.8341 | 119.8341 | 119.8341 | 119.8341 | 119.8341 | 119.834 | -210.9357 | -210.9357 | 107.4876 | 107.4877 | 107.4877 | 107.4877 | -352.6814 | -352.6814 | -144.2387 | 186.5123 | 186.5123 | -179.3063 | -179.3063 | -130.7284 | -130.7284
[5 empty] | Hydro | 0 | 0 | 0 | 0 | 0 | 0 | 0 | 0 | 0 | 0 | 0 | 0 | 0 | 0 | 0 | 0 | 0 | 0 | 0 | 0 | 0 | 0 | 0 | 0 | 0 | 0 | 0
[5 empty] | Hydrogen Turbine | 0 | 0 | 0 | 0 | 0 | 0 | 0 | 0 | 0 | 0 | 0 | 0 | 0 | 0 | 0 | 0 | 0 | 0 | 0 | 0 | 0 | 0 | 0 | 0 | 0 | 0 | 0
[5 empty] | Wind | 0 | 39.2098 | 38.7115 | -146.5438 | -403.2363 | -548.5096 | -847.8069 | -1250.8797 | -1030.2353 | -834.8094 | -277.1288 | -211.7682 | -505.6204 | -424.844 | 577.9136 | 574.7154 | 59.2888 | -276.5238 | -40.677 | -732.5387 | -746.9916 | -977.9413 | -964.9234 | -807.1253 | -1005.2573 | 470.7246 | -343.4909
[5 empty] | Solar PV | 0 | 0.00044504 | 16.5004 | 16.5009 | 17.0835 | -130.7615 | -11.1704 | -219.7959 | -405.0955 | -79.3188 | -581.1591 | -506.1362 | -566.7739 | -216.1257 | -278.2183 | -1210.2514 | -2064.1265 | -2761.5747 | -2062.0244 | -2148.5321 | -925.5196 | -60.6237 | -614.37 | -381.5015 | -861.8765 | -256.0154 | -417.2379
[5 empty] | Grid Battery | 0 | 0.00028982 | -0.00097547 | -0.00052264 | 1.9727 | -25.0312 | -25.031 | -6.9316 | -70.7266 | -104.3294 | -631.642 | -631.642 | -421.1321 | -421.1322 | -685.0119 | -685.0119 | -519.9818 | -982.2011 | 1098.6934 | 392.2719 | 839.9184 | 1121.2171 | 1101.0189 | 488.6014 | 486.6281 | -643.3741 | -503.1172
[5 empty] | Pumped Hydro | 0 | 0 | -0.0011548 | -0.001011 | 22.1891 | -53.0316 | -53.0315 | -2.9566 | -283.859 | -19.8681 | -193.8389 | 51.7883 | -81.0263 | -81.0264 | -166.3265 | -166.3265 | -385.9602 | -627.2153 | -1223.0976 | -1362.8736 | -1391.6997 | -1448.5271 | -1448.5272 | -1450.2112 | -1450.2112 | -1450.2114 | -1450.2112
[5 empty] | VPP | 0 | 0 | 0 | 0 | 0 | 0 | 0 | 0 | 0 | 0 | 0 | 0 | 0 | 0 | 0 | 0 | 0 | 0 | 0 | 0 | 0 | 0 | 0 | 0 | 0 | 0 | 0
[5 empty] | Grid Battery pump | 0 | 0.00028982 | -0.00097547 | -0.00052264 | 1.9727 | -25.0312 | -25.031 | -6.9316 | -70.7266 | -104.3294 | -631.642 | -631.642 | -421.1321 | -421.1322 | -685.0119 | -685.0119 | -519.9818 | -982.2011 | 1098.6934 | 392.2719 | 839.9184 | 1121.2171 | 1101.0189 | 488.6014 | 486.6281 | -643.3741 | -503.1172
[5 empty] | Pumped Hydro Pump | 0 | 0 | -0.0011548 | -0.001011 | 22.1891 | -53.0316 | -53.0315 | -2.9566 | -283.859 | -19.8681 | -193.8389 | 51.7883 | -81.0263 | -81.0264 | -166.3265 | -166.3265 | -385.9602 | -627.2153 | -1223.0976 | -1362.8736 | -1391.6997 | -1448.5271 | -1448.5272 | -1450.2112 | -1450.2112 | -1450.2114 | -1450.2112
[5 empty] | VPP pump | 0 | 0 | 0 | 0 | 0 | 0 | 0 | 0 | 0 | 0 | 0 | 0 | 0 | 0 | 0 | 0 | 0 | 0 | 0 | 0 | 0 | 0 | 0 | 0 | 0 | 0 | 0
NEM generation difference by year
Select region | NEM
[5 empty] | Sent-out generation difference (GWh)* | 2023-24 | 2024-25 | 2025-26 | 2026-27 | 2027-28 | 2028-29 | 2029-30 | 2030-31 | 2031-32 | 2032-33 | 2033-34 | 2034-35 | 2035-36 | 2036-37 | 2037-38 | 2038-39 | 2039-40 | 2040-41 | 2041-42 | 2042-43 | 2043-44 | 2044-45 | 2045-46 | 2046-47 | 2047-48 | 2048-49 | 2049-50
[5 empty] | Black Coal | -0.96315 | 81.1377 | 49.9035 | 138.4085 | 17.1432 | 99.2728 | 87.6354 | 1374.5143 | 1266.4842 | 1106.7359 | 418.1141 | 464.9256 | 417.1717 | 325.727 | 294.9498 | 222.3675 | 124.4112 | 128.6116 | 84.4189 | 0 | 0 | 0 | 0 | 0 | 0 | 0 | 0
[5 empty] | Brown Coal | -13.3816 | 31.5606 | 86.263 | 202.5112 | -378.7469 | -276.5807 | -118.8962 | -53.607 | -29.7028 | 0 | 0 | 0 | 0 | 0 | 0 | 0 | 0 | 0 | 0 | 0 | 0 | 0 | 0 | 0 | 0 | 0 | 0
[5 empty] | CCGT | -1.1177 | 0.41766 | 17.7545 | 166.5379 | -107.3028 | 60.0417 | 78.8795 | 272.2756 | 72.2179 | 29.8268 | -98.2865 | -59.0524 | -139.1641 | -196.9311 | -220.6456 | 60.4804 | 264.9235 | 210.2786 | 307.1796 | 379.3713 | 257.8113 | 303.4825 | 55.4687 | 11.5975 | 23.337 | 21.8202 | 21.7921
[5 empty] | Gas - Steam | 0.007838 | 0.34783 | 2.0173 | 6.2824 | -1.5057 | -2.0162 | 1.2682 | -44.3707 | -211.2168 | -647.9382 | -422.5026 | -284.7896 | -505.0773 | -504.0453 | -574.3181 | -627.5681 | 0 | 0 | 0 | 0 | 0 | 0 | 0 | 0 | 0 | 0 | 0
[5 empty] | OCGT / Diesel | -0.15821 | 0.096523 | 1.2014 | 20.1649 | -1.5338 | 3.2143 | 22.4596 | 180.5636 | -129.3934 | -524.1156 | -360.5001 | -666.3344 | -554.725 | -880.5243 | -1019.3245 | -1063.3013 | -1001.3872 | 192.0656 | -798.1085 | -135.6167 | -460.888 | -773.9307 | -798.7797 | -573.2671 | 460.8788 | -629.8873 | 835.2227
[5 empty] | Hydro | 18.0443 | -285.9137 | -376.6306 | -348.5922 | 145.1567 | 659.2003 | 556.6206 | 428.7275 | -145.08 | -99.7959 | 170.5951 | 184.4442 | 182.0139 | 248.8958 | -562.5165 | -584.0488 | -268.1624 | -26.6314 | -578.3801 | -544.8333 | -737.8041 | -1302.884 | -963.2319 | -165.7169 | -508.4397 | -353.4691 | -475.4255
[5 empty] | Hydrogen Turbine | 0 | 0 | 0 | 0 | 0 | 0 | 0 | 0 | 0 | 0 | 0 | 0 | 0 | 0 | 0 | 0 | 0 | 0 | 0 | 0 | 0 | 0 | 0 | 0 | 0 | 0 | 0
[5 empty] | Wind | 2.3962 | 162.6475 | 189.5626 | -314.6686 | 379.9598 | -252.6571 | -616.8344 | -1725.9849 | -632.216 | -761.9039 | 597.9251 | 488.9031 | 667.6747 | 845.6617 | 1653.0503 | 3160.1277 | 2797.9131 | 2326.6392 | 1880.8997 | 810.9708 | 352.445 | -147.9433 | -248.2375 | -1252.7362 | -2028.2828 | 305.3106 | -2662.3728
[5 empty] | Solar PV | -2.2181 | 3.8324 | 24.7573 | 52.4185 | 54.9847 | -248.4051 | -8.8456 | -182.4219 | -494.9079 | 502.4418 | -788.1416 | -421.8849 | -313.9865 | 492.2432 | -73.2847 | -1243.7659 | -1471.7016 | -2807.4112 | -1638.9386 | -1113.8046 | 331.9025 | 1240.5538 | 1733.8505 | 1460.0864 | 1164.3494 | 125.9127 | 2346.2674
[5 empty] | Grid Battery | -0.096024 | -0.70731 | 0.031968 | 1.7683 | -3.017 | -61.6181 | -61.776 | 18.1854 | -119.4214 | 220.1538 | -738.9421 | -812.6681 | -49.5466 | -49.1561 | -453.2925 | -519.4239 | -134.8456 | -525.3678 | 2999.8823 | 2048.8043 | 2545.0902 | 3427.5759 | 3715.1739 | 2233.2488 | 1819.9554 | 529.0593 | 855.3406
[5 empty] | Pumped Hydro | -0.11421 | -0.34742 | 5.3282 | 37.7369 | 20.9544 | -111.368 | -15.5185 | -151.8017 | -670.8568 | -207.01 | -229.7968 | 325.6782 | -105.9203 | 427.2879 | -392.9415 | 137.2407 | 363.5604 | -630.4353 | -3031.4548 | -2225.1819 | -2279.0089 | -2846.3379 | -2274.0764 | -2454.3755 | -2619.513 | -2076.4236 | -1501.6526
[5 empty] | VPP | 0.048983 | -0.092464 | 0.98707 | 0.83432 | 3.7448 | 9.823 | 3.85 | 14.2248 | 12.131 | 46.5544 | 25.0356 | -8.4146 | 106.712 | 182.1623 | 116.2177 | 120.3232 | 84.9775 | -11.3429 | 30.3515 | 120.8342 | 159.2527 | 275.6893 | 365.337 | 370.7824 | 312.0986 | 371.1612 | 530.7793
[5 empty] | Grid Battery pump | -0.1143 | -0.84085 | 0.06261 | 2.1087 | -3.0411 | -74.8612 | -73.3853 | 21.2167 | -142.9143 | 259.1066 | -889.5231 | -977.3229 | -59.4729 | -57.7857 | -544.0465 | -618.6774 | -172.11 | -638.5392 | 3617.0753 | 2481.0916 | 3048.9015 | 4136.5307 | 4495.9162 | 2664.438 | 2204.3511 | 625.0299 | 1038.7555
[5 empty] | Pumped Hydro Pump | -0.12205 | -0.58666 | 12.0164 | -7.3367 | 61.3181 | -119.7854 | -93.5425 | -185.5872 | -845.8512 | -427.7741 | -228.2987 | 363.9103 | -187.3142 | 747.8038 | -601.4217 | 151.441 | 583.6531 | -759.5514 | -4219.7461 | -3007.743 | -3053.7122 | -3825.0871 | -3026.1598 | -3166.6059 | -3619.8512 | -2556.3871 | -1953.8477
[5 empty] | VPP pump | 0.05761 | -0.12136 | 1.172 | 0.98334 | 4.5425 | 11.4195 | 5.4244 | 16.3037 | 14.2393 | 54.743 | 31.2419 | -14.7877 | 127.4377 | 215.1005 | 136.8342 | 142.3316 | 97.7949 | -11.8166 | 33.9181 | 144.1568 | 187.0327 | 324.573 | 433.3919 | 430.4121 | 368.1807 | 436.6972 | 625.2799
*Generation shown is sent-out, as is demand.

## BaseCase_CF
Annual capacity factor by technology - BaseCase, Step Change Scenario
Explicitly modelled generation
Region | Technology | 2023-24 | 2024-25 | 2025-26 | 2026-27 | 2027-28 | 2028-29 | 2029-30 | 2030-31 | 2031-32 | 2032-33 | 2033-34 | 2034-35 | 2035-36 | 2036-37 | 2037-38 | 2038-39 | 2039-40 | 2040-41 | 2041-42 | 2042-43 | 2043-44 | 2044-45 | 2045-46 | 2046-47 | 2047-48 | 2048-49 | 2049-50
NEM | Black Coal | 58.98% | 51.56% | 52.65% | 63.18% | 60.29% | 61.74% | 63.26% | 57.15% | 55.26% | 56.17% | 61.12% | 60.79% | 53.16% | 51.95% | 54.54% | 51.88% | 54.36% | 41.19% | 41.35% | - | - | - | - | - | - | - | -
NEM | Brown Coal | 68.76% | 60.07% | 65.65% | 62.3% | 64.75% | 64.7% | 66.98% | 64.25% | 51.09% | - | - | - | - | - | - | - | - | - | - | - | - | - | - | - | - | - | -
NEM | CCGT | 8.145% | 6.612% | 12.89% | 15.72% | 17.28% | 19.4% | 22.52% | 25.8% | 23.42% | 22.94% | 31.57% | 35.95% | 27.29% | 29.07% | 28.68% | 30.44% | 29.19% | 25.07% | 20.57% | 23.63% | 25.5% | 19.63% | 23.1% | 28.55% | 27.78% | 27.39% | 28.1%
NEM | Gas - Steam | 0.9864% | 0.9448% | 2.978% | 3.606% | 2.53% | 5.297% | 4.384% | 23.66% | 9.036% | 23.77% | 17.61% | 20.55% | 20.19% | 23.31% | 26.01% | 27.08% | - | - | - | - | - | - | - | - | - | - | -
NEM | OCGT / Diesel | 0.3097% | 0.2411% | 0.5382% | 0.5602% | 0.4358% | 0.6056% | 0.478% | 2.063% | 1.3% | 2.629% | 4.221% | 7.942% | 4.517% | 6.215% | 5.274% | 5.024% | 10.97% | 9.101% | 5.507% | 6.374% | 10.83% | 6.531% | 7.91% | 8.798% | 5.66% | 8.028% | 6.952%
NEM | Hydro | 26.7% | 24.62% | 25.25% | 24.4% | 20.19% | 24.09% | 26.16% | 25.52% | 25.05% | 23.81% | 25.73% | 26.21% | 24.01% | 22.08% | 27.27% | 24.74% | 22.86% | 21.43% | 20.9% | 23.75% | 24.72% | 23.27% | 21.67% | 26.92% | 26.07% | 25.74% | 25.04%
NEM | Hydrogen Turbine | bar: 2023-24 to 2049-50
NEM | Wind | 32.72% | 33.37% | 34% | 35.39% | 36.42% | 35.62% | 35.18% | 34.26% | 35.81% | 34.75% | 34.06% | 33.55% | 34.43% | 35.44% | 34.72% | 34.44% | 33.37% | 33.39% | 33% | 32.15% | 31.64% | 32.34% | 33.43% | 32.92% | 32.23% | 32.03% | 31.95%
NEM | Solar PV | 26.38% | 22.21% | 23.45% | 24.65% | 24.42% | 22.39% | 23.51% | 24.1% | 24.43% | 24.34% | 24.05% | 23.33% | 23.91% | 23.96% | 20.6% | 21.51% | 21.07% | 19.83% | 20.79% | 20.39% | 19.7% | 19.77% | 20.03% | 17.53% | 17.61% | 18.65% | 17.78%
NEM | Grid Battery | 4.763% | 4.726% | 7.353% | 11.14% | 15.29% | 17.45% | 17.67% | 19.24% | 18.65% | 20.13% | 19.27% | 18.81% | 18.95% | 19.14% | 17.32% | 17.67% | 19.21% | 18.13% | 20.16% | 19.64% | 18.92% | 18.48% | 19.13% | 16.21% | 16.15% | 16.55% | 15.85%
NEM | Pumped Hydro | 7.631% | 12.59% | 12.99% | 19.14% | 9.886% | 13.49% | 14.63% | 19.79% | 20.29% | 19.23% | 20.04% | 19.83% | 21.37% | 20.76% | 20.38% | 19.88% | 19.08% | 17.54% | 20.15% | 19.02% | 17.21% | 17.33% | 16.38% | 17.22% | 15.6% | 15% | 13.07%
NEM | VPP | 7.92% | 8.092% | 8.653% | 8.495% | 8.218% | 7.677% | 7.54% | 7.438% | 7.251% | 7.173% | 7.16% | 6.931% | 6.912% | 6.865% | 6.481% | 6.404% | 6.566% | 6.334% | 6.568% | 6.386% | 6.194% | 6.299% | 6.44% | 6.049% | 6.024% | 6.104% | 5.91%
Region | Technology | 2023-24 | 2024-25 | 2025-26 | 2026-27 | 2027-28 | 2028-29 | 2029-30 | 2030-31 | 2031-32 | 2032-33 | 2033-34 | 2034-35 | 2035-36 | 2036-37 | 2037-38 | 2038-39 | 2039-40 | 2040-41 | 2041-42 | 2042-43 | 2043-44 | 2044-45 | 2045-46 | 2046-47 | 2047-48 | 2048-49 | 2049-50
NSW1 | Black Coal | 57.9% | 48.17% | 44.35% | 64.07% | 58.57% | 64.25% | 66.85% | 54.17% | 53.77% | 54.88% | 60.69% | 62.36% | 54.9% | 48.71% | 54.52% | 54.74% | - | - | - | - | - | - | - | - | - | - | -
NSW1 | Brown Coal | bar: 2023-24 to 2049-50
NSW1 | CCGT | 0.3544% | 0.1601% | 7.855% | 16.17% | 20.96% | 17.25% | 28.84% | 27.96% | 25.22% | 21.4% | 36.55% | 43.2% | 27.78% | 29.31% | 31.51% | 36.06% | 35.13% | 28.54% | 23.38% | 28.23% | - | - | - | - | - | - | -
NSW1 | Gas - Steam | bar: 2023-24 to 2049-50
NSW1 | OCGT / Diesel | 0.05177% | 0.02283% | 0.1582% | 0.1447% | 0.1149% | 0.02205% | 0.007846% | 0.5131% | 0.09076% | 0.645% | 1.409% | 4.998% | 2.034% | 4.534% | 1.803% | 3.082% | 7.533% | 8.034% | 3.794% | 3.62% | 8.055% | 4.998% | 8.109% | 5.899% | 4.728% | 5.032% | 5.725%
NSW1 | Hydro | 9.225% | 12.91% | 13.5% | 13.56% | 11.42% | 16.38% | 13.68% | 13.89% | 13.52% | 12.03% | 14.47% | 15.08% | 14.1% | 12.14% | 17.05% | 14.18% | 12.28% | 12.31% | 11.78% | 13.08% | 13.58% | 12.47% | 10.7% | 16.16% | 15.86% | 15.4% | 15.07%
NSW1 | Hydrogen Turbine | bar: 2023-24 to 2049-50
NSW1 | Wind | 36.22% | 33.88% | 34.02% | 35.41% | 35.86% | 36.37% | 34.49% | 33.93% | 33.74% | 33.99% | 33.14% | 32.68% | 33.76% | 33.85% | 34.6% | 32.75% | 31.91% | 30.29% | 31.62% | 29.94% | 29.15% | 30.13% | 30.6% | 31.73% | 29.43% | 29.26% | 27.41%
NSW1 | Solar PV | 26.89% | 21.2% | 22.16% | 24.45% | 24.62% | 22.4% | 23.21% | 24.48% | 24.44% | 24.64% | 24.27% | 23.66% | 24.95% | 24.76% | 21.09% | 21.51% | 22.14% | 20.67% | 21.32% | 20.2% | 19.61% | 20.35% | 20.45% | 18.44% | 17.4% | 18.68% | 17.64%
NSW1 | Grid Battery | 4.728% | 5.72% | 12.26% | 23.77% | 24.4% | 22.37% | 22.62% | 24.16% | 23.04% | 23.93% | 22.4% | 21.34% | 22.16% | 22.13% | 20.82% | 20.69% | 21.38% | 20.41% | 23.02% | 20.68% | 18.96% | 20.34% | 20.6% | 17.69% | 17.33% | 17.88% | 17.82%
NSW1 | Pumped Hydro | 5.264% | 10.47% | 17.26% | 26.62% | 8.917% | 14.72% | 15.69% | 21.67% | 22% | 21.19% | 22.39% | 22.3% | 24.57% | 24.42% | 24.65% | 20.81% | 17.96% | 15.6% | 19.39% | 18.02% | 15.67% | 15.91% | 15.58% | 19.86% | 15.53% | 14.14% | 11.66%
NSW1 | VPP | 6.815% | 7.852% | 8.772% | 8.669% | 8.399% | 7.732% | 7.539% | 7.571% | 7.346% | 7.383% | 7.416% | 7.082% | 7.189% | 6.956% | 6.624% | 6.562% | 6.756% | 6.428% | 6.776% | 6.488% | 6.251% | 6.536% | 6.573% | 6.191% | 6.147% | 6.319% | 6.289%
Region | Technology | 2023-24 | 2024-25 | 2025-26 | 2026-27 | 2027-28 | 2028-29 | 2029-30 | 2030-31 | 2031-32 | 2032-33 | 2033-34 | 2034-35 | 2035-36 | 2036-37 | 2037-38 | 2038-39 | 2039-40 | 2040-41 | 2041-42 | 2042-43 | 2043-44 | 2044-45 | 2045-46 | 2046-47 | 2047-48 | 2048-49 | 2049-50
QLD1 | Black Coal | 60.07% | 55.04% | 61.95% | 62.46% | 61.46% | 59.96% | 61.08% | 59.76% | 56.55% | 57.65% | 61.48% | 59.51% | 51.74% | 54.62% | 54.56% | 49.53% | 54.36% | 41.19% | 41.35% | - | - | - | - | - | - | - | -
QLD1 | Brown Coal | bar: 2023-24 to 2049-50
QLD1 | CCGT | 7.301% | 6.107% | 11.95% | 17.79% | 19.28% | 21.65% | 24.29% | 27.42% | 26.36% | 25.56% | 35.54% | 39.2% | 32.08% | 34.72% | 32.58% | 33.62% | 32.42% | 28.53% | 23.41% | 26.33% | 30.46% | 23.46% | 34.43% | 61.55% | 59.87% | 59.05% | 60.56%
QLD1 | Gas - Steam | bar: 2023-24 to 2049-50
QLD1 | OCGT / Diesel | 0.01426% | 2.403e-06% | 0.01549% | 0.1084% | 0.1415% | 0.09709% | 0.03208% | 2.07% | 2.041% | 2.367% | 8.434% | 10.19% | 9.399% | 11.32% | 5.745% | 4.468% | 9.163% | 6.892% | 3.209% | 4.856% | 6.481% | 4.57% | 7.187% | 8.942% | 2.917% | 5.697% | 4.225%
QLD1 | Hydro | 54.45% | 54.49% | 55.85% | 53.53% | 54.57% | 55.51% | 55.06% | 54.35% | 53.93% | 54.36% | 53.93% | 53.39% | 52.86% | 51.62% | 36.52% | 35.42% | 27.88% | 25.06% | 25.12% | - | - | - | - | - | - | - | -
QLD1 | Hydrogen Turbine | bar: 2023-24 to 2049-50
QLD1 | Wind | 40.69% | 36.76% | 38.79% | 38.64% | 39.91% | 37.7% | 37.31% | 36.59% | 35.89% | 35.28% | 33.52% | 33.28% | 32.76% | 34.81% | 34.39% | 34.02% | 33.6% | 31.66% | 32.29% | 31.09% | 31.16% | 30.41% | 32.11% | 31.46% | 30.41% | 31.79% | 29.91%
QLD1 | Solar PV | 26.9% | 24.09% | 26.33% | 26.62% | 25.76% | 23.23% | 25.52% | 25.21% | 26.08% | 25.62% | 25.42% | 24.81% | 24.65% | 24.58% | 20.9% | 23.24% | 21.61% | 20.99% | 21.77% | 22.33% | 21.85% | 21.04% | 20.82% | 18.2% | 19.09% | 20.21% | 19.38%
QLD1 | Grid Battery | 6.122% | 6.101% | 6.224% | 6.296% | 6.302% | 21.33% | 21.34% | 22.47% | 22.1% | 23.41% | 22.1% | 22.02% | 22.05% | 22.26% | 19.65% | 20.63% | 21.33% | 21.84% | 22.35% | 22.65% | 21.52% | 21.13% | 21.47% | 18.34% | 18.91% | 18.74% | 18.49%
QLD1 | Pumped Hydro | 8.627% | 13.49% | 9.285% | 12.63% | 13.14% | 10.3% | 11.85% | 14.89% | 15.02% | 14.27% | 15.21% | 14.86% | 16.49% | 14.86% | 17.19% | 19.46% | 19.67% | 18.65% | 19.93% | 19.22% | 17.29% | 16.78% | 15.44% | 14.68% | 13.96% | 13.7% | 12.13%
QLD1 | VPP | 8.293% | 8.177% | 8.252% | 8.457% | 8.104% | 7.678% | 7.569% | 7.57% | 7.426% | 7.436% | 7.436% | 7.298% | 7.154% | 7.144% | 6.698% | 6.645% | 6.707% | 6.71% | 6.789% | 6.922% | 6.856% | 6.731% | 6.877% | 6.688% | 6.637% | 6.608% | 6.588%
Region | Technology | 2023-24 | 2024-25 | 2025-26 | 2026-27 | 2027-28 | 2028-29 | 2029-30 | 2030-31 | 2031-32 | 2032-33 | 2033-34 | 2034-35 | 2035-36 | 2036-37 | 2037-38 | 2038-39 | 2039-40 | 2040-41 | 2041-42 | 2042-43 | 2043-44 | 2044-45 | 2045-46 | 2046-47 | 2047-48 | 2048-49 | 2049-50
VIC1 | Black Coal | bar: 2023-24 to 2049-50
VIC1 | Brown Coal | 68.76% | 60.07% | 65.65% | 62.3% | 64.75% | 64.7% | 66.98% | 64.25% | 51.09% | - | - | - | - | - | - | - | - | - | - | - | - | - | - | - | - | - | -
VIC1 | CCGT | bar: 2023-24 to 2049-50
VIC1 | Gas - Steam | 0.386% | 0.4181% | 1.606% | 3.606% | 2.53% | 5.297% | 4.384% | 23.66% | 9.036% | 23.77% | 17.61% | 20.55% | 20.19% | 23.31% | 26.01% | 27.08% | - | - | - | - | - | - | - | - | - | - | -
VIC1 | OCGT / Diesel | 0.1382% | 0.09597% | 0.2349% | 0.852% | 0.5038% | 0.865% | 0.5599% | 2.467% | 0.8522% | 4.279% | 3.357% | 8.953% | 3.727% | 4.889% | 7.329% | 6.324% | 16.85% | 12.75% | 9.166% | 10.59% | 16.37% | 8.357% | 8.674% | 11.07% | 8.521% | 13.34% | 11.08%
VIC1 | Hydro | 13.86% | 16.82% | 17.37% | 16.47% | 13.78% | 20.67% | 17.23% | 14.9% | 14.89% | 13.59% | 16.57% | 17.16% | 16.33% | 13.67% | 20.6% | 17.22% | 14.91% | 14.9% | 13.57% | 16.58% | 17.2% | 16.34% | 13.69% | 20.59% | 20.62% | 20.59% | 20.53%
VIC1 | Hydrogen Turbine | bar: 2023-24 to 2049-50
VIC1 | Wind | 28.18% | 29.3% | 30.12% | 31.48% | 31.7% | 29.93% | 31.47% | 30.2% | 33.83% | 31.02% | 32.23% | 31.83% | 32.84% | 33.78% | 31.65% | 33.83% | 32.03% | 35.41% | 31.9% | 33.08% | 32.67% | 33.74% | 35.2% | 33.86% | 36.59% | 34.74% | 39.39%
VIC1 | Solar PV | 23.28% | 19.96% | 20.12% | 20.36% | 20.09% | 19.83% | 19.53% | 18.71% | 18.64% | 21.37% | 20.62% | 19.71% | 20.5% | 20.68% | 18.88% | 18.71% | 18.83% | 17.71% | 19.01% | 17.96% | 17.05% | 18.35% | 18.68% | 16.18% | 16.27% | 17.06% | 15.77%
VIC1 | Grid Battery | 4.88% | 4.544% | 5.314% | 5.239% | 5.03% | 4.753% | 4.735% | 10.97% | 10.43% | 16.05% | 15.04% | 14.31% | 14.22% | 14.27% | 13.53% | 14.01% | 15.54% | 13.46% | 16.14% | 14.53% | 13.03% | 12.21% | 12.7% | 11.8% | 11.85% | 11.61% | 9.966%
VIC1 | Pumped Hydro | - | - | - | - | - | - | - | - | - | - | - | - | - | - | 23.22% | 23.68% | 24.62% | 22.02% | 26.35% | 23.48% | 22.45% | 25.14% | 24.02% | 23.18% | 23.1% | 22.61% | 20.23%
VIC1 | VPP | 8.344% | 7.886% | 9.403% | 8.911% | 8.553% | 7.852% | 7.717% | 7.348% | 7.087% | 6.718% | 6.62% | 6.459% | 6.48% | 6.569% | 6.174% | 6.123% | 6.369% | 5.954% | 6.245% | 5.847% | 5.437% | 5.638% | 5.824% | 5.284% | 5.438% | 5.429% | 4.986%
Region | Technology | 2023-24 | 2024-25 | 2025-26 | 2026-27 | 2027-28 | 2028-29 | 2029-30 | 2030-31 | 2031-32 | 2032-33 | 2033-34 | 2034-35 | 2035-36 | 2036-37 | 2037-38 | 2038-39 | 2039-40 | 2040-41 | 2041-42 | 2042-43 | 2043-44 | 2044-45 | 2045-46 | 2046-47 | 2047-48 | 2048-49 | 2049-50
SA1 | Black Coal | bar: 2023-24 to 2049-50
SA1 | Brown Coal | bar: 2023-24 to 2049-50
SA1 | CCGT | 17.27% | 16.11% | 24.95% | 15.3% | 14.98% | 22.05% | 20.74% | 29.26% | 22.27% | 25.36% | 27.85% | 34.22% | 23.17% | 27.36% | - | - | - | - | - | - | - | - | - | - | - | - | -
SA1 | Gas - Steam | 1.362% | 1.274% | 3.836% | - | - | - | - | - | - | - | - | - | - | - | - | - | - | - | - | - | - | - | - | - | - | - | -
SA1 | OCGT / Diesel | 1.299% | 1.176% | 2.384% | 1.602% | 1.374% | 2.083% | 1.874% | 5.413% | 3.877% | 6.255% | 7.988% | 12.7% | 7.76% | 8.503% | 12.41% | 11.51% | 15.21% | 9.801% | 6.705% | 8.327% | 10.72% | 3.9% | 3.035% | 1.435% | 1.129% | 1.565% | 2.227%
SA1 | Hydro | bar: 2023-24 to 2049-50
SA1 | Hydrogen Turbine | bar: 2023-24 to 2049-50
SA1 | Wind | 32.79% | 32.42% | 31.42% | 34.76% | 34.72% | 33.23% | 33.21% | 31.83% | 34.45% | 32.29% | 33.06% | 30.02% | 34.33% | 34.83% | 32.86% | 33.34% | 31.44% | 32.86% | 30.94% | 31.43% | 29.1% | 32.28% | 32.47% | 30.73% | 31.02% | 29.38% | 29.9%
SA1 | Solar PV | 25.5% | 21.96% | 22.56% | 21.65% | 21.96% | 21.32% | 20.65% | 19.6% | 20% | 22.1% | 21.1% | 21.16% | 21.27% | 23% | 19.57% | 19.14% | 17.47% | 16.03% | 18.68% | 16.39% | 16.47% | 16.52% | 18.3% | 14.92% | 14.72% | 15.06% | 14.45%
SA1 | Grid Battery | 4.393% | 4.478% | 4.33% | 4.255% | 4.263% | 4.167% | 4.112% | 4.226% | 4.071% | 14.58% | 13.73% | 13.74% | 14.79% | 15.49% | 14.53% | 14.22% | 14.77% | 14.63% | 16.99% | 14.94% | 17.38% | 16.33% | 18.26% | 13.87% | 12.95% | 13.64% | 11.87%
SA1 | Pumped Hydro | bar: 2023-24 to 2049-50
SA1 | VPP | 9.092% | 9.079% | 8.685% | 8.158% | 7.973% | 7.681% | 7.573% | 7.336% | 7.118% | 7.24% | 7.225% | 6.971% | 6.836% | 6.987% | 6.613% | 6.393% | 6.458% | 6.147% | 6.521% | 6.312% | 6.491% | 6.448% | 6.897% | 6.171% | 5.871% | 6.091% | 5.538%
Region | Technology | 2023-24 | 2024-25 | 2025-26 | 2026-27 | 2027-28 | 2028-29 | 2029-30 | 2030-31 | 2031-32 | 2032-33 | 2033-34 | 2034-35 | 2035-36 | 2036-37 | 2037-38 | 2038-39 | 2039-40 | 2040-41 | 2041-42 | 2042-43 | 2043-44 | 2044-45 | 2045-46 | 2046-47 | 2047-48 | 2048-49 | 2049-50
TAS1 | Black Coal | bar: 2023-24 to 2049-50
TAS1 | Brown Coal | bar: 2023-24 to 2049-50
TAS1 | CCGT | bar: 2023-24 to 2049-50
TAS1 | Gas - Steam | bar: 2023-24 to 2049-50
TAS1 | OCGT / Diesel | 5.692e-06% | 1.163e-05% | 1.234e-05% | 0.01293% | 1.347e-05% | 1.433e-05% | 0.05929% | 0.3343% | 0.1991% | 0.9903% | 0.7076% | 2.288% | 0.8038% | 0.7711% | 1.888% | 0.9141% | 3.688% | 1.814% | 1.815% | 1.913% | 2.405% | 0.8799% | 1.113% | 0.1166% | 0.6235% | 2.026% | 1.378%
TAS1 | Hydro | 53.74% | 41.34% | 42.04% | 40.43% | 32.51% | 32.87% | 44.7% | 44.73% | 43.74% | 42.72% | 43.3% | 43.63% | 38.92% | 37.62% | 43.08% | 41.59% | 40.27% | 36.16% | 36.33% | 40.68% | 42.43% | 40.12% | 39.6% | 43.19% | 41.01% | 40.54% | 38.91%
TAS1 | Hydrogen Turbine | bar: 2023-24 to 2049-50
TAS1 | Wind | 37.86% | 44.77% | 47.81% | 48.34% | 51.91% | 48.47% | 47.22% | 46.14% | 50.07% | 48.73% | 46.17% | 47.42% | 48.07% | 50.51% | 48.9% | 47.32% | 46.18% | 50.02% | 48.93% | 46.89% | 48.58% | 50.22% | 51.76% | 49.9% | 48.04% | 47.09% | 50.49%
TAS1 | Solar PV | - | - | - | - | - | - | - | - | - | - | - | 20.4% | 21.08% | 20.85% | 18.19% | 19.08% | 19.66% | 17.79% | 18.77% | 20.01% | 19.27% | 20.57% | 20.16% | 17.34% | 18.15% | 18.93% | 17.3%
TAS1 | Grid Battery | bar: 2023-24 to 2049-50
TAS1 | Pumped Hydro | - | - | - | - | - | - | - | - | 23.34% | 18.92% | 19.07% | 18.53% | 17.67% | 17.1% | 17.04% | 17.45% | 19.24% | 16.89% | 16.77% | 15.81% | 15.36% | 14.57% | 13.59% | 14.77% | 14.91% | 14.82% | 13.29%
TAS1 | VPP | 0.7726% | 3.252% | 2.872% | 3.502% | 4.093% | 4.652% | 4.883% | 5.335% | 6.049% | 5.335% | 5.217% | 4.737% | 4.505% | 4.494% | 4.243% | 3.942% | 4.452% | 4.964% | 4.306% | 4.103% | 3.76% | 3.738% | 3.603% | 3.522% | 3.43% | 3.826% | 3.227%
Explicitly modelled pumping
Region | Technology | 2023-24 | 2024-25 | 2025-26 | 2026-27 | 2027-28 | 2028-29 | 2029-30 | 2030-31 | 2031-32 | 2032-33 | 2033-34 | 2034-35 | 2035-36 | 2036-37 | 2037-38 | 2038-39 | 2039-40 | 2040-41 | 2041-42 | 2042-43 | 2043-44 | 2044-45 | 2045-46 | 2046-47 | 2047-48 | 2048-49 | 2049-50
NEM | Grid Battery pump | 5.935% | 5.913% | 9.116% | 13.83% | 18.87% | 21.3% | 21.6% | 23.46% | 22.8% | 24.43% | 23.38% | 22.83% | 22.96% | 23.2% | 21.04% | 21.42% | 23.22% | 22% | 24.33% | 23.75% | 22.84% | 22.32% | 23.14% | 19.56% | 19.54% | 19.96% | 19.13%
NEM | Pumped Hydro Pump | 11.2% | 19.49% | 18.28% | 26.97% | 15.96% | 17.72% | 20.83% | 26.47% | 28.29% | 26.08% | 27.55% | 26.14% | 28.85% | 28.21% | 27.11% | 26.75% | 25.05% | 23.36% | 26.53% | 25.47% | 22.15% | 22.81% | 21.99% | 22.39% | 20.78% | 19.32% | 16.82%
NEM | VPP pump | 9.291% | 9.531% | 10.19% | 9.986% | 9.68% | 9.023% | 8.876% | 8.746% | 8.549% | 8.429% | 8.423% | 8.162% | 8.125% | 8.075% | 7.64% | 7.539% | 7.708% | 7.471% | 7.712% | 7.519% | 7.281% | 7.411% | 7.587% | 7.108% | 7.1% | 7.168% | 6.95%
Region | Technology | 2023-24 | 2024-25 | 2025-26 | 2026-27 | 2027-28 | 2028-29 | 2029-30 | 2030-31 | 2031-32 | 2032-33 | 2033-34 | 2034-35 | 2035-36 | 2036-37 | 2037-38 | 2038-39 | 2039-40 | 2040-41 | 2041-42 | 2042-43 | 2043-44 | 2044-45 | 2045-46 | 2046-47 | 2047-48 | 2048-49 | 2049-50
NSW1 | Grid Battery pump | 5.608% | 6.81% | 14.76% | 28.62% | 29.44% | 26.91% | 27.27% | 29.08% | 27.82% | 28.8% | 26.99% | 25.72% | 26.66% | 26.67% | 25.17% | 24.92% | 25.71% | 24.68% | 27.71% | 24.88% | 22.85% | 24.5% | 24.88% | 21.26% | 20.95% | 21.48% | 21.48%
NSW1 | Pumped Hydro Pump | 9.079% | 17.38% | 20.25% | 30.86% | 14.94% | 18.4% | 21.71% | 27.66% | 29.7% | 27.65% | 29.69% | 27.9% | 31.79% | 31.6% | 31.03% | 27.7% | 23.02% | 20.48% | 25% | 24.14% | 19.34% | 20.53% | 20.64% | 24.49% | 20.27% | 16.88% | 14.37%
NSW1 | VPP pump | 7.991% | 9.243% | 10.32% | 10.2% | 9.882% | 9.095% | 8.869% | 8.907% | 8.664% | 8.668% | 8.728% | 8.341% | 8.447% | 8.184% | 7.816% | 7.722% | 7.927% | 7.585% | 7.952% | 7.633% | 7.354% | 7.689% | 7.746% | 7.272% | 7.251% | 7.415% | 7.399%
Region | Technology | 2023-24 | 2024-25 | 2025-26 | 2026-27 | 2027-28 | 2028-29 | 2029-30 | 2030-31 | 2031-32 | 2032-33 | 2033-34 | 2034-35 | 2035-36 | 2036-37 | 2037-38 | 2038-39 | 2039-40 | 2040-41 | 2041-42 | 2042-43 | 2043-44 | 2044-45 | 2045-46 | 2046-47 | 2047-48 | 2048-49 | 2049-50
QLD1 | Grid Battery pump | 7.268% | 7.263% | 7.429% | 7.475% | 7.503% | 25.69% | 25.7% | 27.07% | 26.71% | 28.14% | 26.64% | 26.57% | 26.53% | 26.79% | 23.76% | 24.8% | 25.67% | 26.38% | 26.93% | 27.3% | 25.91% | 25.45% | 25.84% | 22.16% | 22.72% | 22.6% | 22.25%
QLD1 | Pumped Hydro Pump | 15% | 23.25% | 14.7% | 19.86% | 20.74% | 15.35% | 17.74% | 22.3% | 22.58% | 21.27% | 22.2% | 21.71% | 24.06% | 21.83% | 23.72% | 26.39% | 26.61% | 25.61% | 26.93% | 26.12% | 23.24% | 22.79% | 21.22% | 19.57% | 18.87% | 18.67% | 16.09%
QLD1 | VPP pump | 9.73% | 9.62% | 9.735% | 9.931% | 9.535% | 9.033% | 8.905% | 8.905% | 8.761% | 8.728% | 8.754% | 8.596% | 8.415% | 8.395% | 7.903% | 7.806% | 7.882% | 7.908% | 7.985% | 8.145% | 8.066% | 7.919% | 8.087% | 7.877% | 7.798% | 7.781% | 7.741%
Region | Technology | 2023-24 | 2024-25 | 2025-26 | 2026-27 | 2027-28 | 2028-29 | 2029-30 | 2030-31 | 2031-32 | 2032-33 | 2033-34 | 2034-35 | 2035-36 | 2036-37 | 2037-38 | 2038-39 | 2039-40 | 2040-41 | 2041-42 | 2042-43 | 2043-44 | 2044-45 | 2045-46 | 2046-47 | 2047-48 | 2048-49 | 2049-50
VIC1 | Grid Battery pump | 5.795% | 5.427% | 6.325% | 6.22% | 6.006% | 5.64% | 5.655% | 13.16% | 12.56% | 19.36% | 18.11% | 17.2% | 17.1% | 17.18% | 16.29% | 16.89% | 18.7% | 16.28% | 19.36% | 17.59% | 15.61% | 14.71% | 15.39% | 14.12% | 14.37% | 13.89% | 12.01%
VIC1 | Pumped Hydro Pump | - | - | - | - | - | - | - | - | - | - | - | - | - | - | 30.55% | 31.44% | 32.11% | 29.23% | 34.6% | 31.18% | 29.21% | 33.08% | 31.97% | 30.14% | 30.71% | 29.44% | 26.62%
VIC1 | VPP pump | 9.789% | 9.304% | 11.07% | 10.47% | 10.09% | 9.217% | 9.093% | 8.634% | 8.356% | 7.904% | 7.78% | 7.606% | 7.613% | 7.728% | 7.264% | 7.227% | 7.475% | 7.024% | 7.324% | 6.899% | 6.377% | 6.633% | 6.875% | 6.195% | 6.421% | 6.365% | 5.866%
Region | Technology | 2023-24 | 2024-25 | 2025-26 | 2026-27 | 2027-28 | 2028-29 | 2029-30 | 2030-31 | 2031-32 | 2032-33 | 2033-34 | 2034-35 | 2035-36 | 2036-37 | 2037-38 | 2038-39 | 2039-40 | 2040-41 | 2041-42 | 2042-43 | 2043-44 | 2044-45 | 2045-46 | 2046-47 | 2047-48 | 2048-49 | 2049-50
SA1 | Grid Battery pump | 5.785% | 5.919% | 5.71% | 5.618% | 5.645% | 5.488% | 5.444% | 5.607% | 5.417% | 18.46% | 17.32% | 17.36% | 18.46% | 19.35% | 18.1% | 17.78% | 18.33% | 18.05% | 20.72% | 18.34% | 21.19% | 19.91% | 22.34% | 16.84% | 15.89% | 16.55% | 14.48%
SA1 | Pumped Hydro Pump | bar: 2023-24 to 2049-50
SA1 | VPP pump | 10.67% | 10.7% | 10.21% | 9.597% | 9.404% | 9.016% | 8.934% | 8.611% | 8.374% | 8.538% | 8.485% | 8.199% | 8.042% | 8.22% | 7.78% | 7.545% | 7.578% | 7.252% | 7.65% | 7.44% | 7.633% | 7.586% | 8.119% | 7.246% | 6.93% | 7.144% | 6.515%
Region | Technology | 2023-24 | 2024-25 | 2025-26 | 2026-27 | 2027-28 | 2028-29 | 2029-30 | 2030-31 | 2031-32 | 2032-33 | 2033-34 | 2034-35 | 2035-36 | 2036-37 | 2037-38 | 2038-39 | 2039-40 | 2040-41 | 2041-42 | 2042-43 | 2043-44 | 2044-45 | 2045-46 | 2046-47 | 2047-48 | 2048-49 | 2049-50
TAS1 | Grid Battery pump | bar: 2023-24 to 2049-50
TAS1 | Pumped Hydro Pump | - | - | - | - | - | - | - | - | 31.01% | 24.8% | 25.32% | 24.39% | 23.05% | 22.8% | 22.12% | 22.99% | 25.28% | 22.52% | 22.1% | 20.8% | 19.97% | 19.13% | 18.2% | 19.12% | 19.93% | 19.18% | 17.49%
TAS1 | VPP pump | 0.8822% | 3.851% | 3.365% | 4.119% | 4.84% | 5.454% | 5.746% | 6.275% | 7.117% | 6.278% | 6.148% | 5.586% | 5.279% | 5.312% | 4.97% | 4.638% | 5.237% | 5.863% | 5.067% | 4.827% | 4.403% | 4.397% | 4.262% | 4.121% | 4.059% | 4.479% | 3.796%
Non-controllable capacity
Region | Technology | 2023-24 | 2024-25 | 2025-26 | 2026-27 | 2027-28 | 2028-29 | 2029-30 | 2030-31 | 2031-32 | 2032-33 | 2033-34 | 2034-35 | 2035-36 | 2036-37 | 2037-38 | 2038-39 | 2039-40 | 2040-41 | 2041-42 | 2042-43 | 2043-44 | 2044-45 | 2045-46 | 2046-47 | 2047-48 | 2048-49 | 2049-50
NEM | Distributed PV | 14.23% | 13.97% | 13.66% | 14.76% | 14.89% | 13.44% | 14.16% | 14.79% | 15.16% | 15.21% | 14.84% | 14.44% | 15.53% | 15.58% | 13.97% | 14.7% | 15.35% | 15.67% | 15.69% | 15.31% | 14.87% | 15.93% | 15.94% | 14.29% | 15.04% | 15.67% | 15.97%
NEM | Behind the meter battery | 4.897% | 4.862% | 4.791% | 4.705% | 4.639% | 4.529% | 4.488% | 4.437% | 4.376% | 4.329% | 4.385% | 4.417% | 4.433% | 4.398% | 4.361% | 4.299% | 4.266% | 4.207% | 4.151% | 4.111% | 4.152% | 4.184% | 4.217% | 4.239% | 4.261% | 4.237% | 4.213%
NEM | Behind the meter battery pump | 5.764% | 5.722% | 5.638% | 5.537% | 5.461% | 5.329% | 5.283% | 5.222% | 5.15% | 5.095% | 5.16% | 5.199% | 5.218% | 5.177% | 5.133% | 5.06% | 5.021% | 4.95% | 4.886% | 4.838% | 4.886% | 4.925% | 4.963% | 4.99% | 5.016% | 4.988% | 4.958%
Region | Technology | 2023-24 | 2024-25 | 2025-26 | 2026-27 | 2027-28 | 2028-29 | 2029-30 | 2030-31 | 2031-32 | 2032-33 | 2033-34 | 2034-35 | 2035-36 | 2036-37 | 2037-38 | 2038-39 | 2039-40 | 2040-41 | 2041-42 | 2042-43 | 2043-44 | 2044-45 | 2045-46 | 2046-47 | 2047-48 | 2048-49 | 2049-50
NSW1 | Distributed PV | 13.95% | 13.97% | 13.61% | 15.11% | 14.98% | 13.37% | 13.79% | 14.67% | 15.35% | 14.94% | 14.77% | 14.29% | 15.76% | 15.56% | 13.87% | 14.28% | 15.19% | 15.83% | 15.4% | 15.21% | 14.69% | 16.12% | 15.89% | 14.16% | 14.59% | 15.47% | 16.09%
NSW1 | Behind the meter battery | 4.884% | 4.831% | 4.757% | 4.683% | 4.62% | 4.52% | 4.491% | 4.444% | 4.405% | 4.375% | 4.441% | 4.454% | 4.456% | 4.412% | 4.358% | 4.289% | 4.257% | 4.188% | 4.148% | 4.121% | 4.175% | 4.211% | 4.237% | 4.254% | 4.256% | 4.24% | 4.206%
NSW1 | Behind the meter battery pump | 5.747% | 5.687% | 5.598% | 5.511% | 5.44% | 5.32% | 5.287% | 5.232% | 5.182% | 5.148% | 5.225% | 5.24% | 5.245% | 5.193% | 5.129% | 5.046% | 5.012% | 4.928% | 4.883% | 4.849% | 4.911% | 4.959% | 4.986% | 5.008% | 5.011% | 4.991% | 4.951%
Region | Technology | 2023-24 | 2024-25 | 2025-26 | 2026-27 | 2027-28 | 2028-29 | 2029-30 | 2030-31 | 2031-32 | 2032-33 | 2033-34 | 2034-35 | 2035-36 | 2036-37 | 2037-38 | 2038-39 | 2039-40 | 2040-41 | 2041-42 | 2042-43 | 2043-44 | 2044-45 | 2045-46 | 2046-47 | 2047-48 | 2048-49 | 2049-50
QLD1 | Distributed PV | 15.03% | 14.46% | 14.67% | 15.73% | 15.87% | 13.4% | 14.58% | 15.12% | 16% | 15.82% | 15.21% | 15.39% | 16.39% | 16.42% | 13.85% | 15.06% | 15.64% | 16.42% | 16.23% | 15.62% | 15.79% | 16.72% | 16.74% | 14.11% | 15.37% | 15.91% | 16.71%
QLD1 | Behind the meter battery | 4.94% | 4.904% | 4.833% | 4.738% | 4.663% | 4.563% | 4.529% | 4.478% | 4.408% | 4.348% | 4.393% | 4.421% | 4.437% | 4.396% | 4.354% | 4.3% | 4.282% | 4.232% | 4.163% | 4.125% | 4.169% | 4.194% | 4.229% | 4.244% | 4.261% | 4.245% | 4.236%
QLD1 | Behind the meter battery pump | 5.815% | 5.773% | 5.687% | 5.578% | 5.487% | 5.368% | 5.33% | 5.269% | 5.189% | 5.118% | 5.17% | 5.205% | 5.223% | 5.176% | 5.124% | 5.063% | 5.038% | 4.98% | 4.9% | 4.855% | 4.906% | 4.935% | 4.976% | 4.996% | 5.017% | 4.999% | 4.984%
Region | Technology | 2023-24 | 2024-25 | 2025-26 | 2026-27 | 2027-28 | 2028-29 | 2029-30 | 2030-31 | 2031-32 | 2032-33 | 2033-34 | 2034-35 | 2035-36 | 2036-37 | 2037-38 | 2038-39 | 2039-40 | 2040-41 | 2041-42 | 2042-43 | 2043-44 | 2044-45 | 2045-46 | 2046-47 | 2047-48 | 2048-49 | 2049-50
VIC1 | Distributed PV | 13.3% | 13.06% | 12.42% | 13.32% | 13.59% | 13.11% | 13.75% | 14.34% | 13.9% | 14.65% | 14.31% | 13.53% | 14.42% | 14.65% | 13.83% | 14.47% | 15.09% | 14.55% | 15.26% | 14.92% | 14.07% | 14.95% | 15.11% | 14.28% | 14.94% | 15.54% | 14.95%
VIC1 | Behind the meter battery | 4.922% | 4.924% | 4.853% | 4.759% | 4.698% | 4.556% | 4.474% | 4.403% | 4.302% | 4.208% | 4.268% | 4.344% | 4.395% | 4.391% | 4.402% | 4.332% | 4.283% | 4.218% | 4.147% | 4.064% | 4.079% | 4.124% | 4.164% | 4.22% | 4.277% | 4.242% | 4.209%
VIC1 | Behind the meter battery pump | 5.794% | 5.795% | 5.709% | 5.602% | 5.531% | 5.362% | 5.266% | 5.18% | 5.063% | 4.951% | 5.023% | 5.115% | 5.172% | 5.166% | 5.183% | 5.097% | 5.041% | 4.963% | 4.88% | 4.783% | 4.802% | 4.853% | 4.9% | 4.969% | 5.033% | 4.993% | 4.954%
Region | Technology | 2023-24 | 2024-25 | 2025-26 | 2026-27 | 2027-28 | 2028-29 | 2029-30 | 2030-31 | 2031-32 | 2032-33 | 2033-34 | 2034-35 | 2035-36 | 2036-37 | 2037-38 | 2038-39 | 2039-40 | 2040-41 | 2041-42 | 2042-43 | 2043-44 | 2044-45 | 2045-46 | 2046-47 | 2047-48 | 2048-49 | 2049-50
SA1 | Distributed PV | 15.11% | 14.83% | 14.15% | 14.8% | 15.36% | 14.69% | 15.37% | 15.62% | 15.63% | 16.06% | 15.54% | 14.77% | 15.4% | 15.93% | 15.16% | 15.87% | 16.14% | 16.14% | 16.55% | 16% | 15.2% | 15.81% | 16.3% | 15.49% | 16.24% | 16.49% | 16.45%
SA1 | Behind the meter battery | 4.815% | 4.725% | 4.641% | 4.542% | 4.474% | 4.387% | 4.404% | 4.389% | 4.377% | 4.405% | 4.448% | 4.451% | 4.434% | 4.377% | 4.295% | 4.252% | 4.207% | 4.164% | 4.135% | 4.149% | 4.202% | 4.208% | 4.244% | 4.225% | 4.248% | 4.192% | 4.182%
SA1 | Behind the meter battery pump | 5.667% | 5.562% | 5.46% | 5.346% | 5.265% | 5.161% | 5.184% | 5.165% | 5.152% | 5.183% | 5.234% | 5.238% | 5.218% | 5.153% | 5.054% | 5.004% | 4.953% | 4.903% | 4.87% | 4.885% | 4.947% | 4.956% | 4.995% | 4.971% | 4.998% | 4.935% | 4.924%
Region | Technology | 2023-24 | 2024-25 | 2025-26 | 2026-27 | 2027-28 | 2028-29 | 2029-30 | 2030-31 | 2031-32 | 2032-33 | 2033-34 | 2034-35 | 2035-36 | 2036-37 | 2037-38 | 2038-39 | 2039-40 | 2040-41 | 2041-42 | 2042-43 | 2043-44 | 2044-45 | 2045-46 | 2046-47 | 2047-48 | 2048-49 | 2049-50
TAS1 | Distributed PV | 12.03% | 12.09% | 11.56% | 12.4% | 12.42% | 12.16% | 12.24% | 12.52% | 12.4% | 12.76% | 12.71% | 12.11% | 12.89% | 12.83% | 12.48% | 12.53% | 12.81% | 12.66% | 12.97% | 12.94% | 12.31% | 13.07% | 12.97% | 12.63% | 12.69% | 12.99% | 12.77%
TAS1 | Behind the meter battery | 4.891% | 4.832% | 4.753% | 4.664% | 4.597% | 4.506% | 4.479% | 4.427% | 4.378% | 4.382% | 4.417% | 4.439% | 4.429% | 4.4% | 4.347% | 4.292% | 4.268% | 4.207% | 4.152% | 4.139% | 4.176% | 4.183% | 4.231% | 4.218% | 4.232% | 4.231% | 4.186%
TAS1 | Behind the meter battery pump | 5.757% | 5.685% | 5.596% | 5.489% | 5.412% | 5.302% | 5.27% | 5.211% | 5.154% | 5.156% | 5.198% | 5.224% | 5.215% | 5.178% | 5.116% | 5.054% | 5.023% | 4.952% | 4.886% | 4.87% | 4.914% | 4.925% | 4.979% | 4.967% | 4.983% | 4.979% | 4.926%

## BaseCase_Generation
Annual sent-out generation by technology (GWh) - BaseCase, Step Change Scenario
Explicitly modelled generation
Region | Technology | 2023-24 | 2024-25 | 2025-26 | 2026-27 | 2027-28 | 2028-29 | 2029-30 | 2030-31 | 2031-32 | 2032-33 | 2033-34 | 2034-35 | 2035-36 | 2036-37 | 2037-38 | 2038-39 | 2039-40 | 2040-41 | 2041-42 | 2042-43 | 2043-44 | 2044-45 | 2045-46 | 2046-47 | 2047-48 | 2048-49 | 2049-50
NEM | Black Coal | 85016.0558 | 74327.391 | 72664.2105 | 67389.5931 | 53633.891 | 44766.8863 | 40518.8795 | 29597.4354 | 28616.4409 | 25499.8305 | 16501.9332 | 16412.8764 | 14353.59 | 14026.5423 | 14725.2753 | 14005.5534 | 4056.9234 | 1537.0038 | 1543.06 | 0 | 0 | 0 | 0 | 0 | 0 | 0 | 0
NEM | Brown Coal | 29033.5856 | 25362.1705 | 23692.2141 | 18392.9642 | 19115.7067 | 15926.2659 | 10092.5002 | 6528.3392 | 5191.547 | 0 | 0 | 0 | 0 | 0 | 0 | 0 | 0 | 0 | 0 | 0 | 0 | 0 | 0 | 0 | 0 | 0 | 0
NEM | CCGT | 2108.212 | 1607.3461 | 3132.2261 | 3822.4388 | 4201.3425 | 4716.4807 | 5473.348 | 6272.4579 | 5693.5243 | 5577.0891 | 7673.473 | 8737.6791 | 6634.0723 | 6086.1534 | 4675.7438 | 4962.0828 | 4388.5462 | 3770.4043 | 3092.2875 | 3553.2461 | 2851.4301 | 2195.4204 | 1278.7106 | 970.5096 | 944.0775 | 931.0865 | 954.9825
NEM | Gas - Steam | 112.336 | 107.5973 | 339.1604 | 157.9413 | 110.8172 | 232.0122 | 192.0188 | 1036.5088 | 395.7582 | 1041.0187 | 771.3735 | 899.9164 | 884.4438 | 1020.7885 | 1139.1235 | 1186.2699 | 0 | 0 | 0 | 0 | 0 | 0 | 0 | 0 | 0 | 0 | 0
NEM | OCGT / Diesel | 200.2472 | 171.7489 | 383.4237 | 399.0647 | 310.4301 | 432.4047 | 341.2797 | 1403.4624 | 884.8023 | 1724.8528 | 2550.6344 | 4717.0877 | 3027.6777 | 4165.7978 | 4147.3258 | 3950.8215 | 8202.9054 | 6710.08 | 4282.6553 | 4904.1533 | 9128.3001 | 5930.7802 | 7182.9485 | 9198.4858 | 5628.2864 | 9614.0017 | 8010.2283
NEM | Hydro | 17523.8302 | 16156.1902 | 16570.6246 | 16015.6407 | 13252.7577 | 15809.0658 | 17168.3365 | 16748.7594 | 16438.482 | 15626.3271 | 16884.6553 | 17200.8901 | 15761.5025 | 14490.8603 | 17693.8975 | 16050.23 | 14833.244 | 13904.0981 | 13559.6167 | 15272.5391 | 15897.3119 | 14965.1807 | 13931.4292 | 17310.6601 | 16760.0251 | 16549.3643 | 16101.7611
NEM | Hydrogen Turbine | 0 | 0 | 0 | 0 | 0 | 0 | 0 | 0 | 0 | 0 | 0 | 0 | 0 | 0 | 0 | 0 | 0 | 0 | 0 | 0 | 0 | 0 | 0 | 0 | 0 | 0 | 0
NEM | Wind | 28824.3018 | 46781.5155 | 47829.1321 | 56967.3731 | 74505.5407 | 89121.2979 | 93760.2732 | 101902.254 | 109222.4484 | 114504.4306 | 121316.9872 | 119522.0845 | 127692.7789 | 133270.0422 | 141916.5132 | 139581.8631 | 136794.537 | 137834.5031 | 136635.9392 | 144671.1241 | 145902.427 | 148011.1093 | 151836.0989 | 172205.4541 | 178063.0291 | 177470.9793 | 179956.7958
NEM | Solar PV | 20916.461 | 19289.5576 | 22103.9453 | 23239.449 | 23025.1697 | 22751.9747 | 25794.5859 | 31492.7938 | 33078.3664 | 38985.8207 | 43300.3868 | 46316.6774 | 47581.4613 | 47531.7193 | 50655.2055 | 56672.5145 | 77115.7144 | 86025.6677 | 97739.1386 | 113002.8692 | 116241.1648 | 116093.7649 | 119038.798 | 112581.4342 | 114416.5095 | 126684.9398 | 128797.473
NEM | Grid Battery | 419.339 | 416.0256 | 920.9146 | 1394.7568 | 2753.8245 | 5083.557 | 5262.2873 | 6346.9566 | 6306.715 | 11111.6574 | 11762.3841 | 11440.697 | 12123.7656 | 12161.1295 | 11814.2156 | 12052.6719 | 18288.9233 | 19991.9618 | 25121.5271 | 30529.0099 | 30443.1148 | 31694.0755 | 32141.7285 | 28104.6055 | 27118.1659 | 31854.9082 | 30474.8221
NEM | Pumped Hydro | 541.4518 | 893.4153 | 1745.3776 | 2570.9171 | 3094.6227 | 4505.6892 | 4883.8015 | 6606.8905 | 7274.1453 | 7279.1301 | 7893.7299 | 7809.3789 | 8888.3019 | 8636.3368 | 11934.5701 | 11641.0671 | 12260.6294 | 11637.203 | 14420.0901 | 13848.8042 | 12570.906 | 12895.5253 | 12191.1993 | 14071.0419 | 12744.2506 | 12254.3688 | 10675.1525
NEM | VPP | 221.1436 | 441.6495 | 784.8993 | 1145.1671 | 1542.6144 | 1888.0307 | 2522.5538 | 3045.632 | 3505.6497 | 4084.0544 | 4828.3644 | 5470.4558 | 6260.6685 | 7045.2027 | 7411.9558 | 8057.4935 | 8810.9425 | 8997.3312 | 9769.2685 | 9929.7169 | 10044.3715 | 10654.3155 | 11332.2225 | 11078.7996 | 11458.5005 | 12066.0991 | 12113.3511
Total excluding storage |  | 184916.9639 | 185554.6073 | 190166.1282 | 191495.3059 | 195546.7171 | 205233.6652 | 206009.8644 | 210981.4901 | 216607.8796 | 225434.2114 | 233483.9219 | 238527.7432 | 243208.2626 | 248434.5728 | 266113.8261 | 268160.5677 | 284752.3655 | 290408.253 | 306163.583 | 335711.4628 | 343079.0262 | 342440.1717 | 348933.1355 | 365520.9908 | 367132.8447 | 387425.7477 | 387084.5663
Region | Technology | 2023-24 | 2024-25 | 2025-26 | 2026-27 | 2027-28 | 2028-29 | 2029-30 | 2030-31 | 2031-32 | 2032-33 | 2033-34 | 2034-35 | 2035-36 | 2036-37 | 2037-38 | 2038-39 | 2039-40 | 2040-41 | 2041-42 | 2042-43 | 2043-44 | 2044-45 | 2045-46 | 2046-47 | 2047-48 | 2048-49 | 2049-50
NSW1 | Black Coal | 42252.89 | 35148.3089 | 32365.9524 | 30586.4664 | 21189.8256 | 19388.0512 | 16162.0482 | 13096.3929 | 13001.1544 | 13268.973 | 7389.9665 | 7592.8204 | 6685.2228 | 5931.0786 | 6638.2548 | 6664.8379 | 0 | 0 | 0 | 0 | 0 | 0 | 0 | 0 | 0 | 0 | 0
NSW1 | Brown Coal | 0 | 0 | 0 | 0 | 0 | 0 | 0 | 0 | 0 | 0 | 0 | 0 | 0 | 0 | 0 | 0 | 0 | 0 | 0 | 0 | 0 | 0 | 0 | 0 | 0 | 0 | 0
NSW1 | CCGT | 13.6601 | 6.1702 | 302.7509 | 623.121 | 808.0282 | 664.9947 | 1111.7854 | 1077.8367 | 972.039 | 824.7601 | 1408.635 | 1664.9353 | 1070.6041 | 1129.552 | 1214.5369 | 1389.8134 | 1353.8773 | 1099.8677 | 901.1261 | 1088.2793 | 0 | 0 | 0 | 0 | 0 | 0 | 0
NSW1 | Gas - Steam | 0 | 0 | 0 | 0 | 0 | 0 | 0 | 0 | 0 | 0 | 0 | 0 | 0 | 0 | 0 | 0 | 0 | 0 | 0 | 0 | 0 | 0 | 0 | 0 | 0 | 0 | 0
NSW1 | OCGT / Diesel | 8.5668 | 5.2774 | 36.5793 | 33.4603 | 26.5514 | 5.0979 | 1.8138 | 118.6196 | 20.9809 | 149.0997 | 325.6871 | 1155.3058 | 470.2026 | 1048.2067 | 504.7743 | 862.9359 | 2109.0401 | 2249.2201 | 1062.2149 | 1013.5224 | 2255.0149 | 1027.4359 | 1667.0339 | 1645.3244 | 1318.7906 | 1403.501 | 1596.765
NSW1 | Hydro | 2040.4551 | 2854.5284 | 2985.9661 | 2999.4304 | 2527.0921 | 3622.8285 | 3026.9176 | 3071.9716 | 2989.9789 | 2660.293 | 3200.9094 | 3334.6518 | 3119.6967 | 2684.176 | 3772.0875 | 3136.1379 | 2716.365 | 2723.3179 | 2605.3892 | 2893.3397 | 3003.3853 | 2757.883 | 2367.7917 | 3575.3059 | 3508.1638 | 3407.0382 | 3333.7392
NSW1 | Hydrogen Turbine | 0 | 0 | 0 | 0 | 0 | 0 | 0 | 0 | 0 | 0 | 0 | 0 | 0 | 0 | 0 | 0 | 0 | 0 | 0 | 0 | 0 | 0 | 0 | 0 | 0 | 0 | 0
NSW1 | Wind | 5987.2772 | 13885.9789 | 14095.5863 | 17349.718 | 28504.4149 | 30904.5792 | 29965.9072 | 31343.822 | 31162.2462 | 33117.2917 | 34532.6435 | 34590.3615 | 40856.852 | 42751.5194 | 45024.657 | 42042.0587 | 42032.5337 | 40566.647 | 41817.5967 | 44911.1647 | 46439.4681 | 48005.2187 | 48752.1178 | 53113.7772 | 53113.2911 | 51952.7611 | 48646.3702
NSW1 | Solar PV | 8824.2487 | 8282.5645 | 10306.6045 | 11367.4874 | 11448.5858 | 11668.3568 | 13899.3474 | 18199.4879 | 18167.1836 | 18319.4563 | 19591.3278 | 19104.4513 | 20141.4825 | 19986.1654 | 20930.3454 | 22369.725 | 28090.7476 | 28698.6442 | 32408.2654 | 31780.6228 | 31631.4156 | 32826.2548 | 32991.7888 | 33193.1793 | 33070.1148 | 36682.8448 | 38500.8133
NSW1 | Grid Battery | 20.7085 | 25.0563 | 509.7608 | 988.5862 | 2354.1202 | 2942.9821 | 3123.3899 | 3336.6991 | 3182.5685 | 3794.2655 | 3552.5834 | 3383.3432 | 3513.6833 | 3412.7776 | 3210.3161 | 3189.6709 | 5947.1937 | 5678.4441 | 6943.189 | 6724.4448 | 6166.0574 | 7301.4975 | 6698.3248 | 6700.5588 | 5611.7462 | 7613.7063 | 7503.7045
NSW1 | Pumped Hydro | 110.6791 | 220.0317 | 1078.4093 | 1663.8598 | 2150.8025 | 3550.4589 | 3785.2837 | 5225.9054 | 5307.2613 | 5111.23 | 5400.3381 | 5377.9794 | 5927.29 | 5889.5905 | 5944.6176 | 5018.701 | 4332.157 | 3761.5327 | 4676.5339 | 4347.2596 | 3778.8452 | 3837.3569 | 3756.8511 | 4791.1922 | 3745.7582 | 3410.6077 | 2811.2871
NSW1 | VPP | 58.0153 | 133.3691 | 247.0129 | 362.4759 | 488.4747 | 598.9168 | 808.0822 | 1000.3511 | 1169.9715 | 1409.273 | 1701.1143 | 1917.0721 | 2242.9177 | 2467.6053 | 2615.9284 | 2851.5306 | 3128.9219 | 3146.6945 | 3468.3081 | 3472.4499 | 3488.3317 | 3805.0975 | 3980.8361 | 3903.6866 | 4024.576 | 4299.1073 | 4435.2265
Total excluding storage |  | 59316.5009 | 60561.2856 | 61928.6226 | 65974.6056 | 69497.8953 | 73346.2662 | 71884.5754 | 76471.0862 | 75973.3843 | 78654.6422 | 77103.2051 | 78120.9208 | 84027.9517 | 85300.6717 | 89855.5181 | 87525.4113 | 89710.8363 | 87924.3683 | 93882.6234 | 96231.0832 | 96762.5183 | 99560.7444 | 100214.7442 | 106923.0244 | 104392.4408 | 108769.5665 | 106827.9057
Region | Technology | 2023-24 | 2024-25 | 2025-26 | 2026-27 | 2027-28 | 2028-29 | 2029-30 | 2030-31 | 2031-32 | 2032-33 | 2033-34 | 2034-35 | 2035-36 | 2036-37 | 2037-38 | 2038-39 | 2039-40 | 2040-41 | 2041-42 | 2042-43 | 2043-44 | 2044-45 | 2045-46 | 2046-47 | 2047-48 | 2048-49 | 2049-50
QLD1 | Black Coal | 42763.1658 | 39179.0821 | 40298.2581 | 36803.1267 | 32444.0654 | 25378.8351 | 24356.8313 | 16501.0425 | 15615.2865 | 12230.8575 | 9111.9667 | 8820.056 | 7668.3672 | 8095.4637 | 8087.0205 | 7340.7155 | 4056.9234 | 1537.0038 | 1543.06 | 0 | 0 | 0 | 0 | 0 | 0 | 0 | 0
QLD1 | Brown Coal | 0 | 0 | 0 | 0 | 0 | 0 | 0 | 0 | 0 | 0 | 0 | 0 | 0 | 0 | 0 | 0 | 0 | 0 | 0 | 0 | 0 | 0 | 0 | 0 | 0 | 0 | 0
QLD1 | CCGT | 1021.9207 | 854.8595 | 1673.365 | 2490.4834 | 2699.1701 | 3029.8537 | 3400.5034 | 3838.6885 | 3689.2899 | 3577.1038 | 4974.4739 | 5487.1851 | 4489.7592 | 3688.9505 | 3461.2069 | 3572.2694 | 3034.6689 | 2670.5366 | 2191.1614 | 2464.9668 | 2851.4301 | 2195.4204 | 1278.7106 | 970.5096 | 944.0775 | 931.0865 | 954.9825
QLD1 | Gas - Steam | 0 | 0 | 0 | 0 | 0 | 0 | 0 | 0 | 0 | 0 | 0 | 0 | 0 | 0 | 0 | 0 | 0 | 0 | 0 | 0 | 0 | 0 | 0 | 0 | 0 | 0 | 0
QLD1 | OCGT / Diesel | 2.4407 | 0.00041146 | 2.6529 | 18.5592 | 24.228 | 16.7777 | 5.5438 | 357.7334 | 352.7485 | 409.0736 | 1144.4992 | 1278.1732 | 1179.1473 | 1420.0135 | 1107.3421 | 861.2793 | 1766.2836 | 1328.4136 | 618.5982 | 936.1008 | 1249.2491 | 880.8454 | 1385.2565 | 2416.8735 | 788.3994 | 2698.0972 | 1808.7482
QLD1 | Hydro | 726.8651 | 727.4223 | 745.5675 | 714.6736 | 728.462 | 741.05 | 735.0962 | 725.6174 | 719.9364 | 725.6687 | 720.0228 | 712.7307 | 705.6863 | 689.098 | 211.1529 | 204.7891 | 161.1827 | 144.8967 | 145.2372 | 0 | 0 | 0 | 0 | 0 | 0 | 0 | 0
QLD1 | Hydrogen Turbine | 0 | 0 | 0 | 0 | 0 | 0 | 0 | 0 | 0 | 0 | 0 | 0 | 0 | 0 | 0 | 0 | 0 | 0 | 0 | 0 | 0 | 0 | 0 | 0 | 0 | 0 | 0
QLD1 | Wind | 4040.7867 | 7841.9194 | 8275.9574 | 9926.8779 | 14358.475 | 23904.9044 | 23658.6038 | 29020.0909 | 28495.6456 | 32251.8861 | 33359.4621 | 33117.3444 | 32607.9507 | 34647.3193 | 41108.0752 | 40655.9353 | 40161.2897 | 38589.8434 | 40290.2804 | 41514.6464 | 42811.0679 | 40571.213 | 42723.3938 | 53362.6428 | 53672.4738 | 56054.7835 | 54001.5754
QLD1 | Solar PV | 8594.1069 | 8002.8711 | 8747.2761 | 8844.9014 | 8560.0451 | 8123.6914 | 8998.5314 | 10527.0924 | 12142.1127 | 13501.0691 | 16820.2737 | 18278.7176 | 18163.7358 | 17854.4645 | 19533.1916 | 22390.8846 | 34113.0331 | 38312.6803 | 39921.8338 | 55955.0281 | 54426.5525 | 52023.5467 | 52686.8779 | 51136.7347 | 53261.8679 | 60162.655 | 62451.7656
QLD1 | Grid Battery | 53.6328 | 53.4414 | 54.519 | 55.1568 | 55.2077 | 1809.2376 | 1810.4605 | 2290.4182 | 2437.3992 | 3610.0731 | 4801.8353 | 4784.8993 | 4791.663 | 4837.873 | 4270.4393 | 4482.4613 | 7273.4407 | 7712.5407 | 9678.6206 | 16252.4043 | 15442.6775 | 15162.6558 | 15409.307 | 13165.8042 | 13571.4558 | 16126.6606 | 15916.8762
QLD1 | Pumped Hydro | 430.7727 | 673.3835 | 666.9646 | 907.0518 | 943.8143 | 955.2242 | 1098.5106 | 1380.9658 | 1392.6382 | 1322.9354 | 1641.8509 | 1604.0981 | 1780.2973 | 1604.5293 | 4545.1967 | 5144.0686 | 6318.3962 | 5991.3824 | 6403.0886 | 6174.3153 | 5553.7421 | 5391.5082 | 4959.651 | 5785.7593 | 5500.0247 | 5400.5581 | 4780.044
QLD1 | VPP | 51.3259 | 108.8594 | 192.9498 | 301.1692 | 407.0659 | 521.2669 | 722.0414 | 901.59 | 1046.7871 | 1238.4324 | 1469.4298 | 1688.4794 | 1902.5879 | 2152.0261 | 2245.9624 | 2455.4998 | 2641.7593 | 2792.7002 | 2950.6758 | 3142.3254 | 3242.9626 | 3315.5295 | 3519.805 | 3556.98 | 3660.6096 | 3783.7031 | 3904.759
Total excluding storage |  | 57685.0174 | 57441.839 | 60657.5104 | 60062.0001 | 60220.5337 | 64480.841 | 64786.1223 | 65543.239 | 65891.8442 | 68867.0997 | 74043.8144 | 75771.6837 | 73289.1947 | 74989.7379 | 84569.5876 | 87107.9028 | 99526.9776 | 99079.9977 | 103742.5559 | 126439.787 | 125577.6818 | 119540.719 | 121963.0019 | 130395.3041 | 131398.9087 | 145157.544 | 143818.7509
Region | Technology | 2023-24 | 2024-25 | 2025-26 | 2026-27 | 2027-28 | 2028-29 | 2029-30 | 2030-31 | 2031-32 | 2032-33 | 2033-34 | 2034-35 | 2035-36 | 2036-37 | 2037-38 | 2038-39 | 2039-40 | 2040-41 | 2041-42 | 2042-43 | 2043-44 | 2044-45 | 2045-46 | 2046-47 | 2047-48 | 2048-49 | 2049-50
VIC1 | Black Coal | 0 | 0 | 0 | 0 | 0 | 0 | 0 | 0 | 0 | 0 | 0 | 0 | 0 | 0 | 0 | 0 | 0 | 0 | 0 | 0 | 0 | 0 | 0 | 0 | 0 | 0 | 0
VIC1 | Brown Coal | 29033.5856 | 25362.1705 | 23692.2141 | 18392.9642 | 19115.7067 | 15926.2659 | 10092.5002 | 6528.3392 | 5191.547 | 0 | 0 | 0 | 0 | 0 | 0 | 0 | 0 | 0 | 0 | 0 | 0 | 0 | 0 | 0 | 0 | 0 | 0
VIC1 | CCGT | 0 | 0 | 0 | 0 | 0 | 0 | 0 | 0 | 0 | 0 | 0 | 0 | 0 | 0 | 0 | 0 | 0 | 0 | 0 | 0 | 0 | 0 | 0 | 0 | 0 | 0 | 0
VIC1 | Gas - Steam | 16.9069 | 18.3146 | 70.3283 | 157.9413 | 110.8172 | 232.0122 | 192.0188 | 1036.5088 | 395.7582 | 1041.0187 | 771.3735 | 899.9164 | 884.4438 | 1020.7885 | 1139.1235 | 1186.2699 | 0 | 0 | 0 | 0 | 0 | 0 | 0 | 0 | 0 | 0 | 0
VIC1 | OCGT / Diesel | 22.9956 | 15.9739 | 39.092 | 141.8026 | 83.847 | 143.9667 | 93.1821 | 410.6793 | 141.8331 | 712.1841 | 508.735 | 1356.7978 | 875.4778 | 1148.3146 | 1721.3875 | 1485.356 | 3308.8957 | 2503.9718 | 2168.9476 | 2418.6878 | 4934.3823 | 3843.3429 | 3989.075 | 5090.7708 | 3482.5793 | 5453.1367 | 4527.9975
VIC1 | Hydro | 2748.3921 | 3335.6241 | 3444.4237 | 3265.8856 | 2732.181 | 4099.7062 | 3417.5304 | 2955.6856 | 2953.7938 | 2694.3792 | 3286.5728 | 3402.5276 | 3239.2677 | 2711.6517 | 4084.7345 | 3415.1791 | 2957.0252 | 2955.0199 | 2690.9855 | 3288.7249 | 3411.9313 | 3240.8776 | 2714.1678 | 4082.7793 | 4088.5622 | 4083.0586 | 4072.2114
VIC1 | Hydrogen Turbine | 0 | 0 | 0 | 0 | 0 | 0 | 0 | 0 | 0 | 0 | 0 | 0 | 0 | 0 | 0 | 0 | 0 | 0 | 0 | 0 | 0 | 0 | 0 | 0 | 0 | 0 | 0
VIC1 | Wind | 10176.7478 | 12888.6576 | 13249.7243 | 15269.5827 | 15374.885 | 15700.8719 | 19628.5391 | 21613.4468 | 24209.2229 | 23768.348 | 28531.1334 | 27641.178 | 28516.7565 | 29656.2391 | 28111.7724 | 29214.8517 | 28202.7518 | 30618.7644 | 27583.9748 | 30144.0183 | 29605.2996 | 30507.6475 | 31560.6415 | 34205.5367 | 38440.2296 | 36765.8703 | 42293.4363
VIC1 | Solar PV | 2205.4361 | 1890.8175 | 1906.3043 | 1929.4188 | 1903.4148 | 1878.9325 | 1850.0599 | 1772.7019 | 1765.6699 | 4631.8734 | 4470.5725 | 5372.5578 | 5695.3769 | 5820.7331 | 5817.1583 | 7482.0047 | 9832.0884 | 10270.0183 | 14187.5023 | 14192.192 | 14723.6443 | 15668.5552 | 16244.422 | 14250.8746 | 14333.1191 | 15108.6962 | 13844.5943
VIC1 | Grid Battery | 160.436 | 149.3894 | 174.7136 | 172.2518 | 165.3784 | 156.2615 | 155.6783 | 553.4046 | 526.39 | 2395.493 | 2172.5463 | 2065.7665 | 2052.9175 | 2060.8051 | 2464.4354 | 2552.4845 | 3168.9771 | 3363.951 | 3722.2775 | 3351.0864 | 3005.8239 | 3513.828 | 3656.5906 | 3395.854 | 3411.5621 | 3351.252 | 2909.1186
VIC1 | Pumped Hydro | 0 | 0 | 0.0010397 | 0.0023064 | 0.0023319 | 0.0022702 | 0.0024617 | 0.0047389 | 0.0048501 | 0.0052652 | 0.0054216 | 0.0052908 | 0.021549 | 0.021199 | 306.5602 | 312.6214 | 325.0614 | 756.0344 | 2115.0458 | 2172.5393 | 2077.1082 | 2422.81 | 2314.7261 | 2233.3627 | 2226.1486 | 2178.6028 | 1949.4799
VIC1 | VPP | 40.7841 | 94.754 | 209.8502 | 318.2639 | 447.4913 | 531.3437 | 692.884 | 788.0245 | 870.4135 | 941.1968 | 1077.0535 | 1219.9618 | 1398.1815 | 1604.4223 | 1692.2329 | 1847.434 | 2056.9488 | 2046.032 | 2260.5171 | 2213.1657 | 2146.9121 | 2322.7314 | 2497.5911 | 2360.1566 | 2524.2645 | 2621.4298 | 2498.898
Total excluding storage |  | 44405.2842 | 43755.7016 | 42786.6516 | 39648.113 | 39933.7237 | 38669.3629 | 36122.3953 | 35658.7954 | 36054.6332 | 36184.4985 | 40817.9926 | 41958.7111 | 42662.4433 | 44022.9756 | 45337.4047 | 47496.2014 | 49851.7484 | 52513.7918 | 54729.2505 | 57780.4145 | 59905.1017 | 61519.7926 | 62977.2141 | 65619.3348 | 68506.4655 | 69562.0465 | 72095.7361
Region | Technology | 2023-24 | 2024-25 | 2025-26 | 2026-27 | 2027-28 | 2028-29 | 2029-30 | 2030-31 | 2031-32 | 2032-33 | 2033-34 | 2034-35 | 2035-36 | 2036-37 | 2037-38 | 2038-39 | 2039-40 | 2040-41 | 2041-42 | 2042-43 | 2043-44 | 2044-45 | 2045-46 | 2046-47 | 2047-48 | 2048-49 | 2049-50
SA1 | Black Coal | 0 | 0 | 0 | 0 | 0 | 0 | 0 | 0 | 0 | 0 | 0 | 0 | 0 | 0 | 0 | 0 | 0 | 0 | 0 | 0 | 0 | 0 | 0 | 0 | 0 | 0 | 0
SA1 | Brown Coal | 0 | 0 | 0 | 0 | 0 | 0 | 0 | 0 | 0 | 0 | 0 | 0 | 0 | 0 | 0 | 0 | 0 | 0 | 0 | 0 | 0 | 0 | 0 | 0 | 0 | 0 | 0
SA1 | CCGT | 1072.6312 | 746.3164 | 1156.1102 | 708.8343 | 694.1442 | 1021.6323 | 961.0593 | 1355.9327 | 1032.1954 | 1175.2252 | 1290.3641 | 1585.5587 | 1073.709 | 1267.6509 | 0 | 0 | 0 | 0 | 0 | 0 | 0 | 0 | 0 | 0 | 0 | 0 | 0
SA1 | Gas - Steam | 95.429 | 89.2826 | 268.8321 | 0 | 0 | 0 | 0 | 0 | 0 | 0 | 0 | 0 | 0 | 0 | 0 | 0 | 0 | 0 | 0 | 0 | 0 | 0 | 0 | 0 | 0 | 0 | 0
SA1 | OCGT / Diesel | 166.244 | 150.497 | 305.0993 | 205.0409 | 175.8035 | 266.5622 | 239.8154 | 511.2172 | 366.1352 | 439.0531 | 560.6796 | 891.1297 | 490.3172 | 537.2387 | 784.3851 | 726.9964 | 961.1735 | 619.2575 | 423.6749 | 526.1227 | 677.4348 | 174.6849 | 135.9303 | 44.9244 | 35.349 | 48.9737 | 69.715
SA1 | Hydro | 0 | 0 | 0 | 0 | 0 | 0 | 0 | 0 | 0 | 0 | 0 | 0 | 0 | 0 | 0 | 0 | 0 | 0 | 0 | 0 | 0 | 0 | 0 | 0 | 0 | 0 | 0
SA1 | Hydrogen Turbine | 0 | 0 | 0 | 0 | 0 | 0 | 0 | 0 | 0 | 0 | 0 | 0 | 0 | 0 | 0 | 0 | 0 | 0 | 0 | 0 | 0 | 0 | 0 | 0 | 0 | 0 | 0
SA1 | Wind | 6750.2568 | 7911.474 | 7665.7672 | 9822.1557 | 9713.1795 | 11612.9211 | 11712.9123 | 11297.3654 | 12226.4756 | 11459.2941 | 11715.6817 | 10639.2523 | 11992.8304 | 11798.438 | 13716.0553 | 14163.0542 | 13219.3944 | 13783.6675 | 12979.8074 | 14717.9428 | 13180.8925 | 15213.3519 | 14327.3871 | 17566.0891 | 19399.5759 | 19527.0375 | 20894.0002
SA1 | Solar PV | 1292.6691 | 1113.304 | 1143.7599 | 1097.6409 | 1113.1235 | 1080.9936 | 1046.6468 | 993.511 | 1003.3995 | 2533.4206 | 2418.2114 | 3547.5711 | 3567.0427 | 3856.6833 | 4291.205 | 4342.5367 | 4989.8319 | 8662.8744 | 10910.7532 | 10743.7094 | 14953.21 | 14612.3053 | 16171.8443 | 13188.555 | 12901.6766 | 13844.2243 | 13190.3875
SA1 | Grid Battery | 184.5618 | 188.1376 | 181.9202 | 178.7608 | 179.1166 | 175.0742 | 172.7568 | 166.432 | 160.3535 | 1311.8217 | 1235.4149 | 1206.6838 | 1765.4973 | 1849.6692 | 1869.0195 | 1828.0499 | 1899.3061 | 3237.0189 | 4777.4329 | 4201.0677 | 5828.5485 | 5716.0855 | 6377.4978 | 4842.38 | 4523.3925 | 4763.2785 | 4145.1076
SA1 | Pumped Hydro | 0 | 0 | 0.00098812 | 0.0014235 | 0.0014481 | 0.0014388 | 0.0014938 | 0.0020074 | 0.002072 | 0.0020721 | 0.0020961 | 0.0021472 | 0.0026063 | 0.0026667 | 0.0029906 | 0.0030514 | 0.0032143 | 0.0036095 | 0.0042569 | 0.0042236 | 0.0043214 | 0.0054106 | 0.0054987 | 0.0053114 | 0.0053893 | 0.0054268 | 0.005941
SA1 | VPP | 70.5798 | 100.946 | 129.5345 | 153.1195 | 183.0155 | 211.3691 | 263.0581 | 306.7506 | 352.455 | 425.5262 | 500.0091 | 558.9119 | 622.8381 | 714.4799 | 745.5652 | 787.9649 | 844.4706 | 847.6899 | 940.222 | 952.1692 | 1022.6627 | 1061.621 | 1183.7742 | 1104.7468 | 1093.7499 | 1181.5637 | 1116.6652
Total excluding storage |  | 9632.3718 | 10299.9575 | 10851.0245 | 12165.5535 | 12058.3843 | 14368.5539 | 14396.2501 | 14631.2108 | 15141.0164 | 17344.3429 | 17720.3629 | 18429.1098 | 19512.2374 | 20024.1627 | 21406.2332 | 21848.6052 | 21914.1797 | 27150.5117 | 30031.8947 | 31141.016 | 35662.7527 | 36778.054 | 38196.4392 | 36746.7007 | 37953.7494 | 39365.0831 | 39415.8814
Region | Technology | 2023-24 | 2024-25 | 2025-26 | 2026-27 | 2027-28 | 2028-29 | 2029-30 | 2030-31 | 2031-32 | 2032-33 | 2033-34 | 2034-35 | 2035-36 | 2036-37 | 2037-38 | 2038-39 | 2039-40 | 2040-41 | 2041-42 | 2042-43 | 2043-44 | 2044-45 | 2045-46 | 2046-47 | 2047-48 | 2048-49 | 2049-50
TAS1 | Black Coal | 0 | 0 | 0 | 0 | 0 | 0 | 0 | 0 | 0 | 0 | 0 | 0 | 0 | 0 | 0 | 0 | 0 | 0 | 0 | 0 | 0 | 0 | 0 | 0 | 0 | 0 | 0
TAS1 | Brown Coal | 0 | 0 | 0 | 0 | 0 | 0 | 0 | 0 | 0 | 0 | 0 | 0 | 0 | 0 | 0 | 0 | 0 | 0 | 0 | 0 | 0 | 0 | 0 | 0 | 0 | 0 | 0
TAS1 | CCGT | 0 | 0 | 0 | 0 | 0 | 0 | 0 | 0 | 0 | 0 | 0 | 0 | 0 | 0 | 0 | 0 | 0 | 0 | 0 | 0 | 0 | 0 | 0 | 0 | 0 | 0 | 0
TAS1 | Gas - Steam | 0 | 0 | 0 | 0 | 0 | 0 | 0 | 0 | 0 | 0 | 0 | 0 | 0 | 0 | 0 | 0 | 0 | 0 | 0 | 0 | 0 | 0 | 0 | 0 | 0 | 0 | 0
TAS1 | OCGT / Diesel | 8.8751e-05 | 0.00018138 | 0.00019237 | 0.20169 | 0.0002101 | 0.00022347 | 0.92453 | 5.213 | 3.1046 | 15.4423 | 11.0335 | 35.6812 | 12.5329 | 12.0242 | 29.4368 | 14.2539 | 57.5125 | 9.217 | 9.2197 | 9.7197 | 12.219 | 4.4709 | 5.6527 | 0.59264 | 3.1681 | 10.2931 | 7.0026
TAS1 | Hydro | 12008.1178 | 9238.6154 | 9394.6672 | 9035.6511 | 7265.0226 | 7345.481 | 9988.7923 | 9995.4848 | 9774.7729 | 9545.9863 | 9677.1503 | 9750.98 | 8696.8518 | 8405.9347 | 9625.9227 | 9294.1239 | 8998.6711 | 8080.8636 | 8118.0049 | 9090.4745 | 9481.9952 | 8966.4201 | 8849.4697 | 9652.5748 | 9163.299 | 9059.2675 | 8695.8105
TAS1 | Hydrogen Turbine | 0 | 0 | 0 | 0 | 0 | 0 | 0 | 0 | 0 | 0 | 0 | 0 | 0 | 0 | 0 | 0 | 0 | 0 | 0 | 0 | 0 | 0 | 0 | 0 | 0 | 0 | 0
TAS1 | Wind | 1869.2333 | 4253.4856 | 4542.0968 | 4599.0389 | 6554.5863 | 6998.0214 | 8794.3109 | 8627.529 | 13128.858 | 13907.6107 | 13178.0665 | 13533.9483 | 13718.3892 | 14416.5264 | 13955.9532 | 13505.9631 | 13178.5674 | 14275.5808 | 13964.2799 | 13383.3518 | 13865.6988 | 13713.6783 | 14472.5588 | 13957.4082 | 13437.4587 | 13170.5269 | 14121.4137
TAS1 | Solar PV | 0 | 0.00048217 | 0.0004753 | 0.00052665 | 0.00049849 | 0.00042294 | 0.00045491 | 0.00063871 | 0.0006129 | 0.0013103 | 0.001385 | 13.3796 | 13.8234 | 13.673 | 83.3051 | 87.3636 | 90.0133 | 81.4505 | 310.7839 | 331.3169 | 506.3424 | 963.1029 | 943.8649 | 812.0906 | 849.7311 | 886.5194 | 809.9123
TAS1 | Grid Battery | 0 | 0.00093339 | 0.0010908 | 0.0012305 | 0.0014892 | 0.0015096 | 0.0018139 | 0.0028016 | 0.0038296 | 0.0040322 | 0.0042087 | 0.0041816 | 0.0044326 | 0.0044972 | 0.0052205 | 0.005268 | 0.0057544 | 0.0071358 | 0.0070584 | 0.006674 | 0.0075624 | 0.0086341 | 0.0083528 | 0.0083446 | 0.0092534 | 0.010904 | 0.015283
TAS1 | Pumped Hydro | 0 | 0 | 0.0016189 | 0.0017481 | 0.0020631 | 0.0023357 | 0.0032563 | 0.012603 | 574.2389 | 844.9574 | 851.5334 | 827.2939 | 1180.6905 | 1142.1931 | 1138.1926 | 1165.6731 | 1285.0116 | 1128.2498 | 1225.4176 | 1154.6858 | 1161.2062 | 1243.8447 | 1159.9656 | 1260.7225 | 1272.3137 | 1264.5948 | 1134.3355
TAS1 | VPP | 0.43855 | 3.721 | 5.5518 | 10.1386 | 16.567 | 25.1342 | 36.4881 | 48.9158 | 66.0226 | 69.6261 | 80.7577 | 86.0307 | 94.1433 | 106.669 | 112.2669 | 115.0642 | 138.8418 | 164.2145 | 149.5455 | 149.6067 | 143.5024 | 149.3361 | 150.216 | 153.2296 | 155.3005 | 180.2951 | 157.8024
Total excluding storage |  | 13877.7897 | 13495.8235 | 13942.3192 | 13645.0337 | 13836.1802 | 14368.6411 | 18820.5214 | 18677.1587 | 23547.0015 | 24383.6281 | 23798.547 | 24247.3178 | 23716.4355 | 24097.0249 | 24945.0826 | 24182.4471 | 23748.6235 | 23739.5835 | 23777.2585 | 24119.1621 | 25170.9715 | 25040.8616 | 25581.736 | 25836.6267 | 24881.2803 | 24571.5078 | 24926.2921
Explicitly modelled pumping
Region | Technology | 2023-24 | 2024-25 | 2025-26 | 2026-27 | 2027-28 | 2028-29 | 2029-30 | 2030-31 | 2031-32 | 2032-33 | 2033-34 | 2034-35 | 2035-36 | 2036-37 | 2037-38 | 2038-39 | 2039-40 | 2040-41 | 2041-42 | 2042-43 | 2043-44 | 2044-45 | 2045-46 | 2046-47 | 2047-48 | 2048-49 | 2049-50
NEM | Grid Battery pump | 496.4785 | 494.6144 | 1101.776 | 1671.997 | 3316.7437 | 6111.1478 | 6338.0615 | 7634.8054 | 7610.9356 | 13376.5309 | 14166.4347 | 13782.8797 | 14586.2554 | 14640.4536 | 14261.3537 | 14516.7402 | 21997.225 | 24163.8461 | 30215.9393 | 36814.7893 | 36637.6602 | 38180.0911 | 38771.0998 | 33828.5655 | 32711.8182 | 38316.1536 | 36691.4226
NEM | Pumped Hydro Pump | 1285.7505 | 2236.5513 | 3256.4597 | 4803.3734 | 5695.6071 | 6694.3174 | 7867.3239 | 9997.9435 | 11383.256 | 11015.9637 | 12054.6017 | 11437.964 | 13265.7188 | 12972.377 | 17062.0563 | 16834.2324 | 17189.4176 | 16526.7979 | 20153.3718 | 19659.216 | 17155.3261 | 17971.1119 | 17326.4297 | 19273.4509 | 17883.9818 | 16629.3787 | 14479.6349
NEM | VPP pump | 259.4218 | 520.1921 | 923.9021 | 1346.1597 | 1816.9377 | 2219.1153 | 2969.7769 | 3581.0299 | 4133.4716 | 4799.1391 | 5680.1881 | 6442.0437 | 7358.8879 | 8286.1307 | 8736.9396 | 9485.6793 | 10343.8321 | 10612.2155 | 11470.8255 | 11692.1512 | 11807.5299 | 12534.2217 | 13350.1376 | 13017.7085 | 13503.7202 | 14169.2148 | 14245.091
Region | Technology | 2023-24 | 2024-25 | 2025-26 | 2026-27 | 2027-28 | 2028-29 | 2029-30 | 2030-31 | 2031-32 | 2032-33 | 2033-34 | 2034-35 | 2035-36 | 2036-37 | 2037-38 | 2038-39 | 2039-40 | 2040-41 | 2041-42 | 2042-43 | 2043-44 | 2044-45 | 2045-46 | 2046-47 | 2047-48 | 2048-49 | 2049-50
NSW1 | Grid Battery pump | 24.5637 | 29.8289 | 613.8434 | 1190.5606 | 2841.1274 | 3540.1391 | 3766.7239 | 4015.754 | 3842.506 | 4566.5931 | 4279.4141 | 4077.7506 | 4227.6064 | 4111.7799 | 3881.5921 | 3842.4077 | 7152.1194 | 6866.2912 | 8355.3895 | 8088.8601 | 7429.405 | 8794.5455 | 8088.5201 | 8055.0678 | 6787.0214 | 9147.0049 | 9040.494
NSW1 | Pumped Hydro Pump | 668.0516 | 1279.1953 | 2329.3886 | 3550.6021 | 4387.5964 | 5405.0575 | 6377.5339 | 8125.8123 | 8724.0204 | 8122.7124 | 8722.1532 | 8195.0586 | 9338.5102 | 9283.7948 | 9116.471 | 8136.7165 | 6761.369 | 6016.2325 | 7345.4519 | 7092.0003 | 5681.9018 | 6030.2043 | 6062.0658 | 7195.4663 | 5953.818 | 4959.9945 | 4222.3726
NSW1 | VPP pump | 68.0255 | 156.9869 | 290.5214 | 426.4423 | 574.7654 | 704.5186 | 950.6849 | 1176.8837 | 1379.9103 | 1654.5537 | 2002.0536 | 2257.8474 | 2635.457 | 2903.0649 | 3087.002 | 3355.5417 | 3671.1532 | 3712.9635 | 4069.8793 | 4085.0865 | 4103.8712 | 4476.0024 | 4691.7157 | 4585.1452 | 4747.2506 | 5044.3502 | 5217.9134
Region | Technology | 2023-24 | 2024-25 | 2025-26 | 2026-27 | 2027-28 | 2028-29 | 2029-30 | 2030-31 | 2031-32 | 2032-33 | 2033-34 | 2034-35 | 2035-36 | 2036-37 | 2037-38 | 2038-39 | 2039-40 | 2040-41 | 2041-42 | 2042-43 | 2043-44 | 2044-45 | 2045-46 | 2046-47 | 2047-48 | 2048-49 | 2049-50
QLD1 | Grid Battery pump | 63.67 | 63.6207 | 65.0821 | 65.4842 | 65.7235 | 2179.0452 | 2180.5305 | 2758.781 | 2945.0991 | 4339.4848 | 5788.7685 | 5772.8023 | 5765.6386 | 5821.9776 | 5163.1971 | 5389.7509 | 8753.8372 | 9313.2562 | 11659.8146 | 19593.4699 | 18595.2526 | 18266.8705 | 18547.197 | 15900.4134 | 16309.3334 | 19448.8588 | 19152.3008
QLD1 | Pumped Hydro Pump | 617.6989 | 957.356 | 927.0663 | 1252.7641 | 1308.003 | 1289.252 | 1489.7805 | 1872.1058 | 1896.2567 | 1786.1129 | 2201.898 | 2153.775 | 2387.0496 | 2165.5301 | 6064.7259 | 6746.3807 | 8315.5341 | 8002.2904 | 8415.1918 | 8162.6035 | 7261.3484 | 7120.4852 | 6630.84 | 7542.054 | 7270.1483 | 7195.6224 | 6199.6023
QLD1 | VPP pump | 60.216 | 128.0699 | 227.6186 | 353.6979 | 478.9011 | 613.2552 | 849.4605 | 1060.6941 | 1234.9059 | 1453.5874 | 1729.9153 | 1988.7861 | 2237.7402 | 2528.8796 | 2650.3093 | 2884.319 | 3104.4553 | 3291.294 | 3470.5784 | 3697.3076 | 3814.8862 | 3900.8455 | 4138.969 | 4189.3936 | 4301.0117 | 4454.9067 | 4587.924
Region | Technology | 2023-24 | 2024-25 | 2025-26 | 2026-27 | 2027-28 | 2028-29 | 2029-30 | 2030-31 | 2031-32 | 2032-33 | 2033-34 | 2034-35 | 2035-36 | 2036-37 | 2037-38 | 2038-39 | 2039-40 | 2040-41 | 2041-42 | 2042-43 | 2043-44 | 2044-45 | 2045-46 | 2046-47 | 2047-48 | 2048-49 | 2049-50
VIC1 | Grid Battery pump | 190.5353 | 178.4292 | 207.9581 | 204.5112 | 197.4637 | 185.4409 | 185.9159 | 663.9761 | 633.7033 | 2889.8434 | 2615.0571 | 2483.7044 | 2469.0551 | 2481.4299 | 2967.8588 | 3076.5635 | 3813.8711 | 4071.2458 | 4464.8881 | 4057.4936 | 3601.4344 | 4233.5269 | 4431.1875 | 4065.7337 | 4135.9722 | 4011.996 | 3504.9617
VIC1 | Pumped Hydro Pump | 0 | 0 | 0.0013729 | 0.0030307 | 0.0030831 | 0.0029718 | 0.0032561 | 0.0062189 | 0.0064037 | 0.0069187 | 0.0071504 | 0.0069526 | 0.028336 | 0.028133 | 403.3684 | 415.1245 | 423.9319 | 1003.5958 | 2778.0766 | 2885.3539 | 2702.3521 | 3187.9081 | 3080.4292 | 2903.8982 | 2959.0914 | 2836.6341 | 2565.1052
VIC1 | VPP pump | 47.8495 | 111.7997 | 247.0319 | 373.9544 | 527.8048 | 623.7657 | 816.3783 | 925.8669 | 1026.3289 | 1107.2431 | 1265.8179 | 1436.5813 | 1642.6253 | 1887.5556 | 1990.9871 | 2180.5252 | 2413.9893 | 2413.8555 | 2651.425 | 2611.3962 | 2518.1069 | 2732.6249 | 2948.2205 | 2766.7766 | 2980.6089 | 3073.149 | 2939.8798
Region | Technology | 2023-24 | 2024-25 | 2025-26 | 2026-27 | 2027-28 | 2028-29 | 2029-30 | 2030-31 | 2031-32 | 2032-33 | 2033-34 | 2034-35 | 2035-36 | 2036-37 | 2037-38 | 2038-39 | 2039-40 | 2040-41 | 2041-42 | 2042-43 | 2043-44 | 2044-45 | 2045-46 | 2046-47 | 2047-48 | 2048-49 | 2049-50
SA1 | Grid Battery pump | 217.7096 | 222.7346 | 214.8911 | 211.4395 | 212.4273 | 206.5208 | 204.8889 | 196.291 | 189.6226 | 1580.6048 | 1483.1901 | 1448.6175 | 2123.9501 | 2225.2608 | 2248.6994 | 2208.0119 | 2277.3905 | 3913.0443 | 5735.8388 | 5074.9579 | 7011.5592 | 6885.1379 | 7704.1853 | 5807.3407 | 5479.4801 | 5708.2809 | 4993.648
SA1 | Pumped Hydro Pump | 0 | 0 | 0.0013022 | 0.001871 | 0.0019137 | 0.001885 | 0.0019743 | 0.0026342 | 0.0027279 | 0.0027286 | 0.0027605 | 0.0028193 | 0.0034284 | 0.0035149 | 0.0039294 | 0.0040239 | 0.0042204 | 0.0047702 | 0.0055791 | 0.005572 | 0.0056765 | 0.0071253 | 0.0072542 | 0.0069672 | 0.0071172 | 0.0071048 | 0.0078314
SA1 | VPP pump | 82.8301 | 118.9294 | 152.2242 | 180.1406 | 215.8741 | 248.1078 | 310.3163 | 360.0468 | 414.6529 | 501.8235 | 587.2185 | 657.3663 | 732.7507 | 840.5646 | 877.1355 | 929.8949 | 990.92 | 1000.1442 | 1102.979 | 1122.3376 | 1202.6333 | 1249.0719 | 1393.5392 | 1297.0931 | 1291.0857 | 1385.7537 | 1313.7239
Region | Technology | 2023-24 | 2024-25 | 2025-26 | 2026-27 | 2027-28 | 2028-29 | 2029-30 | 2030-31 | 2031-32 | 2032-33 | 2033-34 | 2034-35 | 2035-36 | 2036-37 | 2037-38 | 2038-39 | 2039-40 | 2040-41 | 2041-42 | 2042-43 | 2043-44 | 2044-45 | 2045-46 | 2046-47 | 2047-48 | 2048-49 | 2049-50
TAS1 | Grid Battery pump | 0 | 0.0011092 | 0.0012956 | 0.0014613 | 0.0017699 | 0.0017931 | 0.0021559 | 0.0033275 | 0.0045604 | 0.0048008 | 0.0050065 | 0.0049803 | 0.0052682 | 0.0053582 | 0.006209 | 0.0062703 | 0.0068397 | 0.0085003 | 0.0083902 | 0.0079377 | 0.008993 | 0.010264 | 0.0099482 | 0.0099046 | 0.011022 | 0.01294 | 0.018169
TAS1 | Pumped Hydro Pump | 0 | 0 | 0.0021381 | 0.0022991 | 0.0027227 | 0.0030675 | 0.0043007 | 0.016559 | 762.9698 | 1107.1288 | 1130.5406 | 1089.1206 | 1540.1273 | 1523.0205 | 1477.4871 | 1536.0068 | 1688.5783 | 1504.6743 | 1614.646 | 1519.2527 | 1509.7182 | 1632.5072 | 1553.0874 | 1632.0254 | 1700.9171 | 1637.1205 | 1492.5469
TAS1 | VPP pump | 0.5008 | 4.4062 | 6.5061 | 11.9245 | 19.5924 | 29.4679 | 42.9368 | 57.5384 | 77.6737 | 81.9313 | 95.1828 | 101.4626 | 110.3147 | 126.066 | 131.5058 | 135.3985 | 163.3144 | 193.9583 | 175.9637 | 176.0233 | 168.0322 | 175.677 | 177.6933 | 179.2999 | 183.7632 | 211.0551 | 185.6499
Non-controllable capacity
Region | Technology | 2023-24 | 2024-25 | 2025-26 | 2026-27 | 2027-28 | 2028-29 | 2029-30 | 2030-31 | 2031-32 | 2032-33 | 2033-34 | 2034-35 | 2035-36 | 2036-37 | 2037-38 | 2038-39 | 2039-40 | 2040-41 | 2041-42 | 2042-43 | 2043-44 | 2044-45 | 2045-46 | 2046-47 | 2047-48 | 2048-49 | 2049-50
NEM | Distributed PV | 26560.6016 | 29104.0967 | 31473.6633 | 37081.5432 | 40418.5958 | 38926.5586 | 43592.2929 | 48229.3969 | 51979.7521 | 54755.1652 | 55953.7685 | 56902.3907 | 63643.8244 | 66153.9262 | 61300.8009 | 66595.7504 | 71779.8603 | 75487.274 | 77777.5549 | 77977.9251 | 77783.2771 | 85452.7067 | 87607.0329 | 80381.6538 | 86543.9253 | 92200.6928 | 95960.9879
NEM | Behind the meter battery | 657.5137 | 1006.7447 | 1317.3393 | 1566.0098 | 1773.1566 | 1890.8424 | 2143.9911 | 2489.4047 | 2789.0704 | 3113.0752 | 3597.6322 | 4070.11 | 4511.1194 | 4860.9793 | 5165.9009 | 5364.9705 | 5454.5291 | 5447.6237 | 5401.3096 | 5348.7634 | 5404.7881 | 5430.708 | 5462.7544 | 5462.5562 | 5467.5685 | 5397.6579 | 5331.7203
NEM | Behind the meter battery pump | 773.9288 | 1184.9284 | 1550.1053 | 1843.1255 | 2087.3228 | 2225.0785 | 2523.5712 | 2929.616 | 3282.4864 | 3663.3641 | 4233.7384 | 4790.7173 | 5309.6304 | 5721.7019 | 6080.1627 | 6314.2799 | 6420.1964 | 6410.0458 | 6358.28 | 6294.3025 | 6360.4049 | 6392.115 | 6428.6141 | 6430.2842 | 6436.1891 | 6354.3022 | 6274.968
Region | Technology | 2023-24 | 2024-25 | 2025-26 | 2026-27 | 2027-28 | 2028-29 | 2029-30 | 2030-31 | 2031-32 | 2032-33 | 2033-34 | 2034-35 | 2035-36 | 2036-37 | 2037-38 | 2038-39 | 2039-40 | 2040-41 | 2041-42 | 2042-43 | 2043-44 | 2044-45 | 2045-46 | 2046-47 | 2047-48 | 2048-49 | 2049-50
NSW1 | Distributed PV | 8462.3385 | 9458.3162 | 10159.0762 | 12271.5737 | 13113.6881 | 12546.804 | 13815.0616 | 15639.2599 | 17348.1141 | 17854.1428 | 18611.9033 | 18922.4793 | 21829.4782 | 22416.5655 | 20726.2835 | 22104.3897 | 24295.3559 | 26132.7136 | 26218.1837 | 26660.5244 | 26477.5898 | 29878.3743 | 30218.882 | 27626.6637 | 29170.2276 | 31670.4989 | 33704.5634
NSW1 | Behind the meter battery | 236.0997 | 340.3977 | 426.8203 | 496.5989 | 552.178 | 593.1144 | 678.601 | 795.0042 | 915.6299 | 1045.6392 | 1229.8005 | 1397.7866 | 1551.5025 | 1674.213 | 1770.8636 | 1835.975 | 1865.6994 | 1856.8353 | 1844.8207 | 1833.1068 | 1857.9164 | 1869.6097 | 1877.4406 | 1875.4554 | 1868.3381 | 1847.8317 | 1820.6144
NSW1 | Behind the meter battery pump | 277.8328 | 400.6658 | 502.3022 | 584.3175 | 650.1429 | 698.0717 | 798.8828 | 935.9349 | 1077.2855 | 1230.342 | 1446.9719 | 1644.5885 | 1826.2437 | 1970.4983 | 2083.9438 | 2160.393 | 2196.8689 | 2184.5941 | 2172.0639 | 2156.8121 | 2185.7851 | 2201.4161 | 2209.4144 | 2207.8793 | 2199.915 | 2174.9865 | 2143.0425
Region | Technology | 2023-24 | 2024-25 | 2025-26 | 2026-27 | 2027-28 | 2028-29 | 2029-30 | 2030-31 | 2031-32 | 2032-33 | 2033-34 | 2034-35 | 2035-36 | 2036-37 | 2037-38 | 2038-39 | 2039-40 | 2040-41 | 2041-42 | 2042-43 | 2043-44 | 2044-45 | 2045-46 | 2046-47 | 2047-48 | 2048-49 | 2049-50
QLD1 | Distributed PV | 8227.6935 | 8801.311 | 9863.4451 | 11475.6724 | 12457.4377 | 11268.4695 | 13105.084 | 14471.0511 | 16095.1163 | 16714.6015 | 16849.2773 | 17798.0916 | 19695.8152 | 20424.5671 | 17788.0739 | 19963.1524 | 21368.2537 | 23094.2817 | 23468.3879 | 23181.6046 | 24006.8726 | 26011.0707 | 26622.9939 | 22900.3003 | 25459.338 | 26869.7455 | 28762.9682
QLD1 | Behind the meter battery | 170.7366 | 271.0266 | 364.6122 | 433.5151 | 491.3321 | 537.9626 | 628.6386 | 744.6914 | 834.1762 | 930.9932 | 1074.1494 | 1213.5721 | 1346.8461 | 1448.2671 | 1535.4985 | 1600.0345 | 1631.782 | 1631.2572 | 1608.2973 | 1592.3827 | 1609.1851 | 1612.6466 | 1621.0805 | 1616.2546 | 1614.1068 | 1594.795 | 1578.9698
QLD1 | Behind the meter battery pump | 200.9896 | 319.0374 | 429.0447 | 510.4005 | 578.2214 | 632.9301 | 739.7227 | 876.2329 | 981.9917 | 1095.8935 | 1264.3808 | 1428.9002 | 1585.3756 | 1705.2134 | 1807.0518 | 1884.0736 | 1919.9871 | 1919.529 | 1893.1536 | 1873.7884 | 1893.7201 | 1897.3207 | 1907.6047 | 1902.393 | 1900.3283 | 1877.9375 | 1857.7419
Region | Technology | 2023-24 | 2024-25 | 2025-26 | 2026-27 | 2027-28 | 2028-29 | 2029-30 | 2030-31 | 2031-32 | 2032-33 | 2033-34 | 2034-35 | 2035-36 | 2036-37 | 2037-38 | 2038-39 | 2039-40 | 2040-41 | 2041-42 | 2042-43 | 2043-44 | 2044-45 | 2045-46 | 2046-47 | 2047-48 | 2048-49 | 2049-50
VIC1 | Distributed PV | 5927.2192 | 6615.7267 | 7089.2973 | 8452.9512 | 9493.9945 | 9691.0714 | 10721.6826 | 11762.0101 | 11872.7118 | 13025.0994 | 13231.2584 | 12987.9308 | 14324.1638 | 15011.5217 | 14621.0269 | 15763.9665 | 16944.6695 | 16846.5259 | 18190.4559 | 18283.4941 | 17708.0148 | 19320.8985 | 20019.7175 | 19388.6033 | 20772.1582 | 22108.9801 | 21761.2072
VIC1 | Behind the meter battery | 143.293 | 255.764 | 357.528 | 445.5417 | 520.1297 | 534.0202 | 574.5348 | 646.8898 | 695.0103 | 741.5967 | 840.8801 | 953.3033 | 1060.5591 | 1150.0707 | 1245.2576 | 1291.8352 | 1313.6739 | 1317.4793 | 1309.5395 | 1283.2305 | 1289.176 | 1299.8888 | 1310.3468 | 1322.1048 | 1335.0646 | 1315.6099 | 1298.5463
VIC1 | Behind the meter battery pump | 168.7049 | 300.9657 | 420.6293 | 524.3864 | 612.3835 | 628.4616 | 676.2866 | 761.0496 | 817.9236 | 872.5457 | 989.6107 | 1122.4325 | 1248.0938 | 1353.2335 | 1466.2928 | 1520.0169 | 1546.0309 | 1550.041 | 1541.089 | 1510.2224 | 1517.4149 | 1529.652 | 1542.0634 | 1556.6244 | 1571.0173 | 1548.7907 | 1528.2244
Region | Technology | 2023-24 | 2024-25 | 2025-26 | 2026-27 | 2027-28 | 2028-29 | 2029-30 | 2030-31 | 2031-32 | 2032-33 | 2033-34 | 2034-35 | 2035-36 | 2036-37 | 2037-38 | 2038-39 | 2039-40 | 2040-41 | 2041-42 | 2042-43 | 2043-44 | 2044-45 | 2045-46 | 2046-47 | 2047-48 | 2048-49 | 2049-50
SA1 | Distributed PV | 3601.2396 | 3836.6945 | 3940.5566 | 4383.5313 | 4811.2285 | 4846.7445 | 5330.4758 | 5678.8981 | 5951.7698 | 6386.844 | 6448.2993 | 6380.437 | 6890.5661 | 7363.0567 | 7215.5741 | 7772.2023 | 8117.152 | 8332.5404 | 8752.0675 | 8666.5061 | 8424.5566 | 8962.749 | 9436.6247 | 9153.8367 | 9787.2603 | 10128.2605 | 10296.799
SA1 | Behind the meter battery | 89.6576 | 114.2984 | 136.4992 | 153.4714 | 168.7112 | 182.0004 | 212.3649 | 244.9938 | 278.8759 | 319.969 | 366.7485 | 408.2686 | 445.0039 | 472.6485 | 491.7265 | 509.3402 | 512.972 | 511.5296 | 508.7854 | 510.011 | 516.6645 | 516.2922 | 519.8793 | 515.4168 | 516.5139 | 506.6341 | 502.8644
SA1 | Behind the meter battery pump | 105.5364 | 134.5421 | 160.6012 | 180.616 | 198.5417 | 214.1386 | 250.02 | 288.3253 | 328.3143 | 376.4625 | 431.505 | 480.4342 | 523.687 | 556.4807 | 578.644 | 599.3439 | 603.8566 | 602.2642 | 599.156 | 600.4794 | 608.3176 | 607.9903 | 611.8434 | 606.4216 | 607.6875 | 596.3267 | 592.1078
Region | Technology | 2023-24 | 2024-25 | 2025-26 | 2026-27 | 2027-28 | 2028-29 | 2029-30 | 2030-31 | 2031-32 | 2032-33 | 2033-34 | 2034-35 | 2035-36 | 2036-37 | 2037-38 | 2038-39 | 2039-40 | 2040-41 | 2041-42 | 2042-43 | 2043-44 | 2044-45 | 2045-46 | 2046-47 | 2047-48 | 2048-49 | 2049-50
TAS1 | Distributed PV | 342.1107 | 392.0482 | 421.2881 | 497.8146 | 542.247 | 573.4692 | 619.9889 | 678.1777 | 712.0401 | 774.4775 | 813.0302 | 813.4519 | 903.8011 | 938.2152 | 949.8426 | 992.0395 | 1054.4291 | 1081.2124 | 1148.4599 | 1185.7959 | 1166.2433 | 1279.6142 | 1308.8147 | 1312.2497 | 1354.9412 | 1423.2078 | 1435.4501
TAS1 | Behind the meter battery | 17.7268 | 25.258 | 31.8796 | 36.8828 | 40.8056 | 43.7449 | 49.8517 | 57.8255 | 65.3781 | 74.8771 | 86.0537 | 97.1794 | 107.2079 | 115.78 | 122.5546 | 127.7856 | 130.4018 | 130.5224 | 129.8666 | 130.0323 | 131.846 | 132.2708 | 134.0073 | 133.3247 | 133.5451 | 132.7872 | 130.7254
TAS1 | Behind the meter battery pump | 20.8652 | 29.7174 | 37.5279 | 43.4051 | 48.0333 | 51.4765 | 58.6591 | 68.0734 | 76.9713 | 88.1205 | 101.27 | 114.362 | 126.2303 | 136.2759 | 144.2303 | 150.4525 | 153.4529 | 153.6175 | 152.8175 | 153.0002 | 155.1672 | 155.7358 | 157.6882 | 156.9658 | 157.2412 | 156.2607 | 153.8514

## BaseCase_Capacity
Installed capacity by technology (MW) - BaseCase, Step Change Scenario
Capacity calculated on 1 July. In early study years some wind and solar projects enter later in the financial year and are therefore reflected in the following financial year's capacity.
Explicitly modelled generation
Region | Technology | 2023-24 | 2024-25 | 2025-26 | 2026-27 | 2027-28 | 2028-29 | 2029-30 | 2030-31 | 2031-32 | 2032-33 | 2033-34 | 2034-35 | 2035-36 | 2036-37 | 2037-38 | 2038-39 | 2039-40 | 2040-41 | 2041-42 | 2042-43 | 2043-44 | 2044-45 | 2045-46 | 2046-47 | 2047-48 | 2048-49 | 2049-50
NEM | Black Coal | 16456 | 16456 | 15756 | 12176 | 10156 | 8277 | 7312 | 5912 | 5912 | 5182 | 3082 | 3082 | 3082 | 3082 | 3082 | 3082 | 852 | 426 | 426 | 0 | 0 | 0 | 0 | 0 | 0 | 0 | 0
NEM | Brown Coal | 4820 | 4820 | 4120 | 3370 | 3370 | 2810 | 1720 | 1160 | 1160 | 0 | 0 | 0 | 0 | 0 | 0 | 0 | 0 | 0 | 0 | 0 | 0 | 0 | 0 | 0 | 0 | 0 | 0
NEM | CCGT | 2954.9 | 2774.9 | 2774.9 | 2774.9 | 2774.9 | 2774.9 | 2774.9 | 2774.9 | 2774.9 | 2774.9 | 2774.9 | 2774.9 | 2774.9 | 2389.9 | 1860.9 | 1860.9 | 1716.5 | 1716.5 | 1716.5 | 1716.5 | 1276.5 | 1276.5 | 632 | 388 | 388 | 388 | 388
NEM | Gas - Steam | 1300 | 1300 | 1300 | 500 | 500 | 500 | 500 | 500 | 500 | 500 | 500 | 500 | 500 | 500 | 500 | 500 | 0 | 0 | 0 | 0 | 0 | 0 | 0 | 0 | 0 | 0 | 0
NEM | OCGT / Diesel | 7382.159 | 8132.1599 | 8132.1599 | 8132.1601 | 8132.1601 | 8150.3138 | 8150.3139 | 7767.8139 | 7767.8139 | 7490.9541 | 6897.4542 | 6780.4544 | 7651.6264 | 7651.6264 | 8976.6882 | 8976.6882 | 8536.6882 | 8416.6882 | 8876.8574 | 8782.8574 | 9617.3858 | 10366.2866 | 10366.2866 | 11934.6847 | 11350.6847 | 13671.3927 | 13152.3927
NEM | Hydro | 7492.42 | 7492.42 | 7492.42 | 7492.42 | 7492.42 | 7492.42 | 7492.42 | 7492.42 | 7492.42 | 7492.42 | 7492.42 | 7492.42 | 7492.42 | 7492.42 | 7406.02 | 7406.02 | 7406.02 | 7406.02 | 7406.02 | 7340.02 | 7340.02 | 7340.02 | 7340.02 | 7340.02 | 7340.02 | 7340.02 | 7340.02
NEM | Hydrogen Turbine | 0 | 0 | 0 | 0 | 0 | 0 | 0 | 0 | 0 | 0 | 0 | 0 | 0 | 0 | 0 | 0 | 0 | 0 | 0 | 0 | 0 | 0 | 0 | 0 | 0 | 0 | 0
NEM | Wind | 10055.738 | 16005.1544 | 16056.9244 | 18375.5397 | 23351.1326 | 28565.1631 | 30427.451 | 33953.5057 | 34822.6458 | 37617.088 | 40663.2343 | 40663.2763 | 42336.1048 | 42927.0414 | 46661.7555 | 46261.6388 | 46792.5256 | 47122.8261 | 47261.5583 | 51372.3403 | 52645.8369 | 52240.075 | 51842.9619 | 59722.3713 | 63075.0269 | 63256.5367 | 64301.7168
NEM | Solar PV | 9052.829 | 9912.9336 | 10761.5743 | 10761.5753 | 10761.5775 | 11598.4065 | 12523.0409 | 14914.4855 | 15455.0765 | 18286.7728 | 20552.5653 | 22660.5837 | 22721.2214 | 22641.8394 | 28067.8417 | 30074.6324 | 41782.1755 | 49530.6489 | 53665.7658 | 63252.196 | 67372.198 | 67025.0815 | 67856.3489 | 73299.6184 | 74153.9639 | 77538.4667 | 82681.2959
NEM | Grid Battery | 1004.93 | 1004.9347 | 1429.7532 | 1429.757 | 2056.5069 | 3324.9135 | 3399.9136 | 3765.4906 | 3860.8342 | 6301.5171 | 6966.7458 | 6941.7458 | 7302.3912 | 7252.3913 | 7788.2895 | 7788.2896 | 10865.5979 | 12585.5325 | 14228.0519 | 17747.2861 | 18365.4334 | 19573.9913 | 19177.5479 | 19789.9637 | 19163.2149 | 21968.2422 | 21949.0392
NEM | Pumped Hydro | 810 | 810 | 1533.4367 | 1533.4378 | 3573.438 | 3811.9564 | 3811.957 | 3811.9638 | 4092.8662 | 4321.6484 | 4495.6193 | 4495.6194 | 4748.5393 | 4748.5393 | 6684.9906 | 6684.9907 | 7333.6891 | 7574.9442 | 8170.8272 | 8310.6034 | 8339.4298 | 8494.6855 | 8494.6856 | 9326.3725 | 9326.3726 | 9326.3731 | 9326.3732
NEM | VPP | 318.73 | 623.03 | 1035.46 | 1538.9 | 2142.79 | 2807.6 | 3819.27 | 4674.27 | 5519.2001 | 6499.25 | 7698.5399 | 9010.2399 | 10339.3001 | 11714.6999 | 13054.31 | 14363.1999 | 15318.2998 | 16214.4898 | 16978.9203 | 17751.1898 | 18511.9699 | 19307.4097 | 20087.2598 | 20907.45 | 21712.49 | 22566.1805 | 23396.9398
Total excluding storage |  | 61647.706 | 69331.5326 | 70392.6286 | 68084.6899 | 74310.9252 | 80112.6733 | 81931.2664 | 86726.8496 | 89357.7567 | 96466.5504 | 101123.4787 | 104401.2393 | 108948.503 | 110400.4577 | 124082.7955 | 126998.3596 | 140603.4961 | 150993.6497 | 158730.5009 | 176272.9929 | 183468.7738 | 185624.0495 | 185797.1107 | 202708.4806 | 206509.773 | 216055.2118 | 222535.7776
Region | Technology | 2023-24 | 2024-25 | 2025-26 | 2026-27 | 2027-28 | 2028-29 | 2029-30 | 2030-31 | 2031-32 | 2032-33 | 2033-34 | 2034-35 | 2035-36 | 2036-37 | 2037-38 | 2038-39 | 2039-40 | 2040-41 | 2041-42 | 2042-43 | 2043-44 | 2044-45 | 2045-46 | 2046-47 | 2047-48 | 2048-49 | 2049-50
NSW1 | Black Coal | 8330 | 8330 | 8330 | 5450 | 4130 | 3445 | 2760 | 2760 | 2760 | 2760 | 1390 | 1390 | 1390 | 1390 | 1390 | 1390 | 0 | 0 | 0 | 0 | 0 | 0 | 0 | 0 | 0 | 0 | 0
NSW1 | Brown Coal | 0 | 0 | 0 | 0 | 0 | 0 | 0 | 0 | 0 | 0 | 0 | 0 | 0 | 0 | 0 | 0 | 0 | 0 | 0 | 0 | 0 | 0 | 0 | 0 | 0 | 0 | 0
NSW1 | CCGT | 440 | 440 | 440 | 440 | 440 | 440 | 440 | 440 | 440 | 440 | 440 | 440 | 440 | 440 | 440 | 440 | 440 | 440 | 440 | 440 | 0 | 0 | 0 | 0 | 0 | 0 | 0
NSW1 | Gas - Steam | 0 | 0 | 0 | 0 | 0 | 0 | 0 | 0 | 0 | 0 | 0 | 0 | 0 | 0 | 0 | 0 | 0 | 0 | 0 | 0 | 0 | 0 | 0 | 0 | 0 | 0 | 0
NSW1 | OCGT / Diesel | 1888.999 | 2638.9996 | 2638.9996 | 2638.9996 | 2638.9996 | 2638.9996 | 2638.9996 | 2638.9996 | 2638.9996 | 2638.9996 | 2638.9996 | 2638.9996 | 2638.9996 | 2638.9996 | 3195.8407 | 3195.8407 | 3195.8407 | 3195.8407 | 3195.8407 | 3195.8407 | 3195.8407 | 2346.8417 | 2346.8417 | 3184.0308 | 3184.0308 | 3184.0308 | 3184.0308
NSW1 | Hydro | 2525 | 2525 | 2525 | 2525 | 2525 | 2525 | 2525 | 2525 | 2525 | 2525 | 2525 | 2525 | 2525 | 2525 | 2525 | 2525 | 2525 | 2525 | 2525 | 2525 | 2525 | 2525 | 2525 | 2525 | 2525 | 2525 | 2525
NSW1 | Hydrogen Turbine | 0 | 0 | 0 | 0 | 0 | 0 | 0 | 0 | 0 | 0 | 0 | 0 | 0 | 0 | 0 | 0 | 0 | 0 | 0 | 0 | 0 | 0 | 0 | 0 | 0 | 0 | 0
NSW1 | Wind | 1886.96 | 4678.0834 | 4729.8534 | 5594.0019 | 9072.9446 | 9701.1299 | 9917.8271 | 10544.6203 | 10544.6203 | 11123.6085 | 11893.7771 | 12084.1781 | 13815.1466 | 14417.0451 | 14855.2312 | 14652.7518 | 15037.2287 | 15288.6505 | 15098.6405 | 17123.7217 | 18188.7815 | 18188.7815 | 18188.7823 | 19110.0268 | 20602.3278 | 20269.588 | 20261.2138
NSW1 | Solar PV | 3745.541 | 4459.643 | 5308.2828 | 5308.283 | 5308.2851 | 5945.1948 | 6836.9734 | 8486.6389 | 8486.639 | 8488.3653 | 9216.1777 | 9216.178 | 9216.178 | 9216.1785 | 11327.7904 | 11871.5448 | 14486.6233 | 15849.3706 | 17350.5559 | 17959.647 | 18415.0616 | 18415.0616 | 18415.0621 | 20553.1343 | 21697.3854 | 22411.5339 | 24915.8389
NSW1 | Grid Battery | 50 | 50.0031 | 474.8213 | 474.8216 | 1101.5712 | 1501.5712 | 1576.5711 | 1576.5723 | 1576.5725 | 1810.1686 | 1810.1687 | 1810.1687 | 1810.1693 | 1760.1694 | 1760.1695 | 1760.1696 | 3175.6892 | 3175.6906 | 3442.7047 | 3712.0063 | 3712.0091 | 4098.2797 | 3711.8364 | 4324.255 | 3697.5054 | 4860.7059 | 4805.6538
NSW1 | Pumped Hydro | 240 | 240 | 713.4347 | 713.4347 | 2753.4348 | 2753.4349 | 2753.4349 | 2753.4349 | 2753.4349 | 2753.4349 | 2753.4349 | 2753.4349 | 2753.435 | 2753.435 | 2753.4365 | 2753.4365 | 2753.4365 | 2753.4365 | 2753.4365 | 2753.4366 | 2753.4366 | 2753.4371 | 2753.4371 | 2753.4404 | 2753.4404 | 2753.4405 | 2753.4405
NSW1 | VPP | 97.18 | 193.89 | 321.47 | 477.31 | 663.94 | 884.26 | 1223.6 | 1508.4199 | 1818.1601 | 2178.94 | 2618.45 | 3090.16 | 3561.6901 | 4049.33 | 4508.48 | 4960.7201 | 5286.7 | 5588.1199 | 5842.6702 | 6109.57 | 6370.5701 | 6645.5899 | 6914.0398 | 7197.4098 | 7473.8901 | 7766.0502 | 8050.0099
Total excluding storage |  | 19203.68 | 23555.6191 | 25481.8618 | 23621.8508 | 28634.1753 | 29834.5904 | 30672.4062 | 33233.686 | 33543.4263 | 34718.5169 | 35286.008 | 35948.1193 | 38150.6187 | 39190.1577 | 42755.9483 | 43549.4634 | 46900.5184 | 48816.1089 | 50648.8485 | 53819.2222 | 55160.6996 | 54972.9914 | 54854.9994 | 59647.2971 | 61933.5799 | 63770.3493 | 66495.1875
Region | Technology | 2023-24 | 2024-25 | 2025-26 | 2026-27 | 2027-28 | 2028-29 | 2029-30 | 2030-31 | 2031-32 | 2032-33 | 2033-34 | 2034-35 | 2035-36 | 2036-37 | 2037-38 | 2038-39 | 2039-40 | 2040-41 | 2041-42 | 2042-43 | 2043-44 | 2044-45 | 2045-46 | 2046-47 | 2047-48 | 2048-49 | 2049-50
QLD1 | Black Coal | 8126 | 8126 | 7426 | 6726 | 6026 | 4832 | 4552 | 3152 | 3152 | 2422 | 1692 | 1692 | 1692 | 1692 | 1692 | 1692 | 852 | 426 | 426 | 0 | 0 | 0 | 0 | 0 | 0 | 0 | 0
QLD1 | Brown Coal | 0 | 0 | 0 | 0 | 0 | 0 | 0 | 0 | 0 | 0 | 0 | 0 | 0 | 0 | 0 | 0 | 0 | 0 | 0 | 0 | 0 | 0 | 0 | 0 | 0 | 0 | 0
QLD1 | CCGT | 1597.9 | 1597.9 | 1597.9 | 1597.9 | 1597.9 | 1597.9 | 1597.9 | 1597.9 | 1597.9 | 1597.9 | 1597.9 | 1597.9 | 1597.9 | 1212.9 | 1212.9 | 1212.9 | 1068.5 | 1068.5 | 1068.5 | 1068.5 | 1068.5 | 1068.5 | 424 | 180 | 180 | 180 | 180
QLD1 | Gas - Steam | 0 | 0 | 0 | 0 | 0 | 0 | 0 | 0 | 0 | 0 | 0 | 0 | 0 | 0 | 0 | 0 | 0 | 0 | 0 | 0 | 0 | 0 | 0 | 0 | 0 | 0 | 0
QLD1 | OCGT / Diesel | 1954.5 | 1954.5 | 1954.5 | 1954.5001 | 1954.5001 | 1972.6538 | 1972.6538 | 1972.6538 | 1972.6538 | 1972.6538 | 1549.1538 | 1432.1538 | 1432.1538 | 1432.1538 | 2200.3744 | 2200.3744 | 2200.3744 | 2200.3744 | 2200.3744 | 2200.3744 | 2200.3744 | 2200.3744 | 2200.3744 | 3085.5835 | 3085.5835 | 5406.2915 | 4887.2915
QLD1 | Hydro | 152.4 | 152.4 | 152.4 | 152.4 | 152.4 | 152.4 | 152.4 | 152.4 | 152.4 | 152.4 | 152.4 | 152.4 | 152.4 | 152.4 | 66 | 66 | 66 | 66 | 66 | 0 | 0 | 0 | 0 | 0 | 0 | 0 | 0
QLD1 | Hydrogen Turbine | 0 | 0 | 0 | 0 | 0 | 0 | 0 | 0 | 0 | 0 | 0 | 0 | 0 | 0 | 0 | 0 | 0 | 0 | 0 | 0 | 0 | 0 | 0 | 0 | 0 | 0 | 0
QLD1 | Wind | 1133.518 | 2435.3049 | 2435.3049 | 2932.7331 | 4106.5214 | 7237.9331 | 7237.9331 | 9053.4233 | 9064.0751 | 10436.0747 | 11359.7582 | 11361.399 | 11361.3991 | 11361.3992 | 13644.1867 | 13644.1867 | 13644.1867 | 13916.2424 | 14244.9845 | 15242.472 | 15685.3758 | 15232.3758 | 15189.1759 | 19361.7035 | 20149.9977 | 20127.6723 | 20612.7955
QLD1 | Solar PV | 3646.985 | 3792.9857 | 3792.9862 | 3792.9862 | 3792.9863 | 3992.9055 | 4025.7611 | 4767.5373 | 5314.2483 | 6015.4604 | 7553.4405 | 8412.0231 | 8412.0231 | 8291.0232 | 10667.8048 | 10996.7177 | 18022.4556 | 20841.18 | 20936.3753 | 28599.1585 | 28433.8295 | 28232.7295 | 28893.7908 | 32067.5864 | 31856.8808 | 33983.9481 | 36789.3836
QLD1 | Grid Battery | 100 | 100.0004 | 100.0004 | 100.0007 | 100.0009 | 968.4075 | 968.4075 | 1163.3869 | 1258.7296 | 1760.0869 | 2480.6454 | 2480.6454 | 2480.6455 | 2480.6455 | 2480.6455 | 2480.6455 | 3893.4084 | 4030.7958 | 4942.8352 | 8192.7678 | 8192.768 | 8192.7678 | 8192.7678 | 8192.7676 | 8192.7676 | 9824.5561 | 9824.5561
QLD1 | Pumped Hydro | 570 | 570 | 820.0005 | 820.0007 | 820.0008 | 1058.5189 | 1058.5189 | 1058.5189 | 1058.5189 | 1058.5189 | 1232.4897 | 1232.4897 | 1232.4897 | 1232.4897 | 3018.2315 | 3018.2315 | 3666.9297 | 3666.9297 | 3666.9297 | 3666.9297 | 3666.9297 | 3666.9297 | 3666.9297 | 4498.6133 | 4498.6133 | 4498.6136 | 4498.6136
QLD1 | VPP | 70.65 | 151.98 | 266.91 | 406.55 | 573.37 | 775 | 1088.95 | 1359.6801 | 1609.11 | 1901.09 | 2255.9299 | 2641.22 | 3035.73 | 3438.95 | 3828.0601 | 4218.1699 | 4496.1499 | 4751.3198 | 4961.6001 | 5182.0498 | 5399.3799 | 5623.0098 | 5842.4302 | 6071.3901 | 6296.3501 | 6536.04 | 6765.5898
Total excluding storage |  | 17351.953 | 18881.0709 | 18546.002 | 18483.0708 | 19123.6794 | 22587.7187 | 22654.5243 | 24277.5002 | 25179.6357 | 27316.1847 | 29873.7175 | 31002.231 | 31396.7411 | 31293.9614 | 38810.2029 | 39529.2257 | 47910.0048 | 50967.3421 | 52513.5993 | 64152.2521 | 64647.1574 | 64216.6871 | 64409.4689 | 73457.6444 | 74260.193 | 80557.1217 | 83558.2302
Region | Technology | 2023-24 | 2024-25 | 2025-26 | 2026-27 | 2027-28 | 2028-29 | 2029-30 | 2030-31 | 2031-32 | 2032-33 | 2033-34 | 2034-35 | 2035-36 | 2036-37 | 2037-38 | 2038-39 | 2039-40 | 2040-41 | 2041-42 | 2042-43 | 2043-44 | 2044-45 | 2045-46 | 2046-47 | 2047-48 | 2048-49 | 2049-50
VIC1 | Black Coal | 0 | 0 | 0 | 0 | 0 | 0 | 0 | 0 | 0 | 0 | 0 | 0 | 0 | 0 | 0 | 0 | 0 | 0 | 0 | 0 | 0 | 0 | 0 | 0 | 0 | 0 | 0
VIC1 | Brown Coal | 4820 | 4820 | 4120 | 3370 | 3370 | 2810 | 1720 | 1160 | 1160 | 0 | 0 | 0 | 0 | 0 | 0 | 0 | 0 | 0 | 0 | 0 | 0 | 0 | 0 | 0 | 0 | 0 | 0
VIC1 | CCGT | 0 | 0 | 0 | 0 | 0 | 0 | 0 | 0 | 0 | 0 | 0 | 0 | 0 | 0 | 0 | 0 | 0 | 0 | 0 | 0 | 0 | 0 | 0 | 0 | 0 | 0 | 0
VIC1 | Gas - Steam | 500 | 500 | 500 | 500 | 500 | 500 | 500 | 500 | 500 | 500 | 500 | 500 | 500 | 500 | 500 | 500 | 0 | 0 | 0 | 0 | 0 | 0 | 0 | 0 | 0 | 0 | 0
VIC1 | OCGT / Diesel | 1900 | 1900.0003 | 1900.0003 | 1900.0003 | 1900.0003 | 1900.0003 | 1900.0003 | 1900.0003 | 1900.0003 | 1900.0004 | 1730.0004 | 1730.0004 | 2681.1718 | 2681.1718 | 2681.1718 | 2681.1718 | 2241.1718 | 2241.1718 | 2701.3408 | 2607.3408 | 3441.8649 | 5249.7605 | 5249.7605 | 5249.7605 | 4665.7605 | 4665.7605 | 4665.7605
VIC1 | Hydro | 2264.02 | 2264.02 | 2264.02 | 2264.02 | 2264.02 | 2264.02 | 2264.02 | 2264.02 | 2264.02 | 2264.02 | 2264.02 | 2264.02 | 2264.02 | 2264.02 | 2264.02 | 2264.02 | 2264.02 | 2264.02 | 2264.02 | 2264.02 | 2264.02 | 2264.02 | 2264.02 | 2264.02 | 2264.02 | 2264.02 | 2264.02
VIC1 | Hydrogen Turbine | 0 | 0 | 0 | 0 | 0 | 0 | 0 | 0 | 0 | 0 | 0 | 0 | 0 | 0 | 0 | 0 | 0 | 0 | 0 | 0 | 0 | 0 | 0 | 0 | 0 | 0 | 0
VIC1 | Wind | 4121.91 | 5021.9063 | 5021.9063 | 5536.59 | 5536.5901 | 5988.7774 | 7119.0515 | 8169.4429 | 8169.443 | 8747.999 | 10105.9551 | 9913.9552 | 9913.9553 | 10023.2923 | 10138.7502 | 9856.7929 | 10052.8083 | 9871.1332 | 9871.1332 | 10402.9188 | 10343.8403 | 10321.4733 | 10236.2775 | 11532.7767 | 11991.2 | 12080.1667 | 12256.7459
VIC1 | Solar PV | 1081.573 | 1081.5735 | 1081.5736 | 1081.5743 | 1081.5743 | 1081.5744 | 1081.5744 | 1081.5755 | 1081.5755 | 2474.522 | 2474.522 | 3110.8692 | 3171.5068 | 3213.124 | 3517.1022 | 4564.4056 | 5959.9533 | 6619.0512 | 8520.7188 | 9022.3679 | 9858.1695 | 9747.6895 | 9925.2752 | 10056.6751 | 10056.6751 | 10111.6091 | 10020.6468
VIC1 | Grid Battery | 375.33 | 375.3306 | 375.3306 | 375.3332 | 375.3332 | 375.3332 | 375.3332 | 575.9072 | 575.9073 | 1703.8126 | 1648.4827 | 1648.4827 | 1648.4829 | 1648.4829 | 2079.4928 | 2079.4928 | 2328.5185 | 2853.9898 | 2633.068 | 2633.068 | 2633.0682 | 3286.2792 | 3286.2792 | 3286.2773 | 3286.2777 | 3296.3151 | 3332.1628
VIC1 | Pumped Hydro | 0 | 0 | 0.00042386 | 0.00096724 | 0.00097115 | 0.00097588 | 0.001049 | 0.0019914 | 0.0019933 | 0.0023338 | 0.0023528 | 0.0023596 | 0.0091045 | 0.0091267 | 150.7171 | 150.7171 | 150.7172 | 391.9722 | 916.4639 | 1056.2399 | 1056.24 | 1100.0147 | 1100.0148 | 1100.0148 | 1100.0148 | 1100.0149 | 1100.0149
VIC1 | VPP | 55.8 | 137.17 | 254.76 | 407.72 | 597.23 | 772.53 | 1024.9 | 1224.19 | 1402.07 | 1599.26 | 1857.38 | 2156.22 | 2463.1699 | 2788.1399 | 3128.7199 | 3444.1299 | 3686.7299 | 3923.1 | 4132.3601 | 4321.16 | 4507.69 | 4703.0901 | 4895.4999 | 5098.49 | 5298.7098 | 5511.8401 | 5721.1202
Total excluding storage |  | 15118.633 | 16100.0007 | 15517.5913 | 15435.2387 | 15624.7489 | 15692.2362 | 15984.8804 | 16875.138 | 17053.0181 | 19189.6164 | 20580.3625 | 21323.5498 | 22642.3157 | 23118.24 | 24459.974 | 25540.7301 | 26683.9188 | 28164.4381 | 31039.1047 | 32307.1154 | 34104.8927 | 36672.3272 | 36957.1271 | 38588.0145 | 38662.658 | 39029.7263 | 39360.4711
Region | Technology | 2023-24 | 2024-25 | 2025-26 | 2026-27 | 2027-28 | 2028-29 | 2029-30 | 2030-31 | 2031-32 | 2032-33 | 2033-34 | 2034-35 | 2035-36 | 2036-37 | 2037-38 | 2038-39 | 2039-40 | 2040-41 | 2041-42 | 2042-43 | 2043-44 | 2044-45 | 2045-46 | 2046-47 | 2047-48 | 2048-49 | 2049-50
SA1 | Black Coal | 0 | 0 | 0 | 0 | 0 | 0 | 0 | 0 | 0 | 0 | 0 | 0 | 0 | 0 | 0 | 0 | 0 | 0 | 0 | 0 | 0 | 0 | 0 | 0 | 0 | 0 | 0
SA1 | Brown Coal | 0 | 0 | 0 | 0 | 0 | 0 | 0 | 0 | 0 | 0 | 0 | 0 | 0 | 0 | 0 | 0 | 0 | 0 | 0 | 0 | 0 | 0 | 0 | 0 | 0 | 0 | 0
SA1 | CCGT | 709 | 529 | 529 | 529 | 529 | 529 | 529 | 529 | 529 | 529 | 529 | 529 | 529 | 529 | 0 | 0 | 0 | 0 | 0 | 0 | 0 | 0 | 0 | 0 | 0 | 0 | 0
SA1 | Gas - Steam | 800 | 800 | 800 | 0 | 0 | 0 | 0 | 0 | 0 | 0 | 0 | 0 | 0 | 0 | 0 | 0 | 0 | 0 | 0 | 0 | 0 | 0 | 0 | 0 | 0 | 0 | 0
SA1 | OCGT / Diesel | 1460.66 | 1460.66 | 1460.66 | 1460.6601 | 1460.6601 | 1460.6601 | 1460.6601 | 1078.1601 | 1078.1601 | 801.3003 | 801.3003 | 801.3003 | 721.3008 | 721.3008 | 721.3008 | 721.3008 | 721.3008 | 721.3008 | 721.3008 | 721.3008 | 721.3051 | 511.308 | 511.308 | 357.308 | 357.308 | 357.308 | 357.308
SA1 | Hydro | 0 | 0 | 0 | 0 | 0 | 0 | 0 | 0 | 0 | 0 | 0 | 0 | 0 | 0 | 0 | 0 | 0 | 0 | 0 | 0 | 0 | 0 | 0 | 0 | 0 | 0 | 0
SA1 | Hydrogen Turbine | 0 | 0 | 0 | 0 | 0 | 0 | 0 | 0 | 0 | 0 | 0 | 0 | 0 | 0 | 0 | 0 | 0 | 0 | 0 | 0 | 0 | 0 | 0 | 0 | 0 | 0 | 0
SA1 | Wind | 2349.75 | 2785.3737 | 2785.3737 | 3226.1253 | 3193.7931 | 3989.0469 | 4026.4123 | 4051.4147 | 4051.4147 | 4051.4158 | 4045.754 | 4045.754 | 3987.6139 | 3867.3147 | 4765.5973 | 4849.9174 | 4800.3119 | 4788.8099 | 4788.8099 | 5345.2377 | 5169.8491 | 5379.9974 | 5036.7983 | 6524.8144 | 7138.4516 | 7586.0599 | 7977.9117
SA1 | Solar PV | 578.73 | 578.7312 | 578.7315 | 578.7315 | 578.7315 | 578.7316 | 578.7317 | 578.7332 | 572.6132 | 1308.4241 | 1308.4241 | 1914.0265 | 1914.0265 | 1914.0266 | 2502.8693 | 2589.6892 | 3260.868 | 6168.7717 | 6669.1459 | 7482.0506 | 10365.1216 | 10095.1216 | 10087.7416 | 10087.7433 | 10008.5433 | 10496.8963 | 10420.9473
SA1 | Grid Battery | 479.6 | 479.6004 | 479.6005 | 479.6011 | 479.6011 | 479.6011 | 479.6012 | 449.623 | 449.6232 | 1027.4471 | 1027.4471 | 1002.4471 | 1363.0915 | 1363.0916 | 1467.9791 | 1467.9792 | 1467.9792 | 2525.0538 | 3209.4412 | 3209.4413 | 3827.5849 | 3996.6608 | 3986.6607 | 3986.6601 | 3986.6601 | 3986.6601 | 3986.6614
SA1 | Pumped Hydro | 0 | 0 | 0.00035716 | 0.00051151 | 0.00051691 | 0.00052292 | 0.00053827 | 0.00073195 | 0.0007342 | 0.00076304 | 0.00077642 | 0.00079049 | 0.00094168 | 0.00095218 | 0.0010988 | 0.0011033 | 0.0011229 | 0.0012304 | 0.001384 | 0.0014422 | 0.0014804 | 0.0017814 | 0.0017862 | 0.0017893 | 0.0017929 | 0.0017983 | 0.00193
SA1 | VPP | 88.62 | 126.93 | 170.25 | 214.27 | 262.04 | 314.13 | 396.52 | 477.31 | 565.27 | 670.98 | 790.06 | 915.3 | 1040.16 | 1167.34 | 1287.02 | 1406.9399 | 1492.74 | 1574.29 | 1645.8199 | 1722.14 | 1798.65 | 1879.62 | 1959.37 | 2043.49 | 2126.73 | 2214.3501 | 2301.9099
Total excluding storage |  | 6466.36 | 6760.2953 | 6803.6161 | 6488.3886 | 6503.8264 | 7351.1703 | 7470.9258 | 7164.2418 | 7246.082 | 8388.568 | 8501.9862 | 9207.8286 | 9555.1937 | 9562.0746 | 10744.7676 | 11035.8276 | 11743.2011 | 15778.2275 | 17034.5191 | 18480.1718 | 21882.5122 | 21862.7096 | 21581.8805 | 23000.0176 | 23617.6949 | 24641.2763 | 25044.7404
Region | Technology | 2023-24 | 2024-25 | 2025-26 | 2026-27 | 2027-28 | 2028-29 | 2029-30 | 2030-31 | 2031-32 | 2032-33 | 2033-34 | 2034-35 | 2035-36 | 2036-37 | 2037-38 | 2038-39 | 2039-40 | 2040-41 | 2041-42 | 2042-43 | 2043-44 | 2044-45 | 2045-46 | 2046-47 | 2047-48 | 2048-49 | 2049-50
TAS1 | Black Coal | 0 | 0 | 0 | 0 | 0 | 0 | 0 | 0 | 0 | 0 | 0 | 0 | 0 | 0 | 0 | 0 | 0 | 0 | 0 | 0 | 0 | 0 | 0 | 0 | 0 | 0 | 0
TAS1 | Brown Coal | 0 | 0 | 0 | 0 | 0 | 0 | 0 | 0 | 0 | 0 | 0 | 0 | 0 | 0 | 0 | 0 | 0 | 0 | 0 | 0 | 0 | 0 | 0 | 0 | 0 | 0 | 0
TAS1 | CCGT | 208 | 208 | 208 | 208 | 208 | 208 | 208 | 208 | 208 | 208 | 208 | 208 | 208 | 208 | 208 | 208 | 208 | 208 | 208 | 208 | 208 | 208 | 208 | 208 | 208 | 208 | 208
TAS1 | Gas - Steam | 0 | 0 | 0 | 0 | 0 | 0 | 0 | 0 | 0 | 0 | 0 | 0 | 0 | 0 | 0 | 0 | 0 | 0 | 0 | 0 | 0 | 0 | 0 | 0 | 0 | 0 | 0
TAS1 | OCGT / Diesel | 178 | 178 | 178 | 178 | 178 | 178 | 178.0001 | 178.0001 | 178.0001 | 178.0002 | 178.0002 | 178.0003 | 178.0005 | 178.0005 | 178.0005 | 178.0005 | 178.0005 | 58.0005 | 58.0007 | 58.0007 | 58.0007 | 58.0018 | 58.0018 | 58.0018 | 58.0018 | 58.0018 | 58.0018
TAS1 | Hydro | 2551 | 2551 | 2551 | 2551 | 2551 | 2551 | 2551 | 2551 | 2551 | 2551 | 2551 | 2551 | 2551 | 2551 | 2551 | 2551 | 2551 | 2551 | 2551 | 2551 | 2551 | 2551 | 2551 | 2551 | 2551 | 2551 | 2551
TAS1 | Hydrogen Turbine | 0 | 0 | 0 | 0 | 0 | 0 | 0 | 0 | 0 | 0 | 0 | 0 | 0 | 0 | 0 | 0 | 0 | 0 | 0 | 0 | 0 | 0 | 0 | 0 | 0 | 0 | 0
TAS1 | Wind | 563.6 | 1084.486 | 1084.486 | 1086.0894 | 1441.2834 | 1648.2759 | 2126.227 | 2134.6045 | 2993.0928 | 3257.9899 | 3257.9899 | 3257.9899 | 3257.9899 | 3257.99 | 3257.9901 | 3257.9901 | 3257.9901 | 3257.9901 | 3257.9901 | 3257.9901 | 3257.9902 | 3117.4471 | 3191.9278 | 3193.0498 | 3193.0498 | 3193.0498 | 3193.0498
TAS1 | Solar PV | 0 | 0.00024285 | 0.0002435 | 0.00026272 | 0.00026379 | 0.00026468 | 0.00037756 | 0.00050196 | 0.00051832 | 0.00097525 | 0.0009774 | 7.487 | 7.487 | 7.487 | 52.275 | 52.2751 | 52.2753 | 52.2753 | 188.9699 | 188.972 | 300.0158 | 534.4793 | 534.4793 | 534.4793 | 534.4793 | 534.4793 | 534.4793
TAS1 | Grid Battery | 0 | 0.00029353 | 0.00036293 | 0.00042263 | 0.00052876 | 0.00053027 | 0.00066874 | 0.0012061 | 0.0016051 | 0.0018865 | 0.0018952 | 0.0019009 | 0.0019636 | 0.0020164 | 0.0025287 | 0.002547 | 0.002569 | 0.0025892 | 0.0027544 | 0.0027723 | 0.0032164 | 0.0038372 | 0.0037831 | 0.0037437 | 0.0041418 | 0.0049874 | 0.0049897
TAS1 | Pumped Hydro | 0 | 0 | 0.0007633 | 0.00084909 | 0.0010061 | 0.0011327 | 0.0016256 | 0.0072302 | 280.9097 | 509.6915 | 509.6915 | 509.6916 | 762.6045 | 762.6045 | 762.6046 | 762.6046 | 762.6046 | 762.6046 | 833.9957 | 833.9958 | 862.8221 | 974.3022 | 974.3022 | 974.3022 | 974.3022 | 974.3023 | 974.3024
TAS1 | VPP | 6.48 | 13.06 | 22.07 | 33.05 | 46.21 | 61.68 | 85.3 | 104.67 | 124.59 | 148.98 | 176.72 | 207.34 | 238.55 | 270.94 | 302.03 | 333.24 | 355.98 | 377.66 | 396.47 | 416.27 | 435.68 | 456.1 | 475.92 | 496.67 | 516.81 | 537.9 | 558.31
Total excluding storage |  | 3507.08 | 4034.5466 | 4043.5574 | 4056.141 | 4424.4952 | 4646.9578 | 5148.5298 | 5176.2836 | 6335.5947 | 6853.6644 | 6881.4044 | 6919.5106 | 7203.6339 | 7236.024 | 7311.9027 | 7343.1128 | 7365.8531 | 7267.5331 | 7494.4292 | 7514.2314 | 7673.5119 | 7899.3342 | 7993.6349 | 8015.5068 | 8035.6473 | 8056.7383 | 8077.1483
Explicitly modelled pumping
Region | Technology | 2023-24 | 2024-25 | 2025-26 | 2026-27 | 2027-28 | 2028-29 | 2029-30 | 2030-31 | 2031-32 | 2032-33 | 2033-34 | 2034-35 | 2035-36 | 2036-37 | 2037-38 | 2038-39 | 2039-40 | 2040-41 | 2041-42 | 2042-43 | 2043-44 | 2044-45 | 2045-46 | 2046-47 | 2047-48 | 2048-49 | 2049-50
NEM | Grid Battery pump | 954.93 | 954.9347 | 1379.7532 | 1379.757 | 2006.5069 | 3274.9135 | 3349.9136 | 3715.4906 | 3810.8342 | 6251.5171 | 6916.7458 | 6891.7458 | 7252.3912 | 7202.3913 | 7738.2895 | 7738.2896 | 10815.5979 | 12535.5325 | 14178.0519 | 17697.2861 | 18315.4334 | 19523.9913 | 19127.5479 | 19739.9637 | 19113.2149 | 21918.2422 | 21899.0392
NEM | Pumped Hydro Pump | 1310 | 1310 | 2033.4367 | 2033.4378 | 4073.438 | 4311.9564 | 4311.957 | 4311.9638 | 4592.8662 | 4821.6484 | 4995.6193 | 4995.6194 | 5248.5393 | 5248.5393 | 7184.9906 | 7184.9907 | 7833.6891 | 8074.9442 | 8670.8272 | 8810.6034 | 8839.4298 | 8994.6855 | 8994.6856 | 9826.3725 | 9826.3726 | 9826.3731 | 9826.3732
NEM | VPP pump | 318.73 | 623.03 | 1035.46 | 1538.9 | 2142.79 | 2807.6 | 3819.27 | 4674.27 | 5519.2001 | 6499.25 | 7698.5399 | 9010.2399 | 10339.3001 | 11714.6999 | 13054.31 | 14363.1999 | 15318.2998 | 16214.4898 | 16978.9203 | 17751.1898 | 18511.9699 | 19307.4097 | 20087.2598 | 20907.45 | 21712.49 | 22566.1805 | 23396.9398
Region | Technology | 2023-24 | 2024-25 | 2025-26 | 2026-27 | 2027-28 | 2028-29 | 2029-30 | 2030-31 | 2031-32 | 2032-33 | 2033-34 | 2034-35 | 2035-36 | 2036-37 | 2037-38 | 2038-39 | 2039-40 | 2040-41 | 2041-42 | 2042-43 | 2043-44 | 2044-45 | 2045-46 | 2046-47 | 2047-48 | 2048-49 | 2049-50
NSW1 | Grid Battery pump | 50 | 50.0031 | 474.8213 | 474.8216 | 1101.5712 | 1501.5712 | 1576.5711 | 1576.5723 | 1576.5725 | 1810.1686 | 1810.1687 | 1810.1687 | 1810.1693 | 1760.1694 | 1760.1695 | 1760.1696 | 3175.6892 | 3175.6906 | 3442.7047 | 3712.0063 | 3712.0091 | 4098.2797 | 3711.8364 | 4324.255 | 3697.5054 | 4860.7059 | 4805.6538
NSW1 | Pumped Hydro Pump | 840 | 840 | 1313.4347 | 1313.4347 | 3353.4348 | 3353.4349 | 3353.4349 | 3353.4349 | 3353.4349 | 3353.4349 | 3353.4349 | 3353.4349 | 3353.435 | 3353.435 | 3353.4365 | 3353.4365 | 3353.4365 | 3353.4365 | 3353.4365 | 3353.4366 | 3353.4366 | 3353.4371 | 3353.4371 | 3353.4404 | 3353.4404 | 3353.4405 | 3353.4405
NSW1 | VPP pump | 97.18 | 193.89 | 321.47 | 477.31 | 663.94 | 884.26 | 1223.6 | 1508.4199 | 1818.1601 | 2178.94 | 2618.45 | 3090.16 | 3561.6901 | 4049.33 | 4508.48 | 4960.7201 | 5286.7 | 5588.1199 | 5842.6702 | 6109.57 | 6370.5701 | 6645.5899 | 6914.0398 | 7197.4098 | 7473.8901 | 7766.0502 | 8050.0099
Region | Technology | 2023-24 | 2024-25 | 2025-26 | 2026-27 | 2027-28 | 2028-29 | 2029-30 | 2030-31 | 2031-32 | 2032-33 | 2033-34 | 2034-35 | 2035-36 | 2036-37 | 2037-38 | 2038-39 | 2039-40 | 2040-41 | 2041-42 | 2042-43 | 2043-44 | 2044-45 | 2045-46 | 2046-47 | 2047-48 | 2048-49 | 2049-50
QLD1 | Grid Battery pump | 100 | 100.0004 | 100.0004 | 100.0007 | 100.0009 | 968.4075 | 968.4075 | 1163.3869 | 1258.7296 | 1760.0869 | 2480.6454 | 2480.6454 | 2480.6455 | 2480.6455 | 2480.6455 | 2480.6455 | 3893.4084 | 4030.7958 | 4942.8352 | 8192.7678 | 8192.768 | 8192.7678 | 8192.7678 | 8192.7676 | 8192.7676 | 9824.5561 | 9824.5561
QLD1 | Pumped Hydro Pump | 470 | 470 | 720.0005 | 720.0007 | 720.0008 | 958.5189 | 958.5189 | 958.5189 | 958.5189 | 958.5189 | 1132.4897 | 1132.4897 | 1132.4897 | 1132.4897 | 2918.2315 | 2918.2315 | 3566.9297 | 3566.9297 | 3566.9297 | 3566.9297 | 3566.9297 | 3566.9297 | 3566.9297 | 4398.6133 | 4398.6133 | 4398.6136 | 4398.6136
QLD1 | VPP pump | 70.65 | 151.98 | 266.91 | 406.55 | 573.37 | 775 | 1088.95 | 1359.6801 | 1609.11 | 1901.09 | 2255.9299 | 2641.22 | 3035.73 | 3438.95 | 3828.0601 | 4218.1699 | 4496.1499 | 4751.3198 | 4961.6001 | 5182.0498 | 5399.3799 | 5623.0098 | 5842.4302 | 6071.3901 | 6296.3501 | 6536.04 | 6765.5898
Region | Technology | 2023-24 | 2024-25 | 2025-26 | 2026-27 | 2027-28 | 2028-29 | 2029-30 | 2030-31 | 2031-32 | 2032-33 | 2033-34 | 2034-35 | 2035-36 | 2036-37 | 2037-38 | 2038-39 | 2039-40 | 2040-41 | 2041-42 | 2042-43 | 2043-44 | 2044-45 | 2045-46 | 2046-47 | 2047-48 | 2048-49 | 2049-50
VIC1 | Grid Battery pump | 375.33 | 375.3306 | 375.3306 | 375.3332 | 375.3332 | 375.3332 | 375.3332 | 575.9072 | 575.9073 | 1703.8126 | 1648.4827 | 1648.4827 | 1648.4829 | 1648.4829 | 2079.4928 | 2079.4928 | 2328.5185 | 2853.9898 | 2633.068 | 2633.068 | 2633.0682 | 3286.2792 | 3286.2792 | 3286.2773 | 3286.2777 | 3296.3151 | 3332.1628
VIC1 | Pumped Hydro Pump | 0 | 0 | 0.00042386 | 0.00096724 | 0.00097115 | 0.00097588 | 0.001049 | 0.0019914 | 0.0019933 | 0.0023338 | 0.0023528 | 0.0023596 | 0.0091045 | 0.0091267 | 150.7171 | 150.7171 | 150.7172 | 391.9722 | 916.4639 | 1056.2399 | 1056.24 | 1100.0147 | 1100.0148 | 1100.0148 | 1100.0148 | 1100.0149 | 1100.0149
VIC1 | VPP pump | 55.8 | 137.17 | 254.76 | 407.72 | 597.23 | 772.53 | 1024.9 | 1224.19 | 1402.07 | 1599.26 | 1857.38 | 2156.22 | 2463.1699 | 2788.1399 | 3128.7199 | 3444.1299 | 3686.7299 | 3923.1 | 4132.3601 | 4321.16 | 4507.69 | 4703.0901 | 4895.4999 | 5098.49 | 5298.7098 | 5511.8401 | 5721.1202
Region | Technology | 2023-24 | 2024-25 | 2025-26 | 2026-27 | 2027-28 | 2028-29 | 2029-30 | 2030-31 | 2031-32 | 2032-33 | 2033-34 | 2034-35 | 2035-36 | 2036-37 | 2037-38 | 2038-39 | 2039-40 | 2040-41 | 2041-42 | 2042-43 | 2043-44 | 2044-45 | 2045-46 | 2046-47 | 2047-48 | 2048-49 | 2049-50
SA1 | Grid Battery pump | 429.6 | 429.6004 | 429.6005 | 429.6011 | 429.6011 | 429.6011 | 429.6012 | 399.623 | 399.6232 | 977.4471 | 977.4471 | 952.4471 | 1313.0915 | 1313.0916 | 1417.9791 | 1417.9792 | 1417.9792 | 2475.0538 | 3159.4412 | 3159.4413 | 3777.5849 | 3946.6608 | 3936.6607 | 3936.6601 | 3936.6601 | 3936.6601 | 3936.6614
SA1 | Pumped Hydro Pump | 0 | 0 | 0.00035716 | 0.00051151 | 0.00051691 | 0.00052292 | 0.00053827 | 0.00073195 | 0.0007342 | 0.00076304 | 0.00077642 | 0.00079049 | 0.00094168 | 0.00095218 | 0.0010988 | 0.0011033 | 0.0011229 | 0.0012304 | 0.001384 | 0.0014422 | 0.0014804 | 0.0017814 | 0.0017862 | 0.0017893 | 0.0017929 | 0.0017983 | 0.00193
SA1 | VPP pump | 88.62 | 126.93 | 170.25 | 214.27 | 262.04 | 314.13 | 396.52 | 477.31 | 565.27 | 670.98 | 790.06 | 915.3 | 1040.16 | 1167.34 | 1287.02 | 1406.9399 | 1492.74 | 1574.29 | 1645.8199 | 1722.14 | 1798.65 | 1879.62 | 1959.37 | 2043.49 | 2126.73 | 2214.3501 | 2301.9099
Region | Technology | 2023-24 | 2024-25 | 2025-26 | 2026-27 | 2027-28 | 2028-29 | 2029-30 | 2030-31 | 2031-32 | 2032-33 | 2033-34 | 2034-35 | 2035-36 | 2036-37 | 2037-38 | 2038-39 | 2039-40 | 2040-41 | 2041-42 | 2042-43 | 2043-44 | 2044-45 | 2045-46 | 2046-47 | 2047-48 | 2048-49 | 2049-50
TAS1 | Grid Battery pump | 0 | 0.00029353 | 0.00036293 | 0.00042263 | 0.00052876 | 0.00053027 | 0.00066874 | 0.0012061 | 0.0016051 | 0.0018865 | 0.0018952 | 0.0019009 | 0.0019636 | 0.0020164 | 0.0025287 | 0.002547 | 0.002569 | 0.0025892 | 0.0027544 | 0.0027723 | 0.0032164 | 0.0038372 | 0.0037831 | 0.0037437 | 0.0041418 | 0.0049874 | 0.0049897
TAS1 | Pumped Hydro Pump | 0 | 0 | 0.0007633 | 0.00084909 | 0.0010061 | 0.0011327 | 0.0016256 | 0.0072302 | 280.9097 | 509.6915 | 509.6915 | 509.6916 | 762.6045 | 762.6045 | 762.6046 | 762.6046 | 762.6046 | 762.6046 | 833.9957 | 833.9958 | 862.8221 | 974.3022 | 974.3022 | 974.3022 | 974.3022 | 974.3023 | 974.3024
TAS1 | VPP pump | 6.48 | 13.06 | 22.07 | 33.05 | 46.21 | 61.68 | 85.3 | 104.67 | 124.59 | 148.98 | 176.72 | 207.34 | 238.55 | 270.94 | 302.03 | 333.24 | 355.98 | 377.66 | 396.47 | 416.27 | 435.68 | 456.1 | 475.92 | 496.67 | 516.81 | 537.9 | 558.31
Non-controllable capacity
Region | Technology | 2023-24 | 2024-25 | 2025-26 | 2026-27 | 2027-28 | 2028-29 | 2029-30 | 2030-31 | 2031-32 | 2032-33 | 2033-34 | 2034-35 | 2035-36 | 2036-37 | 2037-38 | 2038-39 | 2039-40 | 2040-41 | 2041-42 | 2042-43 | 2043-44 | 2044-45 | 2045-46 | 2046-47 | 2047-48 | 2048-49 | 2049-50
NEM | Distributed PV | 21305.3199 | 23783.7875 | 26307.9402 | 28683.0656 | 30997.3311 | 33056.1738 | 35131.4286 | 37225.1411 | 39139.2597 | 41092.1585 | 43056.1697 | 44973.918 | 46776.6488 | 48455.6888 | 50096.6069 | 51732.2029 | 53368.4087 | 54991.7064 | 56590.529 | 58157.7847 | 59721.6486 | 61252.1457 | 62750.1401 | 64227.6819 | 65692.4157 | 67156.842 | 68592.5947
NEM | Behind the meter battery | 1532.774 | 2363.942 | 3138.813 | 3799.655 | 4362.937 | 4766.226 | 5452.85 | 6404.258 | 7275.412 | 8208.606 | 9365.756 | 10518.285 | 11616.745 | 12616.001 | 13522.413 | 14246.216 | 14595.405 | 14782.715 | 14854.807 | 14850.894 | 14858.858 | 14816.816 | 14786.692 | 14709.851 | 14647.112 | 14542.039 | 14447.076
NEM | Behind the meter battery pump | 1532.774 | 2363.942 | 3138.813 | 3799.655 | 4362.937 | 4766.226 | 5452.85 | 6404.258 | 7275.412 | 8208.606 | 9365.756 | 10518.285 | 11616.745 | 12616.001 | 13522.413 | 14246.216 | 14595.405 | 14782.715 | 14854.807 | 14850.894 | 14858.858 | 14816.816 | 14786.692 | 14709.851 | 14647.112 | 14542.039 | 14447.076
Region | Technology | 2023-24 | 2024-25 | 2025-26 | 2026-27 | 2027-28 | 2028-29 | 2029-30 | 2030-31 | 2031-32 | 2032-33 | 2033-34 | 2034-35 | 2035-36 | 2036-37 | 2037-38 | 2038-39 | 2039-40 | 2040-41 | 2041-42 | 2042-43 | 2043-44 | 2044-45 | 2045-46 | 2046-47 | 2047-48 | 2048-49 | 2049-50
NSW1 | Distributed PV | 6922.7278 | 7729.2309 | 8520.6213 | 9270.916 | 9991.0548 | 10709.4737 | 11436.4432 | 12170.0293 | 12901.8102 | 13643.2719 | 14388.327 | 15121.2532 | 15810.1091 | 16449.2428 | 17061.911 | 17667.5949 | 18262.5884 | 18847.5107 | 19429.6702 | 20006.0115 | 20581.8604 | 21155.9203 | 21714.392 | 22270.0128 | 22818.1721 | 23366.9007 | 23907.737
NSW1 | Behind the meter battery | 551.877 | 804.322 | 1024.308 | 1210.452 | 1364.306 | 1497.826 | 1724.841 | 2042.145 | 2372.98 | 2728.353 | 3161.396 | 3582.597 | 3974.635 | 4331.67 | 4638.514 | 4887.035 | 5003.34 | 5060.883 | 5077.624 | 5077.998 | 5080.442 | 5067.991 | 5058.102 | 5033.27 | 5011.559 | 4974.783 | 4941.039
NSW1 | Behind the meter battery pump | 551.877 | 804.322 | 1024.308 | 1210.452 | 1364.306 | 1497.826 | 1724.841 | 2042.145 | 2372.98 | 2728.353 | 3161.396 | 3582.597 | 3974.635 | 4331.67 | 4638.514 | 4887.035 | 5003.34 | 5060.883 | 5077.624 | 5077.998 | 5080.442 | 5067.991 | 5058.102 | 5033.27 | 5011.559 | 4974.783 | 4941.039
Region | Technology | 2023-24 | 2024-25 | 2025-26 | 2026-27 | 2027-28 | 2028-29 | 2029-30 | 2030-31 | 2031-32 | 2032-33 | 2033-34 | 2034-35 | 2035-36 | 2036-37 | 2037-38 | 2038-39 | 2039-40 | 2040-41 | 2041-42 | 2042-43 | 2043-44 | 2044-45 | 2045-46 | 2046-47 | 2047-48 | 2048-49 | 2049-50
QLD1 | Distributed PV | 6248.8361 | 6947.0674 | 7675.3939 | 8329.1378 | 8959.7591 | 9601.5014 | 10257.5206 | 10923.9163 | 11482.7322 | 12062.7058 | 12645.1129 | 13200.5423 | 13720.0122 | 14196.9812 | 14666.6175 | 15133.8037 | 15601.3471 | 16059.6919 | 16507.7851 | 16936.909 | 17361.4807 | 17759.7202 | 18151.2329 | 18530.0201 | 18907.3395 | 19284.6318 | 19645.5083
QLD1 | Behind the meter battery | 394.573 | 630.911 | 861.169 | 1044.6 | 1202.901 | 1345.985 | 1584.437 | 1898.505 | 2160.37 | 2444.34 | 2791.527 | 3133.696 | 3465.114 | 3761.008 | 4025.809 | 4247.882 | 4350.515 | 4399.744 | 4410.491 | 4406.235 | 4406.755 | 4388.948 | 4375.983 | 4347.22 | 4324.124 | 4288.709 | 4255.283
QLD1 | Behind the meter battery pump | 394.573 | 630.911 | 861.169 | 1044.6 | 1202.901 | 1345.985 | 1584.437 | 1898.505 | 2160.37 | 2444.34 | 2791.527 | 3133.696 | 3465.114 | 3761.008 | 4025.809 | 4247.882 | 4350.515 | 4399.744 | 4410.491 | 4406.235 | 4406.755 | 4388.948 | 4375.983 | 4347.22 | 4324.124 | 4288.709 | 4255.283
Region | Technology | 2023-24 | 2024-25 | 2025-26 | 2026-27 | 2027-28 | 2028-29 | 2029-30 | 2030-31 | 2031-32 | 2032-33 | 2033-34 | 2034-35 | 2035-36 | 2036-37 | 2037-38 | 2038-39 | 2039-40 | 2040-41 | 2041-42 | 2042-43 | 2043-44 | 2044-45 | 2045-46 | 2046-47 | 2047-48 | 2048-49 | 2049-50
VIC1 | Distributed PV | 5088.0472 | 5784.8093 | 6517.8103 | 7244.8402 | 7972.8586 | 8440.036 | 8899.9999 | 9361.2525 | 9753.485 | 10152.4267 | 10554.6243 | 10955.7069 | 11336.6884 | 11697.8006 | 12064.3842 | 12436.8983 | 12822.6385 | 13216.1178 | 13604.8437 | 13986.4661 | 14369.4957 | 14748.6326 | 15123.685 | 15496.2621 | 15868.3943 | 16240.828 | 16611.2477
VIC1 | Behind the meter battery | 332.366 | 592.893 | 841.022 | 1068.623 | 1263.973 | 1337.973 | 1465.997 | 1677.258 | 1844.193 | 2011.668 | 2249.247 | 2505.083 | 2754.957 | 2990.166 | 3229.36 | 3404.1 | 3500.948 | 3565.602 | 3605.174 | 3604.675 | 3607.498 | 3598.421 | 3592.641 | 3576.025 | 3563.233 | 3540.764 | 3521.58
VIC1 | Behind the meter battery pump | 332.366 | 592.893 | 841.022 | 1068.623 | 1263.973 | 1337.973 | 1465.997 | 1677.258 | 1844.193 | 2011.668 | 2249.247 | 2505.083 | 2754.957 | 2990.166 | 3229.36 | 3404.1 | 3500.948 | 3565.602 | 3605.174 | 3604.675 | 3607.498 | 3598.421 | 3592.641 | 3576.025 | 3563.233 | 3540.764 | 3521.58
Region | Technology | 2023-24 | 2024-25 | 2025-26 | 2026-27 | 2027-28 | 2028-29 | 2029-30 | 2030-31 | 2031-32 | 2032-33 | 2033-34 | 2034-35 | 2035-36 | 2036-37 | 2037-38 | 2038-39 | 2039-40 | 2040-41 | 2041-42 | 2042-43 | 2043-44 | 2044-45 | 2045-46 | 2046-47 | 2047-48 | 2048-49 | 2049-50
SA1 | Distributed PV | 2721.0736 | 2952.4036 | 3178.229 | 3380.018 | 3575.1143 | 3766.8022 | 3959.2366 | 4151.598 | 4345.6836 | 4540.7188 | 4737.6385 | 4929.8701 | 5109.2393 | 5277.1929 | 5434.8308 | 5590.0872 | 5742.5081 | 5893.3201 | 6037.731 | 6182.434 | 6327.0782 | 6470.3066 | 6608.7163 | 6745.5179 | 6879.6508 | 7013.3702 | 7145.4031
SA1 | Behind the meter battery | 212.581 | 276.144 | 335.754 | 385.712 | 430.437 | 473.619 | 550.521 | 637.233 | 727.4 | 829.162 | 941.165 | 1047.02 | 1145.747 | 1232.744 | 1306.889 | 1367.354 | 1391.833 | 1402.348 | 1404.488 | 1403.319 | 1403.71 | 1400.492 | 1398.408 | 1392.55 | 1387.998 | 1379.539 | 1372.647
SA1 | Behind the meter battery pump | 212.581 | 276.144 | 335.754 | 385.712 | 430.437 | 473.619 | 550.521 | 637.233 | 727.4 | 829.162 | 941.165 | 1047.02 | 1145.747 | 1232.744 | 1306.889 | 1367.354 | 1391.833 | 1402.348 | 1404.488 | 1403.319 | 1403.71 | 1400.492 | 1398.408 | 1392.55 | 1387.998 | 1379.539 | 1372.647
Region | Technology | 2023-24 | 2024-25 | 2025-26 | 2026-27 | 2027-28 | 2028-29 | 2029-30 | 2030-31 | 2031-32 | 2032-33 | 2033-34 | 2034-35 | 2035-36 | 2036-37 | 2037-38 | 2038-39 | 2039-40 | 2040-41 | 2041-42 | 2042-43 | 2043-44 | 2044-45 | 2045-46 | 2046-47 | 2047-48 | 2048-49 | 2049-50
TAS1 | Distributed PV | 324.6353 | 370.2763 | 415.8856 | 458.1536 | 498.5443 | 538.3605 | 578.2282 | 618.3449 | 655.5487 | 693.0354 | 730.4671 | 766.5455 | 800.5998 | 834.4713 | 868.8634 | 903.8188 | 939.3267 | 975.0659 | 1010.4991 | 1045.9641 | 1081.7335 | 1117.566 | 1152.1139 | 1185.8689 | 1218.859 | 1251.1113 | 1282.6985
TAS1 | Behind the meter battery | 41.377 | 59.672 | 76.56 | 90.268 | 101.32 | 110.823 | 127.054 | 149.117 | 170.469 | 195.083 | 222.421 | 249.889 | 276.292 | 300.413 | 321.841 | 339.845 | 348.769 | 354.138 | 357.03 | 358.667 | 360.453 | 360.964 | 361.558 | 360.786 | 360.198 | 358.244 | 356.527
TAS1 | Behind the meter battery pump | 41.377 | 59.672 | 76.56 | 90.268 | 101.32 | 110.823 | 127.054 | 149.117 | 170.469 | 195.083 | 222.421 | 249.889 | 276.292 | 300.413 | 321.841 | 339.845 | 348.769 | 354.138 | 357.03 | 358.667 | 360.453 | 360.964 | 361.558 | 360.786 | 360.198 | 358.244 | 356.527

## BaseCase_REZ Generation
Annual sent-out generation by REZ (GWh) - BaseCase, Step Change Scenario
Note: the REZ generation includes generation from the existing, committed and anticipated renewables mapped to the relevant REZs
Explicitly modelled generation
Region | REZ | REZ Name | Technology | 2023-24 | 2024-25 | 2025-26 | 2026-27 | 2027-28 | 2028-29 | 2029-30 | 2030-31 | 2031-32 | 2032-33 | 2033-34 | 2034-35 | 2035-36 | 2036-37 | 2037-38 | 2038-39 | 2039-40 | 2040-41 | 2041-42 | 2042-43 | 2043-44 | 2044-45 | 2045-46 | 2046-47 | 2047-48 | 2048-49 | 2049-50
QLD | Q1 | Far North QLD | Solar | 0 | 0.00011764 | 0.00012739 | 0.00012573 | 0.00011805 | 0.00010833 | 0.00012187 | 0.00012256 | 0.00011513 | 0.00012797 | 0.00015191 | 0.00014779 | 0.00014441 | 0.00014617 | 0.00016516 | 0.00017733 | 0.00022963 | 0.00021127 | 0.00023061 | 0.00025744 | 0.00028181 | 0.00027927 | 0.00027261 | 0.00029712 | 0.00032697 | 0.00037546 | 0.00035511
QLD | Q2 | North Qld Clean Energy Hub | Solar | 222.4789 | 197.1461 | 216.1618 | 213.7429 | 208.5002 | 194.8342 | 205.343 | 199.4277 | 198.533 | 203.1651 | 197.2694 | 190.5222 | 189.7075 | 188.9936 | 68.1621 | 70.1446 | 62.6149 | 58.4429 | 62.2249 | 58.6151 | 58.0066 | 56.225 | 63.108 | 31.305 | 31.3416 | 0.00044473 | 0.00044145
QLD | Q3 | Northern Qld | Solar | 1169.3274 | 1050.8444 | 1181.1594 | 1159.4318 | 1098.4124 | 1021.3545 | 1132.8495 | 1126.6362 | 1090.6838 | 1132.4629 | 1076.8397 | 1045.1555 | 1022.3354 | 1007.5629 | 1084.4784 | 1180.8348 | 1080.9038 | 953.8993 | 1085.9056 | 1529.4115 | 1284.1538 | 1202.0288 | 1199.3693 | 1950.5622 | 1857.8487 | 1966.8893 | 1594.8475
QLD | Q4 | Isaac | Solar | 1573.1193 | 1420.5489 | 1551.3686 | 1577.13 | 1497.1839 | 1428.6544 | 1593.42 | 1573.7307 | 1583.0629 | 1604.695 | 1528.8489 | 1442.6216 | 1478.8776 | 1452.1532 | 1309.7939 | 1437.6939 | 1265.3171 | 1172.9885 | 1280.9599 | 4403.2359 | 4230.9779 | 4004.0547 | 4903.5915 | 8344.2129 | 8710.5251 | 9698.1263 | 8751.9658
QLD | Q5 | Barcaldine | Solar | 35.1346 | 31.3226 | 34.3013 | 34.7147 | 34.4897 | 47.4246 | 49.5434 | 48.2426 | 48.1547 | 49.1456 | 47.6706 | 44.6806 | 45.8692 | 46.8317 | 84.2262 | 86.584 | 122.5625 | 116.3916 | 124.7352 | 116.9374 | 95.267 | 93.1474 | 117.9807 | 113.2229 | 114.163 | 120.0168 | 115.4922
QLD | Q6 | Fitzroy | Solar | 842.8105 | 799.4309 | 898.3798 | 904.1269 | 880.6696 | 759.7687 | 864.0468 | 852.3071 | 1168.1838 | 1781.8378 | 2907.3014 | 2794.5957 | 2729.1004 | 2727.7092 | 6046.9473 | 7537.4371 | 11454.1138 | 14887.0041 | 15682.5573 | 16288.0231 | 15615.0037 | 14883.1326 | 14663.0048 | 13062.0965 | 13899.2555 | 14418.5944 | 14059.9242
QLD | Q7 | Wide Bay | Solar | 1363.8645 | 1215.1603 | 1348.2884 | 1314.4805 | 1283.7587 | 1143.0037 | 1249.7238 | 1241.2427 | 1315.8976 | 1282.9329 | 1258.7474 | 1235.6813 | 1188.3194 | 1203.7548 | 1058.8292 | 1129.2913 | 1027.8865 | 1073.4473 | 1311.0584 | 4872.7204 | 4794.1665 | 4503.4343 | 4529.1422 | 4094.9411 | 3742.7072 | 3969.3424 | 3885.2102
QLD | Q8 | Darling Downs | Solar | 3387.3718 | 3288.4177 | 3517.6163 | 3641.2741 | 3557.0302 | 3528.6506 | 3833.3447 | 5356.463 | 6333.4725 | 7047.4327 | 9351.4437 | 11077.5794 | 11075.9426 | 10792.2483 | 9361.7656 | 10378.7382 | 14644.3898 | 14240.0376 | 14322.2125 | 16149.0846 | 16141.9456 | 15457.8055 | 15389.0931 | 12772.7627 | 12567.7955 | 14338.058 | 17334.9909
QLD | Q9 | Banana | Solar | 0 | 0.00016776 | 0.00032352 | 0.00035674 | 0.00035394 | 0.00073423 | 70.26 | 129.0422 | 404.1245 | 399.397 | 452.1523 | 447.8811 | 433.5837 | 435.2107 | 518.9888 | 570.1605 | 4455.2446 | 5810.4688 | 6052.1797 | 12537 | 12207.031 | 11823.718 | 11821.588 | 10767.631 | 12338.231 | 15651.627 | 16709.334
NSW | N1 | North West NSW | Solar | 434.5054 | 399.8958 | 409.8689 | 435.4481 | 403.9565 | 391.69 | 406.7592 | 429.5746 | 427.1478 | 440.5187 | 426.3227 | 408.7461 | 409.8906 | 410.1267 | 386.044 | 370.2102 | 430.0366 | 422.8372 | 436.5545 | 408.7675 | 400.5985 | 402.2513 | 414.1577 | 396.1913 | 331.2036 | 337.2119 | 317.1841
NSW | N2 | New England | Solar | 1205.4688 | 1173.8851 | 1195.8619 | 1251.3124 | 1214.2605 | 1033.3703 | 1075.3579 | 1714.0103 | 1780.4897 | 1760.6763 | 1799.5433 | 1665.5056 | 1718.841 | 1702.7248 | 3916.8779 | 3843.5718 | 4501.1168 | 5451.8061 | 5463.4745 | 5363.7702 | 4899.5413 | 5068.1384 | 5102.9915 | 4853.147 | 3978.0569 | 4188.7122 | 6612.8104
NSW | N3 | Central-West Orana | Solar | 2199.0425 | 2149.1841 | 4094.5541 | 4343.5777 | 4326.9881 | 3717.3483 | 4822.9209 | 8192.5468 | 8308.5925 | 8143.3129 | 9641.8018 | 9578.4204 | 10235.7412 | 10076.9693 | 8748.0352 | 10276.5804 | 14640.1835 | 14644.825 | 14570.0307 | 15033.1324 | 15936.9611 | 16572.3982 | 16403.6706 | 17626.3823 | 19566.3192 | 22693.1129 | 22604.1923
NSW | N4 | Broken Hill | Solar | 107.521 | 79.816 | 92.6019 | 103.4946 | 108.0735 | 118.2234 | 113.317 | 102.0467 | 104.6788 | 106.0107 | 102.2055 | 100.1708 | 96.3367 | 100.2136 | 95.086 | 91.9263 | 267.6834 | 305.2301 | 336.8923 | 393.765 | 458.225 | 468.7969 | 520.4343 | 427.2387 | 422.2021 | 449.9762 | 478.3726
NSW | N5 | South West NSW | Solar | 1858.2939 | 1595.1772 | 1704.093 | 2259.4769 | 2366.3319 | 2417.5641 | 2379.1671 | 2328.5455 | 2252.0568 | 2420.0778 | 2334.2451 | 2252.4481 | 2289.2127 | 2303.1312 | 3035.8402 | 2884.9951 | 3235.0269 | 3334.5518 | 3730.5731 | 3315.6448 | 3185.7616 | 3292.5681 | 3367.3164 | 3153.8164 | 2793.1593 | 2839.2359 | 2654.8288
NSW | N6 | Wagga Wagga | Solar | 1565.7898 | 1496.3783 | 1446.2301 | 1545.5914 | 1585.2509 | 2732.4349 | 3787.8654 | 4014.7675 | 3873.6978 | 4042.1432 | 3908.6397 | 3763.7733 | 3966.0787 | 3974.5169 | 3502.7752 | 3622.4311 | 3629.4153 | 3209.6612 | 6528.9343 | 5989.6164 | 5514.8451 | 5737.6796 | 5888.2411 | 5624.8168 | 5061.2425 | 5185.6765 | 4836.6956
NSW | N7 | Tumut | Solar | 0 | 0 | 0 | 0 | 0 | 0 | 0 | 0 | 0 | 0 | 0 | 0 | 0 | 0 | 0 | 0 | 0 | 0 | 0 | 0 | 0 | 0 | 0 | 0 | 0 | 0 | 0
NSW | N8 | Cooma-Monaro | Solar | 0 | 0 | 0 | 0 | 0 | 0 | 0 | 0 | 0 | 0 | 0 | 0 | 0 | 0 | 0 | 0 | 0 | 0 | 0 | 0 | 0 | 0 | 0 | 0 | 0 | 0 | 0
VIC | V1 | Ovens Murray | Solar | 0 | 0.00039876 | 0.00040133 | 0.00042249 | 0.00040835 | 0.00037675 | 0.00044352 | 0.0012741 | 0.0011582 | 2075.843 | 2063.8894 | 1936.9888 | 2043.0078 | 2023.8651 | 2201.7053 | 2253.971 | 2298.9666 | 3011.809 | 6040.081 | 5335.151 | 5250.028 | 5666.7495 | 5966.641 | 5656.34 | 5455.7427 | 5703.59 | 5197.366
VIC | V2 | Murray River | Solar | 1254.0229 | 1037.4578 | 1087.7104 | 1084.2686 | 1052.6487 | 1008.4066 | 972.1867 | 956.8726 | 987.4469 | 1069.717 | 966.6887 | 983.8693 | 1025.9388 | 1048.7234 | 1043.9417 | 1028.1266 | 1008.488 | 1068.9511 | 1127.5263 | 1226.9968 | 1300.7127 | 1345.0621 | 1406.7576 | 1260.0151 | 1300.2162 | 1318.1447 | 1155.8644
VIC | V3 | Western Victoria | Solar | 0 | 0.00024737 | 0.00026815 | 0.00054487 | 0.00054736 | 0.00045495 | 0.0004985 | 0.00072474 | 0.00067766 | 75.4319 | 70.8518 | 565.9697 | 575.4769 | 631.2246 | 575.6694 | 596.9303 | 608.3764 | 584.2694 | 1174.1043 | 1161.8579 | 1266.0895 | 1389.9452 | 1448.1941 | 1174.164 | 1205.0027 | 1229.2776 | 1056.9002
VIC | V4 | South West Victoria | Solar | 0 | 0 | 0 | 0 | 0 | 0 | 0 | 0 | 0 | 0 | 0 | 0 | 0 | 0 | 0 | 0 | 0 | 0 | 0 | 0 | 0 | 0 | 0 | 0 | 0 | 0 | 0
VIC | V5 | Gippsland | Solar | 0 | 0.00015253 | 0.00017516 | 0.00045814 | 0.00044544 | 0.00037548 | 0.00039095 | 0.00057795 | 0.00054306 | 398.6027 | 400.8356 | 873.3697 | 1016.8422 | 1035.3684 | 843.4244 | 2195.104 | 4259.892 | 4004.222 | 4184.786 | 4321.9575 | 4505.3555 | 4700.3936 | 4686.277 | 3785.0906 | 3943.2676 | 4366.0464 | 4048.807
VIC | V6 | Central North VIC | Solar | 951.4133 | 853.3589 | 818.5931 | 845.1488 | 850.7647 | 870.5247 | 877.8719 | 815.8267 | 778.2206 | 1012.2788 | 968.3069 | 1012.3603 | 1034.1112 | 1081.5516 | 1152.4174 | 1407.8727 | 1656.3654 | 1600.7667 | 1661.0047 | 2146.2288 | 2401.4585 | 2566.4047 | 2736.5523 | 2375.265 | 2428.89 | 2491.6375 | 2385.6567
SA | S1 | South East SA | Solar | 327.7746 | 285.2468 | 284.7897 | 275.5588 | 282.1627 | 268.3509 | 267.5716 | 251.1139 | 251.7889 | 279.1303 | 270.664 | 257.5849 | 258.6766 | 275.7375 | 242.8562 | 252.1785 | 236.7463 | 209.0932 | 161.3978 | 150.6791 | 142.9593 | 145.3385 | 149.9928 | 139.2835 | 142.9694 | 145.6741 | 0.003287
SA | S2 | Riverland | Solar | 46.3164 | 44.3774 | 47.0207 | 44.2876 | 46.0875 | 38.9018 | 40.1351 | 40.9184 | 29.9694 | 1475.3356 | 1405.1877 | 1534.0971 | 1546.1125 | 1691.9962 | 1579.0717 | 1671.3044 | 2227.806 | 5520.7176 | 6722.6501 | 5863.1594 | 5994.477 | 6038.6446 | 6757.7505 | 5215.187 | 5113.634 | 5327.156 | 5112.9185
SA | S3 | Mid-North SA | Solar | 0 | 0.00024348 | 0.00029123 | 0.00028173 | 0.0002907 | 0.00024985 | 0.00026973 | 0.00049589 | 0.00047746 | 0.0006518 | 0.00064346 | 0.0012483 | 0.0011944 | 0.0012567 | 0.0011918 | 0.0012501 | 0.0022734 | 0.0020326 | 0.0021268 | 0.0027851 | 0.07865 | 0.077001 | 0.078712 | 0.068873 | 0.073344 | 0.076666 | 0.072583
SA | S4 | Yorke Peninsula | Solar | 0 | 0 | 0 | 0 | 0 | 0 | 0 | 0 | 0 | 0 | 0 | 0 | 0 | 0 | 0 | 0 | 0 | 0 | 0 | 0 | 0 | 0 | 0 | 0 | 0 | 0 | 0
SA | S5 | Northern SA | Solar | 821.3976 | 694.8227 | 720.1151 | 690.7879 | 693.3575 | 693.0258 | 656.8518 | 619.9578 | 640.852 | 691.1314 | 655.0571 | 639.9622 | 646.972 | 691.6481 | 638.013 | 613.9171 | 575.7367 | 1140.0296 | 2167.391 | 2925.1314 | 4375.2629 | 4004.5144 | 4408.1954 | 3631.4995 | 3462.1243 | 3559.765 | 3323.5728
SA | S6 | Leigh Creek | Solar | 0 | 0.00025933 | 0.00042322 | 0.00042665 | 0.00043639 | 0.00047988 | 0.000518 | 0.0012564 | 0.0012871 | 0.0013801 | 0.001264 | 0.0025706 | 0.0024974 | 0.0026118 | 710.0673 | 703.5016 | 826.0656 | 774.3138 | 819.7504 | 824.7547 | 3344.7527 | 3341.8894 | 3699.098 | 3189.953 | 3196.37 | 3790.983 | 3759.9119
SA | S7 | Roxby Downs | Solar | 0 | 0.00032323 | 0.00052369 | 0.00051286 | 0.00052215 | 0.00046404 | 0.00047416 | 0.0012559 | 0.0012475 | 0.0023208 | 0.0022132 | 1031.3165 | 1031.5333 | 1108.2977 | 1047.5703 | 1025.9232 | 1049.4952 | 952.1957 | 1004.3583 | 945.2992 | 1061.6598 | 1048.1918 | 1122.2189 | 982.7998 | 955.0647 | 987.6951 | 962.6043
SA | S8 | Eastern Eyre Peninsula | Solar | 0 | 0.00016607 | 0.00019505 | 0.00018366 | 0.00019402 | 0.00015983 | 0.00018238 | 0.00029428 | 0.00027534 | 0.00034469 | 0.0003514 | 0.00052725 | 0.000493 | 0.00055266 | 0.00044537 | 0.00052477 | 0.00085041 | 0.00074987 | 0.00076856 | 0.0010931 | 0.00132 | 0.0012548 | 0.0013294 | 0.0011302 | 0.0012168 | 0.0015326 | 0.0014289
SA | S9 | Western Eyre Peninsula | Solar | 0 | 0.00022046 | 0.00029705 | 0.00028829 | 0.00029186 | 0.00025334 | 0.00027199 | 0.00054449 | 0.00053116 | 0.0010532 | 0.0010146 | 0.0017732 | 0.0016922 | 0.0017577 | 0.0016343 | 0.0017046 | 0.014941 | 0.016397 | 0.017802 | 0.026599 | 0.030907 | 0.029649 | 0.029989 | 0.027677 | 0.028655 | 0.030275 | 0.028877
TAS | T1 | North East Tasmania | Solar | 0 | 0.0002215 | 0.00022501 | 0.00025124 | 0.00023167 | 0.00020087 | 0.00020724 | 0.00030443 | 0.00027987 | 0.00071656 | 0.00074283 | 13.3787 | 13.8224 | 13.672 | 83.3039 | 87.3623 | 90.0118 | 81.4491 | 310.7787 | 331.308 | 506.3207 | 546.5735 | 529.9177 | 465.3099 | 487.9092 | 504.2856 | 458.5667
TAS | T2 | North West Tasmania | Solar | 0 | 0.00011904 | 0.00011276 | 0.00012251 | 0.00011681 | 9.7447e-05 | 0.00011881 | 0.00015424 | 0.00015023 | 0.00026847 | 0.00029652 | 0.00039303 | 0.00044032 | 0.00042775 | 0.00046794 | 0.00061057 | 0.00065945 | 0.00058595 | 0.0034792 | 0.0039682 | 0.0037036 | 142.0091 | 142.3471 | 119.4421 | 131.1312 | 134.401 | 122.5233
TAS | T3 | Central Highlands | Solar | 0 | 0.00014163 | 0.00013753 | 0.0001529 | 0.00015001 | 0.00012462 | 0.00012887 | 0.00018004 | 0.00018279 | 0.00032522 | 0.00034563 | 0.00054104 | 0.00055774 | 0.0005716 | 0.0007585 | 0.00074598 | 0.00090224 | 0.00082945 | 0.0017262 | 0.00495 | 0.018091 | 274.5204 | 271.6001 | 227.3386 | 230.6906 | 247.8328 | 228.8223
Region | REZ | REZ Name | Technology | 2023-24 | 2024-25 | 2025-26 | 2026-27 | 2027-28 | 2028-29 | 2029-30 | 2030-31 | 2031-32 | 2032-33 | 2033-34 | 2034-35 | 2035-36 | 2036-37 | 2037-38 | 2038-39 | 2039-40 | 2040-41 | 2041-42 | 2042-43 | 2043-44 | 2044-45 | 2045-46 | 2046-47 | 2047-48 | 2048-49 | 2049-50
QLD | Q1 | Far North QLD | Wind | 1302.2601 | 3069.0287 | 3324.8799 | 3463.829 | 3554.6141 | 3356.2594 | 3471.3983 | 3801.8541 | 3811.3166 | 3864.05 | 3367.8846 | 3470.5003 | 3612.6861 | 3721.2668 | 4851.3403 | 5046.1662 | 4995.1815 | 5159.5085 | 5231.755 | 4720.2434 | 4812.4372 | 4949.8066 | 5101.0512 | 4904.9924 | 5053.9015 | 5109.1832 | 6550.3137
QLD | Q2 | North Qld Clean Energy Hub | Wind | 132.262 | 139.9522 | 160.0615 | 167.5914 | 171.3597 | 2836.9325 | 2755.9633 | 2688.3892 | 2740.3252 | 2604.3781 | 2402.141 | 2644.2233 | 2685.4223 | 2744.5323 | 2855.7926 | 2801.4791 | 2661.6215 | 2615.308 | 2540.741 | 2308.2386 | 3729.6724 | 3744.8411 | 3683.9333 | 3793.9686 | 3685.4071 | 3619.7907 | 3560.0309
QLD | Q3 | Northern Qld | Wind | 0 | 0 | 0 | 0 | 0 | 0 | 0 | 0 | 0 | 0 | 0 | 0 | 0 | 0 | 0 | 0 | 0 | 0 | 0 | 0 | 0 | 0 | 0 | 0 | 0 | 0 | 0
QLD | Q4 | Isaac | Wind | 0 | 0.0010792 | 0.0011555 | 0.0011088 | 0.0034103 | 3096.5843 | 3054.9868 | 3208.2275 | 3224.6938 | 3025.1754 | 2846.3407 | 2880.7731 | 2678.6818 | 3058.8404 | 2902.5584 | 2885.7626 | 2934.4946 | 2851.9937 | 2754.142 | 2647.8739 | 2609.9159 | 2410.5625 | 2765.4751 | 3733.939 | 3636.9574 | 3922.8719 | 3930.5921
QLD | Q5 | Barcaldine | Wind | 0 | 0.00099789 | 0.0010639 | 0.0020939 | 0.0069388 | 0.0098436 | 0.0097186 | 236.5278 | 268.2435 | 281.9763 | 288.2676 | 300.0552 | 294.9106 | 305.5848 | 273.076 | 269.7059 | 271.2107 | 277.8505 | 292.5328 | 280.2569 | 317.2356 | 310.5308 | 317.0621 | 285.6041 | 278.3154 | 292.6558 | 293.7763
QLD | Q6 | Fitzroy | Wind | 0 | 0.0042207 | 0.0043836 | 1494.797 | 2971.0538 | 3622.4228 | 3650.4097 | 3821.0885 | 3733.5676 | 3596.753 | 4495.8918 | 4549.4034 | 4318.6842 | 4741.5071 | 10331.7412 | 10156.0488 | 9805.8583 | 9061.3967 | 9220.1831 | 8779.0177 | 8911.8186 | 8344.7136 | 9045.7056 | 10871.0488 | 10516.3134 | 10702.034 | 9885.469
QLD | Q7 | Wide Bay | Wind | 0 | 0.0007449 | 0.00076118 | 0.00083088 | 0.00094481 | 469.6626 | 455.6802 | 445.6523 | 391.2772 | 428.4026 | 404.2901 | 399.58 | 387.9002 | 401.6813 | 436.8638 | 433.8376 | 415.9883 | 350.0881 | 391.4897 | 379.2991 | 374.2613 | 361.9713 | 375.4386 | 765.829 | 2580.2384 | 2642.5941 | 2322.1471
QLD | Q8 | Darling Downs | Wind | 2606.2646 | 4632.9308 | 4791.008 | 4800.6557 | 7661.4349 | 9810.7948 | 9594.2072 | 14123.424 | 13673.7745 | 17790.3077 | 18936.3742 | 18254.358 | 18007.9755 | 19016.55 | 18798.1194 | 18421.0402 | 18415.455 | 17219.7143 | 17977.5291 | 20594.7304 | 19985.98 | 18380.9892 | 19233.5942 | 24706.768 | 23806.1337 | 25448.4554 | 23493.4254
QLD | Q9 | Banana | Wind | 0 | 0.00063293 | 0.00067061 | 0.00077012 | 0.0012751 | 712.2382 | 675.9486 | 694.9276 | 652.4474 | 660.843 | 618.2721 | 618.4511 | 621.6898 | 657.3567 | 658.5836 | 641.895 | 661.4798 | 1053.9836 | 1881.9078 | 1804.9864 | 2069.7468 | 2067.7979 | 2201.1338 | 4300.493 | 4115.2069 | 4317.1983 | 3965.8209
NSW | N1 | North West NSW | Wind | 0 | 0 | 0 | 0 | 0 | 0 | 0 | 0 | 0 | 0 | 0 | 0 | 0 | 0 | 0 | 0 | 0 | 0 | 0 | 0 | 0 | 0 | 0 | 0 | 0 | 0 | 0
NSW | N2 | New England | Wind | 1498.0862 | 1259.7261 | 1305.8217 | 1375.3495 | 10808.9657 | 14056.1488 | 12897.061 | 12968.692 | 12236.4782 | 12904.3758 | 12175.1533 | 12491.646 | 17754.095 | 19687.1688 | 22597.4649 | 20280.8057 | 20148.4379 | 17798.1017 | 19657.7055 | 19175.2382 | 18687.6264 | 19182.0945 | 19486.8 | 21091.4313 | 18048.9886 | 18240.0573 | 15653.3096
NSW | N3 | Central-West Orana | Wind | 382.821 | 6868.3597 | 6616.9952 | 9495.3629 | 11322.2611 | 11394.5013 | 11903.8229 | 12729.4244 | 12326.4414 | 14169.16 | 16243.7092 | 15802.6165 | 16499.3799 | 16878.1242 | 17076.9797 | 16756.6094 | 16581.0014 | 16087.1092 | 16522.6508 | 19149.8515 | 21605.6014 | 22425.8398 | 23069.6445 | 26336.1723 | 29273.6545 | 28377.1875 | 27098.629
NSW | N4 | Broken Hill | Wind | 632.3477 | 555.1076 | 584.2577 | 633.4902 | 639.4138 | 624.2025 | 638.802 | 767.6379 | 774.1951 | 794.8146 | 766.9621 | 750.7386 | 789.6601 | 779.1308 | 729.9589 | 739.9086 | 728.9077 | 734.7719 | 722.9468 | 702.3086 | 591.7779 | 639.2336 | 638.8519 | 651.6673 | 665.5222 | 658.173 | 699.8425
NSW | N5 | South West NSW | Wind | 0 | 0.00014431 | 0.0011102 | 0.0011291 | 0.0011513 | 0.0011284 | 0.0015119 | 0.0021355 | 0.002234 | 0.0022112 | 0.0029306 | 0.0026157 | 0.0027267 | 0.0027917 | 0.0025812 | 0.0026447 | 0.0024812 | 0.006341 | 0.0060678 | 858.8244 | 774.2253 | 863.337 | 873.7535 | 829.0482 | 799.4575 | 752.5038 | 797.4482
NSW | N6 | Wagga Wagga | Wind | 0 | 0.00049988 | 0.0004724 | 0.00052644 | 0.00069877 | 0.00080173 | 0.0012339 | 0.0015847 | 0.0016134 | 0.0015064 | 0.0016754 | 0.0014736 | 0.0014784 | 0.0015796 | 0.0014221 | 0.0015741 | 0.0015366 | 0.0029979 | 0.0027974 | 0.0055723 | 0.0048303 | 0.0050148 | 0.0054837 | 0.0050197 | 292.4205 | 428.9188 | 671.3136
NSW | N7 | Tumut | Wind | 0 | 0 | 0 | 0 | 0 | 0 | 0 | 0 | 0 | 0 | 0 | 0 | 0 | 0 | 0 | 0 | 0 | 0 | 0 | 0 | 0 | 0 | 0 | 0 | 0 | 0 | 0
NSW | N8 | Cooma-Monaro | Wind | 327.3997 | 1236.0073 | 1368.9055 | 1410.0871 | 1400.3895 | 1364.1277 | 1372.2771 | 1457.9895 | 1482.2476 | 1345.7508 | 1372.4056 | 1381.3689 | 1406.4365 | 1380.3836 | 1338.2627 | 1359.9412 | 1464.7386 | 2745.6703 | 2538.5037 | 2646.7943 | 2597.5815 | 2595.8302 | 2494.753 | 2512.8989 | 2554.5209 | 2665.6601 | 2616.1194
VIC | V1 | Ovens Murray | Wind | 0 | 0 | 0 | 0 | 0 | 0 | 0 | 0 | 0 | 0 | 0 | 0 | 0 | 0 | 0 | 0 | 0 | 0 | 0 | 0 | 0 | 0 | 0 | 0 | 0 | 0 | 0
VIC | V2 | Murray River | Wind | 0 | 0 | 0 | 0 | 0 | 0 | 0 | 0 | 0 | 0 | 0 | 0 | 0 | 0 | 0 | 0 | 0 | 0 | 0 | 0 | 0 | 0 | 0 | 0 | 0 | 0 | 0
VIC | V3 | Western Victoria | Wind | 3823.4101 | 3675.1191 | 3703.9415 | 3763.3844 | 3753.5389 | 3719.0028 | 3751.9641 | 3612.2596 | 3844.939 | 3638.1685 | 3531.2737 | 3247.7147 | 3358.7374 | 3423.1505 | 3330.5204 | 3421.7836 | 3309.6311 | 3540.1777 | 3116.8252 | 3095.3569 | 3047.8736 | 3012.3345 | 3074.2828 | 3147.8497 | 3093.3467 | 3038.0329 | 2990.2392
VIC | V4 | South West Victoria | Wind | 5851.3635 | 7061.1577 | 7394.5787 | 9059.482 | 9184.1279 | 8478.7845 | 9343.5292 | 10270.088 | 11679.6876 | 12063.226 | 16847.6679 | 16611.9157 | 17089.2548 | 17811.2106 | 16260.4423 | 16754.6819 | 15728.3008 | 17239.3384 | 15318.8647 | 16007.4779 | 15457.0419 | 15866.9758 | 13579.6994 | 12312.8664 | 13181.6512 | 12309.2355 | 13581.3419
VIC | V5 | Gippsland | Wind | 0 | 1672.9043 | 1672.1281 | 1959.8186 | 1947.166 | 2999.1768 | 6009.1421 | 5768.2428 | 6616.5735 | 5995.8512 | 6134.8356 | 5924.859 | 6088.0395 | 6091.4352 | 5827.9522 | 6130.0979 | 5871.0032 | 6668.6571 | 6001.0427 | 6209.4602 | 6082.009 | 6240.3784 | 6163.4657 | 5845.5273 | 6190.1358 | 5950.8984 | 6687.0979
VIC | V6 | Central North VIC | Wind | 0 | 0.0011167 | 0.00105 | 0.0030247 | 0.0032154 | 0.014202 | 0.013943 | 1454.6022 | 1500.1776 | 1579.0769 | 1539.5572 | 1389.3289 | 1499.8613 | 1832.4467 | 2184.4498 | 2376.0613 | 2778.5117 | 2951.3621 | 2955.7349 | 3670.1651 | 3226.0571 | 3596.0339 | 3868.8224 | 3622.3839 | 3498.4692 | 3553.1498 | 3644.3408
SA | S1 | South East SA | Wind | 731.4231 | 2040.6501 | 1981.5826 | 3199.2534 | 3169.0285 | 2926.5753 | 3062.6827 | 2755.6756 | 3255.2795 | 2935.5584 | 3292.8283 | 2997.5047 | 3186.6317 | 3268.8544 | 3068.5158 | 3290.8992 | 2985.262 | 3409.2236 | 3054.0853 | 3597.6551 | 3371.5835 | 3650.7683 | 3752.6666 | 3365.4797 | 3515.239 | 3242.3048 | 3619.2997
SA | S2 | Riverland | Wind | 0 | 0.00063518 | 0.00059537 | 0.00090571 | 0.00089575 | 0.00085966 | 0.0010982 | 0.0014509 | 0.0015248 | 0.0014574 | 0.0018172 | 0.0016357 | 0.0019657 | 0.0019329 | 0.0017722 | 0.0021199 | 0.0019819 | 0.002024 | 0.0017507 | 0.0025239 | 0.002271 | 0.0026194 | 0.0026056 | 0.0025161 | 0.0033342 | 0.0036965 | 0.0039167
SA | S3 | Mid-North SA | Wind | 4100.6301 | 4024.4445 | 3834.9251 | 4584.4749 | 4560.5152 | 6805.916 | 6751.679 | 6481.6743 | 6829.4876 | 6545.6019 | 6383.4028 | 5728.9541 | 6372.5528 | 5996.0262 | 6454.8581 | 6646.4328 | 6200.1299 | 6383.3855 | 6131.3863 | 7328.5998 | 6148.7309 | 6990.0464 | 6618.8916 | 6274.0804 | 7573.0577 | 8287.2218 | 9697.2716
SA | S4 | Yorke Peninsula | Wind | 242.4608 | 224.2321 | 217.8953 | 284.4845 | 293.8201 | 280.6209 | 303.1549 | 280.1816 | 317.876 | 288.3702 | 302.6474 | 266.8129 | 294.6377 | 312.594 | 282.9232 | 291.4162 | 265.4698 | 293.4495 | 258.5539 | 276.4179 | 251.0636 | 275.3376 | 292.0006 | 247.604 | 257.6604 | 238.511 | 253.1449
SA | S5 | Northern SA | Wind | 1291.0424 | 1255.3952 | 1260.6141 | 1334.7743 | 1351.3486 | 1259.0718 | 1252.3771 | 1244.8884 | 1271.6719 | 1179.0472 | 1217.0612 | 1172.499 | 1278.352 | 1320.6947 | 1194.4951 | 1205.2695 | 1198.0367 | 1180.8803 | 1072.3057 | 1109.0331 | 1085.1308 | 1183.8025 | 573.6844 | 447.8009 | 443.5514 | 460.6021 | 481.6529
SA | S6 | Leigh Creek | Wind | 0 | 0.001509 | 0.0014783 | 0.0019315 | 0.0019475 | 0.0067696 | 0.0071646 | 0.007066 | 0.0064955 | 0.0068676 | 0.0063538 | 0.0060379 | 0.0062798 | 0.0061888 | 1907.5465 | 1892.1299 | 1781.7564 | 1695.7507 | 1710.7036 | 1628.8433 | 1625.1803 | 2262.4085 | 2206.6628 | 6443.7731 | 6802.2841 | 6529.9007 | 6057.4435
SA | S7 | Roxby Downs | Wind | 0 | 0 | 0 | 0 | 0 | 0 | 0 | 0 | 0 | 0 | 0 | 0 | 0 | 0 | 0 | 0 | 0 | 0 | 0 | 0 | 0 | 0 | 0 | 0 | 0 | 0 | 0
SA | S8 | Eastern Eyre Peninsula | Wind | 313.2467 | 294.5329 | 299.6444 | 341.6373 | 338.4611 | 340.7264 | 343.0073 | 534.923 | 552.1382 | 510.6917 | 519.7171 | 473.4586 | 860.5538 | 900.1634 | 807.6262 | 836.8157 | 788.6525 | 820.891 | 752.6946 | 777.3109 | 699.1292 | 850.9037 | 883.3953 | 787.2742 | 807.7054 | 768.4215 | 785.1103
SA | S9 | Western Eyre Peninsula | Wind | 0 | 0.0014769 | 0.0014035 | 0.0030597 | 0.00319 | 0.0028956 | 0.0029257 | 0.013857 | 0.014395 | 0.016109 | 0.016719 | 0.015119 | 0.094086 | 0.097089 | 0.088408 | 0.088531 | 0.084951 | 0.084545 | 0.075961 | 0.080036 | 0.071724 | 0.081945 | 0.082913 | 0.074023 | 0.074251 | 0.071631 | 0.072991
TAS | T1 | North East Tasmania | Wind | 500.7796 | 500.8703 | 567.0783 | 538.535 | 549.3015 | 512.3823 | 463.3452 | 453.8313 | 497.8458 | 896.2563 | 886.914 | 951.6684 | 895.4219 | 981.8085 | 926.479 | 870.0775 | 851.097 | 910.4604 | 867.3834 | 877.0248 | 934.3919 | 897.7727 | 958.1784 | 898.2187 | 838.6705 | 825.4205 | 879.4837
TAS | T2 | North West Tasmania | Wind | 877.2254 | 838.312 | 891.5611 | 953.3157 | 955.8498 | 1727.5174 | 1701.2691 | 1629.0295 | 5528.7532 | 6086.034 | 5772.3247 | 5822.2182 | 5996.1188 | 6192.877 | 6082.2465 | 5877.5179 | 5682.5299 | 6204.1213 | 6128.3983 | 5881.289 | 5990.5049 | 6217.5865 | 6306.4941 | 6133.6464 | 5904.2454 | 5740.9071 | 6205.5481
TAS | T3 | Central Highlands | Wind | 491.2282 | 2914.3032 | 3083.4575 | 3107.1881 | 5049.4349 | 4758.1216 | 6629.6965 | 6544.6681 | 7102.2589 | 6925.3202 | 6518.8277 | 6760.0615 | 6826.8484 | 7241.8408 | 6947.2275 | 6758.3675 | 6644.9403 | 7160.999 | 6968.498 | 6625.0378 | 6940.8018 | 6598.3188 | 7207.886 | 6925.5428 | 6694.5424 | 6604.199 | 7036.3815
Region | REZ | REZ Name | Technology | 2023-24 | 2024-25 | 2025-26 | 2026-27 | 2027-28 | 2028-29 | 2029-30 | 2030-31 | 2031-32 | 2032-33 | 2033-34 | 2034-35 | 2035-36 | 2036-37 | 2037-38 | 2038-39 | 2039-40 | 2040-41 | 2041-42 | 2042-43 | 2043-44 | 2044-45 | 2045-46 | 2046-47 | 2047-48 | 2048-49 | 2049-50
NSW | O1 | Hunter Coast | Offshore Wind | 0 | 0 | 0 | 6.4655e-05 | 6.9592e-05 | 8.2866e-05 | 7.4482e-05 | 0.00010206 | 9.4589e-05 | 0.00010453 | 0.00014405 | 0.00014955 | 0.0001491 | 0.00015847 | 0.00018197 | 0.00015571 | 0.00023131 | 0.00022044 | 0.0002217 | 0.00039632 | 0.00038784 | 0.0003853 | 0.00038549 | 0.00047164 | 0.00040349 | 0.00056865 | 0.00051175
NSW | O2 | Illawarra Coast | Offshore Wind | 0 | 0 | 0 | 6.4059e-05 | 6.747e-05 | 7.8594e-05 | 7.639e-05 | 0.00010971 | 0.0001061 | 0.00010662 | 0.00015363 | 0.00014651 | 0.00014534 | 0.00014754 | 0.00017608 | 0.00015915 | 0.0002629 | 0.0002711 | 0.00025686 | 0.00038789 | 0.00036916 | 0.00036188 | 0.00035116 | 0.00047682 | 0.00043203 | 0.00078258 | 0.00074924
VIC | O3 | Gippsland Coast | Offshore Wind | 0 | 0 | 0 | 7.8743e-05 | 7.845e-05 | 8.4239e-05 | 9.7676e-05 | 0.00010651 | 0.00012607 | 0.00012679 | 0.0001617 | 0.00017121 | 0.00016362 | 0.00018881 | 0.0002571 | 0.00030344 | 0.00030356 | 0.00052656 | 0.00048203 | 980.6525 | 1626.7224 | 1617.44 | 1948.6167 | 6559.4614 | 6709.1826 | 6441.1533 | 9290.915
TAS | O4 | North West Tasmania Coast | Offshore Wind | 0 | 0 | 0 | 6.1377e-05 | 7.0164e-05 | 7.5082e-05 | 8.7035e-05 | 8.5229e-05 | 0.00010666 | 0.00011074 | 0.00012115 | 0.00013219 | 0.00013686 | 0.00015874 | 0.00018249 | 0.00020848 | 0.00019025 | 0.00018923 | 0.00018326 | 0.00022686 | 0.00024063 | 0.00025441 | 0.00027247 | 0.00029944 | 0.00034902 | 0.00032179 | 0.00030988
VIC | O5 | Portland Coast | Offshore Wind | 0 | 0 | 0 | 6.6204e-05 | 6.9632e-05 | 7.117e-05 | 9.2064e-05 | 9.6473e-05 | 0.00010893 | 0.00010398 | 0.00011917 | 0.00013534 | 0.00012945 | 0.00015873 | 0.00016629 | 0.00027464 | 0.0002995 | 0.00038777 | 0.00033894 | 0.00087257 | 0.0024695 | 0.0024165 | 2741.1082 | 2536.8875 | 5578.0107 | 5283.4067 | 5879.7437
SA | O6 | South East SA Coast | Offshore Wind | 0 | 0 | 0 | 5.8384e-05 | 6.5882e-05 | 6.7079e-05 | 8.6168e-05 | 8.9115e-05 | 0.00010615 | 9.9177e-05 | 0.00011426 | 0.00011389 | 0.00011791 | 0.00013667 | 0.00013266 | 0.00016564 | 0.00018524 | 0.00022292 | 0.00018735 | 0.00020508 | 0.00021998 | 0.00021817 | 0.00024432 | 0.00023604 | 0.00030746 | 0.00031949 | 0.00036271

## BaseCase_REZ Capacity
Installed capacity by REZ (MW) - BaseCase, Step Change Scenario
Capacity calculated on 1 July. In early study years some wind and solar projects enter later in the financial year and are therefore reflected in the following financial year's capacity.
Note: the REZ capacity includes capacity from the existing, committed and anticipated renewables mapped to the relevant REZs
Explicitly modelled generation
Region | REZ | REZ Name | Technology | 2023-24 | 2024-25 | 2025-26 | 2026-27 | 2027-28 | 2028-29 | 2029-30 | 2030-31 | 2031-32 | 2032-33 | 2033-34 | 2034-35 | 2035-36 | 2036-37 | 2037-38 | 2038-39 | 2039-40 | 2040-41 | 2041-42 | 2042-43 | 2043-44 | 2044-45 | 2045-46 | 2046-47 | 2047-48 | 2048-49 | 2049-50
QLD | Q1 | Far North QLD | Solar | 0 | 0 | 0 | 0 | 0 | 0 | 0 | 0 | 0 | 0 | 0 | 0 | 0 | 0.00010111 | 0.00012723 | 0.00012801 | 0.0001642 | 0.00016442 | 0.00016471 | 0.00018512 | 0.00020426 | 0.00020457 | 0.00020643 | 0.00025769 | 0.00025807 | 0.00028444 | 0.00028487
QLD | Q2 | North Qld Clean Energy Hub | Solar | 83 | 83 | 83 | 83 | 83 | 83 | 83 | 83 | 83 | 83 | 83.0001 | 83.0001 | 83.0001 | 83.0001 | 33.0001 | 33.0001 | 33.0002 | 33.0002 | 33.0002 | 33.0002 | 33.0002 | 33.0002 | 33.0002 | 18.0003 | 18.0003 | 0.00030957 | 0.00031029
QLD | Q3 | Northern Qld | Solar | 513.997 | 513.9971 | 513.9972 | 513.9972 | 513.9972 | 513.9985 | 513.9985 | 513.9985 | 513.9985 | 513.9985 | 513.9985 | 513.9985 | 513.9985 | 513.9985 | 617.9738 | 617.9738 | 646.3254 | 646.3254 | 646.3254 | 913.2057 | 785.2057 | 785.2057 | 785.2057 | 1501.5693 | 1391.1693 | 1391.1693 | 1258.5723
QLD | Q4 | Isaac | Solar | 684.9 | 684.9001 | 684.9002 | 684.9002 | 684.9002 | 684.9005 | 684.9005 | 684.9006 | 684.9006 | 684.9009 | 684.901 | 684.901 | 684.901 | 684.901 | 684.9014 | 684.9017 | 684.905 | 684.905 | 684.905 | 2377.3956 | 2377.3956 | 2334.8956 | 2924.5072 | 5411.4073 | 5411.4073 | 5855.184 | 5697.684
QLD | Q5 | Barcaldine | Solar | 14 | 14.0001 | 14.0002 | 14.0002 | 14.0002 | 21.8049 | 21.8049 | 21.8049 | 21.8049 | 21.8049 | 21.8049 | 21.8049 | 21.8049 | 21.8049 | 45.3637 | 45.3637 | 74.4687 | 74.4687 | 74.4687 | 74.4688 | 62.1398 | 62.1398 | 81.0805 | 90.0422 | 90.0422 | 90.0422 | 90.0422
QLD | Q6 | Fitzroy | Solar | 401.5 | 401.5001 | 401.5002 | 401.5002 | 401.5002 | 401.5004 | 401.5008 | 401.5011 | 531.0274 | 807.8564 | 1276.9761 | 1276.9761 | 1276.9761 | 1276.9761 | 3277.419 | 3606.3315 | 5946.509 | 7934.4995 | 7934.4995 | 7934.5 | 7934.5 | 7934.5 | 7934.5 | 7934.5 | 7934.5 | 7934.5 | 8005.788
QLD | Q7 | Wide Bay | Solar | 619.03 | 619.03 | 619.0301 | 619.0301 | 619.0301 | 619.0302 | 619.0302 | 619.0304 | 619.0305 | 619.0307 | 619.0307 | 619.0307 | 619.0307 | 619.0307 | 619.0407 | 619.0407 | 651.9182 | 734.9414 | 830.1367 | 2819.03 | 2819.03 | 2819.03 | 2819.03 | 2819.03 | 2596.53 | 2596.53 | 2650.6275
QLD | Q8 | Darling Downs | Solar | 1330.558 | 1476.5581 | 1476.5582 | 1476.5582 | 1476.5582 | 1668.6706 | 1668.6706 | 2381.6156 | 2678.3112 | 3102.6937 | 4143.117 | 5001.6996 | 5001.6996 | 4880.6996 | 5091.5402 | 5091.5402 | 7610.605 | 7610.605 | 7610.605 | 8347.558 | 8322.558 | 8163.958 | 8131.854 | 7882.5 | 7482.5 | 7795.34 | 10087.54
QLD | Q9 | Banana | Solar | 0 | 0.00010007 | 0.00016334 | 0.00018308 | 0.00018479 | 0.00042127 | 32.8557 | 61.6864 | 182.1753 | 182.1753 | 210.6122 | 210.6122 | 210.6122 | 210.6122 | 298.5657 | 298.5658 | 2374.7239 | 3122.4346 | 3122.4346 | 6100 | 6100 | 6100 | 6184.613 | 6410.537 | 6932.7314 | 8321.182 | 8999.129
NSW | N1 | North West NSW | Solar | 166 | 166.0002 | 166.0002 | 166.0002 | 166.0019 | 175.0504 | 181.9356 | 188.1903 | 188.1903 | 189.9082 | 189.9082 | 189.9082 | 189.9082 | 189.9082 | 203.2501 | 204.4 | 241.4207 | 258.7089 | 260.6109 | 260.6109 | 268.8506 | 268.8506 | 268.8506 | 275.6828 | 275.6829 | 276.2541 | 276.2542
NSW | N2 | New England | Solar | 555 | 555.0001 | 555.0001 | 555.0001 | 555.0006 | 555.0006 | 555.0011 | 861.8645 | 861.8645 | 861.8645 | 861.8646 | 861.8646 | 861.8646 | 861.8652 | 2445.7335 | 2445.7335 | 2708.267 | 3540.0002 | 3540.0002 | 3548.7817 | 3528.7817 | 3528.7817 | 3528.7817 | 3775.34 | 3775.34 | 3775.34 | 6664.1
NSW | N3 | Central-West Orana | Solar | 826.979 | 906.9806 | 1755.5834 | 1755.5834 | 1755.5834 | 1755.5834 | 2240.3374 | 3576.8848 | 3576.8848 | 3576.8848 | 4304.697 | 4304.697 | 4304.697 | 4304.697 | 4459.8257 | 5152.7134 | 7104.6113 | 7104.6113 | 7104.6113 | 7654.954 | 8069.12 | 8069.12 | 8069.1205 | 9986.202 | 11235.723 | 11943.658 | 11740.618
NSW | N4 | Broken Hill | Solar | 53 | 53 | 53 | 53.0001 | 53.0001 | 53.0003 | 53.0003 | 53.0004 | 53.0004 | 53.0004 | 53.0004 | 53.0007 | 53.0007 | 53.0007 | 53.0012 | 53.0171 | 173.1137 | 219.0578 | 219.0578 | 269.0246 | 322.0335 | 322.0335 | 322.0335 | 322.0335 | 322.0335 | 327.6757 | 332.8221
NSW | N5 | South West NSW | Solar | 1246.4 | 1500.5 | 1500.5369 | 1500.5369 | 1500.5369 | 1500.5369 | 1500.537 | 1500.537 | 1500.537 | 1500.5454 | 1500.5454 | 1500.5454 | 1500.5454 | 1500.5454 | 1859.818 | 1709.5186 | 1953.0484 | 2288.422 | 2288.422 | 2288.422 | 2288.422 | 2288.422 | 2288.422 | 2288.422 | 2288.422 | 2288.422 | 2101.8606
NSW | N6 | Wagga Wagga | Solar | 302.672 | 682.6721 | 682.6722 | 682.6722 | 682.6722 | 1310.5332 | 1710.672 | 1710.672 | 1710.672 | 1710.672 | 1710.672 | 1710.672 | 1710.672 | 1710.672 | 1710.672 | 1710.6721 | 1710.6721 | 1843.0804 | 3342.3637 | 3342.3637 | 3342.3637 | 3342.3637 | 3342.3637 | 3342.364 | 3342.364 | 3342.364 | 3342.364
NSW | N7 | Tumut | Solar | 0 | 0 | 0 | 0 | 0 | 0 | 0 | 0 | 0 | 0 | 0 | 0 | 0 | 0 | 0 | 0 | 0 | 0 | 0 | 0 | 0 | 0 | 0 | 0 | 0 | 0 | 0
NSW | N8 | Cooma-Monaro | Solar | 0 | 0 | 0 | 0 | 0 | 0 | 0 | 0 | 0 | 0 | 0 | 0 | 0 | 0 | 0 | 0 | 0 | 0 | 0 | 0 | 0 | 0 | 0 | 0 | 0 | 0 | 0
VIC | V1 | Ovens Murray | Solar | 0 | 0.00024666 | 0.00024788 | 0.00025411 | 0.00025436 | 0.00025701 | 0.00028453 | 0.00075815 | 0.00075827 | 1000 | 1000 | 1000 | 1000 | 1000 | 1201.7855 | 1201.7856 | 1224.8782 | 1882.0709 | 3372.6196 | 3372.6196 | 3558.3545 | 3558.3545 | 3767.0432 | 3892.9 | 3892.9 | 3892.9 | 3892.9
VIC | V2 | Murray River | Solar | 679.093 | 679.093 | 679.093 | 679.0931 | 679.0931 | 679.0931 | 679.0931 | 679.0932 | 679.0932 | 679.0932 | 679.0932 | 679.0934 | 679.0934 | 679.0934 | 679.0936 | 679.0943 | 708.9978 | 710.9031 | 710.9031 | 840.2113 | 900.4094 | 900.4094 | 869.3064 | 869.3064 | 869.3064 | 881.791 | 790.8287
VIC | V3 | Western Victoria | Solar | 0 | 0 | 0.0001054 | 0.00037264 | 0.00037364 | 0.00037486 | 0.00037795 | 0.00052513 | 0.00052551 | 43.1185 | 43.1185 | 359.8521 | 359.8521 | 369.4758 | 400 | 400 | 400 | 400 | 811.1189 | 811.1189 | 865.3775 | 865.3775 | 865.3775 | 870.9181 | 870.9181 | 870.9181 | 870.9181
VIC | V4 | South West Victoria | Solar | 0 | 0 | 0 | 0 | 0 | 0 | 0 | 0 | 0 | 0 | 0 | 0 | 0 | 0 | 0 | 0 | 0 | 0 | 0 | 0 | 0 | 0 | 0 | 0 | 0 | 0 | 0
VIC | V5 | Gippsland | Solar | 0 | 0.00012338 | 0.00012869 | 0.00031316 | 0.0003135 | 0.00031432 | 0.00031799 | 0.00042751 | 0.00042827 | 239.0763 | 239.0763 | 500.0002 | 560.6378 | 560.6379 | 560.6379 | 1402.6019 | 2474 | 2474 | 2474 | 2474 | 2474 | 2474 | 2474 | 2474 | 2474 | 2474 | 2474
VIC | V6 | Central North VIC | Solar | 402.48 | 402.4801 | 402.4801 | 402.4803 | 402.4803 | 402.4803 | 402.4803 | 402.4807 | 402.4807 | 513.234 | 513.234 | 571.9236 | 571.9236 | 603.9169 | 675.5852 | 880.9239 | 1152.0772 | 1152.0772 | 1152.0772 | 1524.4181 | 2060.0281 | 1949.5481 | 1949.5481 | 1949.5507 | 1949.5507 | 1992 | 1992
SA | S1 | South East SA | Solar | 155.16 | 155.1601 | 155.1602 | 155.1602 | 155.1602 | 155.1602 | 155.1602 | 155.1603 | 155.1603 | 155.1605 | 155.1605 | 155.1605 | 155.1605 | 155.1606 | 155.1606 | 155.1608 | 155.161 | 155.1613 | 108.0029 | 108.0029 | 108.0029 | 108.0029 | 108.0029 | 108.0029 | 108.0029 | 108.0029 | 0.002942
SA | S2 | Riverland | Solar | 25.26 | 25.2602 | 25.2602 | 25.2602 | 25.2602 | 25.2602 | 25.2602 | 25.2605 | 19.1405 | 754.9499 | 754.9499 | 840.2928 | 840.2928 | 840.293 | 969.4482 | 1056.2678 | 1531.95 | 4004.077 | 3992.3173 | 4007.3798 | 4007.38 | 4007.38 | 4000 | 4000 | 4000 | 4000 | 4000
SA | S3 | Mid-North SA | Solar | 0 | 0.00015294 | 0.00017382 | 0.00017433 | 0.00017502 | 0.00017582 | 0.00018118 | 0.00031197 | 0.00031228 | 0.00040515 | 0.00040568 | 0.00077057 | 0.00077073 | 0.0007719 | 0.00087116 | 0.00087396 | 0.0015641 | 0.0015662 | 0.0015666 | 0.0020596 | 0.058326 | 0.058327 | 0.058327 | 0.058327 | 0.058328 | 0.058339 | 0.05834
SA | S4 | Yorke Peninsula | Solar | 0 | 0 | 0 | 0 | 0 | 0 | 0 | 0 | 0 | 0 | 0 | 0 | 0 | 0 | 0 | 0 | 0 | 0 | 0 | 0 | 0 | 0 | 0 | 0 | 0 | 0 | 0
SA | S5 | Northern SA | Solar | 349.2 | 349.2001 | 349.2002 | 349.2002 | 349.2002 | 349.2002 | 349.2002 | 349.2003 | 349.2003 | 349.2006 | 349.2006 | 349.2008 | 349.2008 | 349.2008 | 349.2014 | 349.2014 | 356.1713 | 791.9452 | 1375.9574 | 2091.6227 | 3249.1993 | 2979.1993 | 2979.1993 | 2979.1993 | 2899.9993 | 2899.9993 | 2899.9993
SA | S6 | Leigh Creek | Solar | 0 | 0.00014904 | 0.00021932 | 0.00022178 | 0.00022245 | 0.00026829 | 0.00028178 | 0.00068173 | 0.00068207 | 0.00072102 | 0.00072121 | 0.0014495 | 0.0014497 | 0.001451 | 398.2883 | 398.2883 | 517.5983 | 517.5983 | 517.5983 | 594.49 | 2221.0718 | 2221.0718 | 2221.0718 | 2221.0735 | 2221.0735 | 2706.5808 | 2738.6318
SA | S7 | Roxby Downs | Solar | 0 | 0.00017289 | 0.00025464 | 0.00025514 | 0.00025553 | 0.00025687 | 0.00025751 | 0.00064838 | 0.00064861 | 0.0011692 | 0.0011694 | 520.2587 | 520.2587 | 520.2587 | 581.6585 | 581.6585 | 650.8652 | 650.8652 | 650.8652 | 656.1412 | 754.9919 | 754.9919 | 754.9919 | 754.9919 | 754.9919 | 757.8373 | 757.8373
SA | S8 | Eastern Eyre Peninsula | Solar | 0 | 0.00011216 | 0.00012272 | 0.00012312 | 0.00012406 | 0.00012467 | 0.0001334 | 0.00019699 | 0.00019726 | 0.00023688 | 0.00023838 | 0.00034522 | 0.00034536 | 0.00035976 | 0.0003625 | 0.00040036 | 0.00062094 | 0.00062216 | 0.00062265 | 0.00086282 | 0.00105 | 0.0010502 | 0.0010504 | 0.0010515 | 0.0010519 | 0.0012358 | 0.0012381
SA | S9 | Western Eyre Peninsula | Solar | 0 | 0.00013607 | 0.00016884 | 0.00016964 | 0.00017023 | 0.0001712 | 0.00017657 | 0.00032673 | 0.00032717 | 0.00060298 | 0.00060324 | 0.0010246 | 0.0010248 | 0.0010267 | 0.0011289 | 0.0011329 | 0.010019 | 0.012567 | 0.012572 | 0.020979 | 0.026314 | 0.026314 | 0.026314 | 0.026315 | 0.026315 | 0.026331 | 0.026333
TAS | T1 | North East Tasmania | Solar | 0 | 0.00014194 | 0.00014215 | 0.00015363 | 0.00015383 | 0.00015437 | 0.00015712 | 0.00022005 | 0.00022201 | 0.00049623 | 0.00049681 | 7.4863 | 7.4863 | 7.4863 | 52.274 | 52.274 | 52.274 | 52.274 | 188.9657 | 188.9658 | 300 | 300.0001 | 300.0001 | 300.0001 | 300.0001 | 300.0001 | 300.0001
TAS | T2 | North West Tasmania | Solar | 0 | 0 | 0 | 0 | 0 | 0 | 0.00010584 | 0.0001339 | 0.00013847 | 0.00022565 | 0.00022619 | 0.00030549 | 0.000335 | 0.00033662 | 0.00041699 | 0.00050738 | 0.00055186 | 0.00055264 | 0.0028174 | 0.0028212 | 0.0028232 | 84.4792 | 84.4792 | 84.4792 | 84.4792 | 84.4792 | 84.4792
TAS | T3 | Central Highlands | Solar | 0 | 0.00010091 | 0.00010136 | 0.0001091 | 0.00010996 | 0.00011031 | 0.0001146 | 0.00014801 | 0.00015784 | 0.00025338 | 0.0002544 | 0.00039456 | 0.00040171 | 0.0004146 | 0.00062269 | 0.00062682 | 0.00072843 | 0.00072881 | 0.0013756 | 0.0034478 | 0.012951 | 150 | 150 | 150 | 150 | 150 | 150
Region | REZ | REZ Name | Technology | 2023-24 | 2024-25 | 2025-26 | 2026-27 | 2027-28 | 2028-29 | 2029-30 | 2030-31 | 2031-32 | 2032-33 | 2033-34 | 2034-35 | 2035-36 | 2036-37 | 2037-38 | 2038-39 | 2039-40 | 2040-41 | 2041-42 | 2042-43 | 2043-44 | 2044-45 | 2045-46 | 2046-47 | 2047-48 | 2048-49 | 2049-50
QLD | Q1 | Far North QLD | Wind | 337.318 | 829.2538 | 829.2538 | 829.2538 | 829.2539 | 829.2539 | 829.2539 | 886.2324 | 886.2324 | 907.3183 | 907.3188 | 907.3188 | 907.3188 | 907.3188 | 1276.8482 | 1276.8482 | 1276.8482 | 1366.6598 | 1366.6598 | 1410.3999 | 1329.309 | 1329.309 | 1329.309 | 1379.6374 | 1379.6374 | 1357.3114 | 1842.4346
QLD | Q2 | North Qld Clean Energy Hub | Wind | 43.2 | 51.264 | 51.264 | 51.264 | 51.264 | 748.3289 | 748.3289 | 748.3289 | 748.3289 | 748.3289 | 775.7082 | 777.3491 | 777.3491 | 777.3491 | 800.5589 | 800.5589 | 800.559 | 800.559 | 800.559 | 800.5593 | 1178.8102 | 1178.8102 | 1135.6102 | 1136.2808 | 1136.2808 | 1136.281 | 1136.281
QLD | Q3 | Northern Qld | Wind | 0 | 0 | 0 | 0 | 0 | 0 | 0 | 0 | 0 | 0 | 0 | 0 | 0 | 0 | 0 | 0 | 0 | 0 | 0 | 0 | 0 | 0 | 0 | 0 | 0 | 0 | 0
QLD | Q4 | Isaac | Wind | 0 | 0.0004578 | 0.00045803 | 0.00047617 | 0.0012018 | 1000.0005 | 1000.0005 | 1000.0011 | 1000.0011 | 1000.0011 | 1000.0011 | 1000.0011 | 1000.0011 | 1000.0011 | 1000.0011 | 1000.0011 | 1000.0011 | 1000.0011 | 1000.0011 | 1000.0011 | 1000.0011 | 1000.0011 | 1000.0011 | 1452.9393 | 1452.9393 | 1452.9398 | 1452.9398
QLD | Q5 | Barcaldine | Wind | 0 | 0.00043527 | 0.00043574 | 0.00081872 | 0.0024603 | 0.0039344 | 0.003936 | 89.9067 | 100.5586 | 102.5977 | 114.5346 | 114.5346 | 114.5346 | 114.5346 | 114.5346 | 114.5346 | 114.5346 | 117.2514 | 117.2514 | 119.4503 | 132.2671 | 132.2671 | 132.2672 | 132.2676 | 132.2676 | 132.2676 | 132.2676
QLD | Q6 | Fitzroy | Wind | 0 | 0.0015199 | 0.0015206 | 497.429 | 900.0003 | 1128.2862 | 1128.2862 | 1195.2533 | 1195.2533 | 1195.2534 | 1609.9521 | 1609.9521 | 1609.9521 | 1609.9521 | 3500 | 3500 | 3500 | 3500 | 3500 | 3500 | 3500 | 3500 | 3500 | 3938.175 | 3938.175 | 3938.175 | 3938.175
QLD | Q7 | Wide Bay | Wind | 0 | 0.00035553 | 0.00035605 | 0.00038851 | 0.00043091 | 166.7561 | 166.7561 | 166.7561 | 166.7561 | 166.7561 | 166.7561 | 166.7561 | 166.7561 | 166.7561 | 166.7561 | 166.7561 | 166.7561 | 166.7561 | 166.7561 | 166.7561 | 166.7561 | 166.7561 | 166.7561 | 311.7059 | 1100.0001 | 1100.0001 | 1100.0001
QLD | Q8 | Darling Downs | Wind | 753 | 1554.7839 | 1554.7839 | 1554.7842 | 2325.9985 | 3105.8143 | 3105.8143 | 4707.4554 | 4707.4554 | 6056.3296 | 6525.9976 | 6525.9976 | 6525.9976 | 6525.9976 | 6525.9976 | 6525.9976 | 6525.9976 | 6525.9976 | 6525.9976 | 7477.5456 | 7477.5456 | 7024.5456 | 7024.5456 | 9195.7946 | 9195.7946 | 9195.7946 | 9195.7946
QLD | Q9 | Banana | Wind | 0 | 0.0003191 | 0.00031936 | 0.00036456 | 0.00054935 | 259.4893 | 259.4893 | 259.4894 | 259.4894 | 259.4896 | 259.4896 | 259.4896 | 259.4896 | 259.4897 | 259.49 | 259.49 | 259.49 | 439.0174 | 767.7595 | 767.7596 | 900.6866 | 900.6866 | 900.6866 | 1814.9029 | 1814.9029 | 1814.9029 | 1814.9029
NSW | N1 | North West NSW | Wind | 0 | 0 | 0 | 0 | 0 | 0 | 0 | 0 | 0 | 0 | 0 | 0 | 0 | 0 | 0 | 0 | 0 | 0 | 0 | 0 | 0 | 0 | 0 | 0 | 0 | 0 | 0
NSW | N2 | New England | Wind | 442.48 | 442.4876 | 454.3002 | 454.3002 | 3409.6046 | 4037.7896 | 4037.7896 | 4140.6592 | 4140.6592 | 4140.6593 | 4140.6593 | 4331.0603 | 6062.0288 | 6710.4273 | 7148.6133 | 6976.1333 | 6976.134 | 6986.296 | 6986.296 | 7476.897 | 7400 | 7400 | 7400 | 7400 | 7400 | 7400 | 7400
NSW | N3 | Central-West Orana | Wind | 113.19 | 2249.0417 | 2249.0417 | 3113.19 | 3636.8282 | 3636.8282 | 3852.745 | 4328.7535 | 4328.7535 | 4890.5494 | 5657.274 | 5657.274 | 5657.274 | 5657.274 | 5657.274 | 5657.274 | 6026.9293 | 6113.9586 | 6113.9586 | 7273.35 | 8514.099 | 8514.099 | 8514.0997 | 9408.812 | 10769.19 | 10769.19 | 10656
NSW | N4 | Broken Hill | Wind | 198.94 | 198.9403 | 198.9403 | 198.9404 | 198.9404 | 198.9407 | 198.9412 | 246.1405 | 246.1405 | 263.3327 | 263.3328 | 263.3328 | 263.3328 | 263.3328 | 263.3328 | 263.3328 | 263.3328 | 269.0407 | 269.0407 | 280.734 | 277.9818 | 277.9818 | 277.9818 | 304.514 | 304.514 | 304.514 | 304.514
NSW | N5 | South West NSW | Wind | 0 | 0 | 0.00049722 | 0.00051181 | 0.00051767 | 0.00052734 | 0.00066847 | 0.00096736 | 0.00097163 | 0.0010228 | 0.0013161 | 0.0013171 | 0.0013184 | 0.0013231 | 0.0013276 | 0.001334 | 0.0013364 | 0.0032703 | 0.0032723 | 363.3973 | 363.3973 | 363.3973 | 363.3973 | 363.3973 | 363.3975 | 363.3975 | 363.3975
NSW | N6 | Wagga Wagga | Wind | 0 | 0.00025711 | 0.00025736 | 0.00027491 | 0.00033973 | 0.00041039 | 0.00058745 | 0.00076696 | 0.00076989 | 0.00077378 | 0.00081238 | 0.00081253 | 0.00081277 | 0.00081612 | 0.00081879 | 0.0008778 | 0.00089669 | 0.0017129 | 0.0017137 | 0.0030799 | 0.0030802 | 0.0030826 | 0.0031198 | 0.0031248 | 131.9259 | 195.1859 | 300.0017
NSW | N7 | Tumut | Wind | 0 | 0 | 0 | 0 | 0 | 0 | 0 | 0 | 0 | 0 | 0 | 0 | 0 | 0 | 0 | 0 | 0 | 0 | 0 | 0 | 0 | 0 | 0 | 0 | 0 | 0 | 0
NSW | N8 | Cooma-Monaro | Wind | 113 | 372.2636 | 412.2205 | 412.2205 | 412.2205 | 412.2205 | 413.0001 | 413.7153 | 413.7153 | 413.7153 | 417.1588 | 417.1588 | 417.1588 | 417.1588 | 417.1589 | 417.1594 | 431.9802 | 828 | 828 | 828 | 828 | 828 | 828 | 828 | 828 | 828 | 828
VIC | V1 | Ovens Murray | Wind | 0 | 0 | 0 | 0 | 0 | 0 | 0 | 0 | 0 | 0 | 0 | 0 | 0 | 0 | 0 | 0 | 0 | 0 | 0 | 0 | 0 | 0 | 0 | 0 | 0 | 0 | 0
VIC | V2 | Murray River | Wind | 0 | 0 | 0 | 0 | 0 | 0 | 0 | 0 | 0 | 0 | 0 | 0 | 0 | 0 | 0 | 0 | 0 | 0 | 0 | 0 | 0 | 0 | 0 | 0 | 0 | 0 | 0
VIC | V3 | Western Victoria | Wind | 1934.5 | 1934.5 | 1934.5 | 1934.5 | 1934.5001 | 1934.5003 | 1934.5003 | 1934.5005 | 1934.5005 | 1934.5006 | 1882.0007 | 1690.0007 | 1690.0008 | 1690.0009 | 1690.0015 | 1690.0015 | 1690.0015 | 1690.0018 | 1690.0018 | 1658.9542 | 1629.3422 | 1606.9752 | 1606.9752 | 1714.2855 | 1474.2856 | 1544.1901 | 1252.6245
VIC | V4 | South West Victoria | Wind | 2023.21 | 2423.2055 | 2423.2055 | 2837.0575 | 2837.0575 | 2884.2119 | 3020.3457 | 3515.2311 | 3515.2311 | 4055.254 | 5465.71 | 5465.71 | 5465.71 | 5465.71 | 5398.51 | 4978.51 | 4978.51 | 4856.26 | 4856.26 | 4836.76 | 4644.16 | 4644.16 | 3780.6 | 3780.6 | 3780.6 | 3780.6 | 3780.6
VIC | V5 | Gippsland | Wind | 0 | 500.0003 | 500.0003 | 600.8313 | 600.8313 | 1005.8597 | 2000 | 2000 | 2000 | 2000 | 2000 | 2000 | 2000 | 2000 | 2000 | 2000 | 2000 | 2000 | 2000 | 2000 | 2000 | 2000 | 2000 | 2000 | 2000 | 2000 | 2000
VIC | V6 | Central North VIC | Wind | 0 | 0.0004736 | 0.00047366 | 0.0011967 | 0.0012432 | 0.0054421 | 0.0054444 | 555.5114 | 555.5114 | 594.0445 | 594.0445 | 594.0445 | 594.0445 | 703.3815 | 886.0387 | 1024.0812 | 1220.0965 | 1267.2711 | 1267.2711 | 1600 | 1600 | 1600 | 1600 | 1600 | 1600 | 1600 | 1600
SA | S1 | South East SA | Wind | 324.5 | 760.119 | 760.119 | 1087.7881 | 1087.7881 | 1087.7881 | 1124.5013 | 1082.5798 | 1082.5798 | 1082.5798 | 1175.6177 | 1175.6177 | 1095.1177 | 1105.1449 | 1144.0231 | 1158.0302 | 1158.0302 | 1146.528 | 1146.528 | 1317.8098 | 1356.3211 | 1356.3211 | 1356.3211 | 1356.3211 | 1365.6346 | 1365.6374 | 1365.6386
SA | S2 | Riverland | Wind | 0 | 0.00032836 | 0.00032845 | 0.00042786 | 0.00044089 | 0.00045591 | 0.0005476 | 0.00074945 | 0.00075134 | 0.00078612 | 0.00093744 | 0.00093984 | 0.0010116 | 0.0010225 | 0.0010336 | 0.0011695 | 0.0011743 | 0.0011813 | 0.0011824 | 0.0015533 | 0.0015576 | 0.0016054 | 0.0016329 | 0.0017211 | 0.0021254 | 0.0024786 | 0.0024809
SA | S3 | Mid-North SA | Wind | 1343.1 | 1343.1011 | 1343.1011 | 1442.5691 | 1442.5691 | 2237.8213 | 2237.8213 | 2237.8226 | 2237.8226 | 2237.8226 | 2139.1227 | 2139.1227 | 2067.7227 | 1937.3959 | 2188.2025 | 2258.5154 | 2208.9099 | 2208.9099 | 2208.9099 | 2594.0555 | 2380.1555 | 2380.1555 | 2249.3556 | 2249.3556 | 2735.5417 | 3183.1467 | 3574.9687
SA | S4 | Yorke Peninsula | Wind | 90.75 | 90.7516 | 90.7516 | 104.3647 | 105.0318 | 105.0318 | 105.6838 | 108.4188 | 108.4188 | 108.4188 | 108.4188 | 108.4188 | 108.4189 | 108.4191 | 108.4191 | 108.4191 | 108.4191 | 108.4191 | 108.4191 | 108.4192 | 108.4192 | 108.4206 | 108.4214 | 108.4215 | 108.4215 | 108.4215 | 108.4502
SA | S5 | Northern SA | Wind | 422.4 | 422.4 | 422.4 | 422.4 | 422.4 | 422.4 | 422.4 | 422.4 | 422.4 | 422.4 | 422.4 | 422.4 | 422.4 | 422.4 | 422.4 | 422.4 | 422.4 | 422.4 | 422.4 | 422.4 | 422.4 | 422.4 | 210 | 210 | 210 | 210 | 210
SA | S6 | Leigh Creek | Wind | 0 | 0.00054858 | 0.00054876 | 0.00065431 | 0.00069541 | 0.0022505 | 0.002388 | 0.0024914 | 0.0024917 | 0.0024971 | 0.0024977 | 0.0024997 | 0.0025005 | 0.0025227 | 608.6003 | 608.6003 | 608.6003 | 608.6003 | 608.6003 | 608.6003 | 608.6003 | 793.8467 | 793.8467 | 2281.8627 | 2399.9998 | 2399.9998 | 2399.9998
SA | S7 | Roxby Downs | Wind | 0 | 0 | 0 | 0 | 0 | 0 | 0 | 0 | 0 | 0 | 0 | 0 | 0 | 0 | 0 | 0 | 0 | 0 | 0 | 0 | 0 | 0 | 0 | 0 | 0 | 0 | 0
SA | S8 | Eastern Eyre Peninsula | Wind | 136 | 136.0006 | 136.0006 | 136.0014 | 136.0019 | 136.0019 | 136.0019 | 200.1849 | 200.1849 | 200.1849 | 200.1849 | 200.1849 | 293.916 | 293.9161 | 293.9161 | 293.9161 | 293.9161 | 293.9161 | 293.9161 | 293.9161 | 293.9161 | 318.8156 | 318.8156 | 318.8156 | 318.8157 | 318.8157 | 318.8157
SA | S9 | Western Eyre Peninsula | Wind | 0 | 0.00054375 | 0.00054389 | 0.0010244 | 0.0010709 | 0.0010835 | 0.0010908 | 0.0052177 | 0.0052192 | 0.0063118 | 0.0063639 | 0.0063675 | 0.035158 | 0.03518 | 0.035193 | 0.035194 | 0.035195 | 0.035224 | 0.035225 | 0.035246 | 0.035252 | 0.036092 | 0.036099 | 0.03615 | 0.036155 | 0.036161 | 0.036164
TAS | T1 | North East Tasmania | Wind | 168 | 168.0295 | 168.0295 | 168.0295 | 168.0295 | 168.0295 | 168.0295 | 168.0295 | 168.0296 | 282.1053 | 282.1053 | 282.1053 | 282.1053 | 282.1053 | 282.1054 | 282.1054 | 282.1054 | 282.1054 | 282.1054 | 282.1054 | 282.1054 | 282.1054 | 282.1054 | 282.1054 | 282.1054 | 282.1054 | 282.1054
TAS | T2 | North West Tasmania | Wind | 251.6 | 251.6018 | 251.6018 | 251.6018 | 251.6019 | 456.4867 | 471.4362 | 471.437 | 1311.4943 | 1462.3156 | 1462.3156 | 1462.3156 | 1462.3156 | 1462.3157 | 1462.3158 | 1462.3158 | 1462.3158 | 1462.3158 | 1462.3158 | 1462.3158 | 1462.3158 | 1462.3158 | 1462.3158 | 1463.4377 | 1463.4377 | 1463.4377 | 1463.4377
TAS | T3 | Central Highlands | Wind | 144 | 664.8548 | 664.8548 | 666.4581 | 1021.652 | 1023.7597 | 1486.7613 | 1495.138 | 1513.5689 | 1513.5689 | 1513.5689 | 1513.5689 | 1513.5689 | 1513.5689 | 1513.5689 | 1513.5689 | 1513.5689 | 1513.5689 | 1513.5689 | 1513.5689 | 1513.5689 | 1373.0258 | 1447.5066 | 1447.5066 | 1447.5066 | 1447.5066 | 1447.5066
Region | REZ | REZ Name | Technology | 2023-24 | 2024-25 | 2025-26 | 2026-27 | 2027-28 | 2028-29 | 2029-30 | 2030-31 | 2031-32 | 2032-33 | 2033-34 | 2034-35 | 2035-36 | 2036-37 | 2037-38 | 2038-39 | 2039-40 | 2040-41 | 2041-42 | 2042-43 | 2043-44 | 2044-45 | 2045-46 | 2046-47 | 2047-48 | 2048-49 | 2049-50
NSW | O1 | Hunter Coast | Offshore Wind | 0 | 0 | 0 | 0 | 0 | 0 | 0 | 0 | 0 | 0 | 0 | 0 | 0 | 0 | 0 | 0 | 0 | 0.00010037 | 0.00010137 | 0.00016263 | 0.00016364 | 0.0001638 | 0.00016533 | 0.00019228 | 0.00019243 | 0.00024176 | 0.00024188
NSW | O2 | Illawarra Coast | Offshore Wind | 0 | 0 | 0 | 0 | 0 | 0 | 0 | 0 | 0 | 0 | 0 | 0 | 0 | 0 | 0 | 0 | 0.00010263 | 0.00011104 | 0.00011112 | 0.00015087 | 0.00015169 | 0.00015177 | 0.00015219 | 0.00019578 | 0.00019612 | 0.00031579 | 0.00031661
VIC | O3 | Gippsland Coast | Offshore Wind | 0 | 0 | 0 | 0 | 0 | 0 | 0 | 0 | 0 | 0 | 0 | 0 | 0 | 0 | 0 | 0.00010507 | 0.00011191 | 0.00017384 | 0.00017647 | 249.6043 | 412.7373 | 412.7373 | 498.8987 | 1688.0876 | 1688.0876 | 1688.0876 | 2156.2324
TAS | O4 | North West Tasmania Coast | Offshore Wind | 0 | 0 | 0 | 0 | 0 | 0 | 0 | 0 | 0 | 0 | 0 | 0 | 0 | 0 | 0 | 0 | 0 | 0 | 0 | 0 | 0 | 0 | 0 | 0.00011142 | 0.000126 | 0.00012684 | 0.0001271
VIC | O5 | Portland Coast | Offshore Wind | 0 | 0 | 0 | 0 | 0 | 0 | 0 | 0 | 0 | 0 | 0 | 0 | 0 | 0 | 0 | 0 | 0.00011268 | 0.00013761 | 0.00013779 | 0.00030826 | 0.00083122 | 0.00083141 | 692.2035 | 692.2035 | 1390.6268 | 1409.689 | 1409.689
SA | O6 | South East SA Coast | Offshore Wind | 0 | 0 | 0 | 0 | 0 | 0 | 0 | 0 | 0 | 0 | 0 | 0 | 0 | 0 | 0 | 0 | 0 | 0 | 0 | 0 | 0.00010174 | 0.00010189 | 0.00010995 | 0.0001136 | 0.0001339 | 0.00014958 | 0.00015308

## BaseCase_VOM Cost
VOM cost by technology ($000s) - BaseCase, Step Change Scenario
VOM | Real June 2021 dollars discounted to 1 July 2021
Explicitly modelled generation
Region | Technology | 2023-24 | 2024-25 | 2025-26 | 2026-27 | 2027-28 | 2028-29 | 2029-30 | 2030-31 | 2031-32 | 2032-33 | 2033-34 | 2034-35 | 2035-36 | 2036-37 | 2037-38 | 2038-39 | 2039-40 | 2040-41 | 2041-42 | 2042-43 | 2043-44 | 2044-45 | 2045-46 | 2046-47 | 2047-48 | 2048-49 | 2049-50
NEM | Black Coal | 331360.1719 | 274515.6577 | 254304.2991 | 223489.6653 | 168397.4467 | 133293.9532 | 114304.9425 | 79251.398 | 72544.2038 | 61286.7566 | 37585.9065 | 35436.6845 | 29364.994 | 27200.5081 | 27078.0878 | 24407.3638 | 6654.7163 | 2390.545 | 2274.1165 | 0 | 0 | 0 | 0 | 0 | 0 | 0 | 0
NEM | Brown Coal | 106941.8295 | 88574.9185 | 78353.8925 | 57734.9495 | 56823.2005 | 44895.893 | 26948.469 | 16518.082 | 12407.6825 | 0 | 0 | 0 | 0 | 0 | 0 | 0 | 0 | 0 | 0 | 0 | 0 | 0 | 0 | 0 | 0 | 0 | 0
NEM | CCGT | 14282.3078 | 10329.445 | 19022.4829 | 22044.0445 | 22920.0705 | 24368.1288 | 26792.0101 | 29081.899 | 24984.4576 | 23192.6453 | 30317.0022 | 32710.6954 | 23596.5042 | 20454.8881 | 14917.9047 | 15000.629 | 12583.0527 | 10231.762 | 7938.9163 | 8682.2773 | 6598.699 | 4827.8647 | 2663.1357 | 1918.6585 | 1768.5205 | 1654.0475 | 1603.496
NEM | Gas - Steam | 238.9082 | 218.3439 | 649.5546 | 284.7281 | 189.5781 | 379.4991 | 296.0784 | 1515.2219 | 547.5511 | 1365.4505 | 959.922 | 1050.8289 | 985.9457 | 1079.9292 | 1146.804 | 1130.684 | 0 | 0 | 0 | 0 | 0 | 0 | 0 | 0 | 0 | 0 | 0
NEM | OCGT / Diesel | 1876.2963 | 1532.0818 | 3090.6942 | 3014.8707 | 2196.7316 | 3048.384 | 2302.8451 | 8434.0164 | 5200.1639 | 9456.1752 | 12773.4119 | 20783.401 | 12551.0941 | 15250.7536 | 12392.4196 | 9715.3906 | 20789.0496 | 14278.7429 | 8838.8619 | 9337.9183 | 15101.8974 | 8534.9534 | 9805.2481 | 9761.6505 | 4303.8988 | 6957.2933 | 5386.4799
NEM | Hydro | 115720.6811 | 101138.2114 | 98102.5322 | 89946.1237 | 70489.6204 | 79736.2659 | 82065.1615 | 75821.147 | 70435.5557 | 63513.785 | 65196.3634 | 62758.0445 | 54564.1224 | 47492.1891 | 55107.9468 | 47339.9563 | 41463.4734 | 36714.4955 | 34005.8666 | 36384.7743 | 35826.582 | 32006.9322 | 28189.1292 | 33222.8746 | 30485.2866 | 28540.7796 | 26242.1248
NEM | Hydrogen Turbine | 0 | 0 | 0 | 0 | 0 | 0 | 0 | 0 | 0 | 0 | 0 | 0 | 0 | 0 | 0 | 0 | 0 | 0 | 0 | 0 | 0 | 0 | 0 | 0 | 0 | 0 | 0
NEM | Wind | 2522.5478 | 3878.0541 | 3765.7379 | 4245.768 | 5264.1031 | 5967.5998 | 5950.4175 | 6130.3136 | 6229.7926 | 6187.958 | 6208.497 | 5808.3685 | 5874.3932 | 5811.62 | 5866.3691 | 5468.7047 | 5080.9439 | 4853.7042 | 4558.1899 | 4571.0673 | 4377.1661 | 4203.1165 | 4087.2922 | 4395.2197 | 4306.0753 | 4068.9236 | 3911.5314
NEM | Solar PV | 1829.6786 | 1599.3621 | 1736.0045 | 1730.6228 | 1625.5979 | 1522.3802 | 1636.662 | 1893.4801 | 1885.7154 | 2106.5606 | 2218.4422 | 2246.0498 | 2188.6015 | 2072.6834 | 2092.3526 | 2219.8665 | 2862.304 | 3025.5706 | 3258.6404 | 3572.748 | 3479.635 | 3296.0751 | 3204.1435 | 2871.4223 | 2766.4735 | 2902.9594 | 2796.8485
NEM | Grid Battery | 36.6972 | 34.5077 | 117.8289 | 190.0375 | 392.7253 | 716.551 | 705.381 | 812.4878 | 767.288 | 1298.3769 | 1307.3491 | 1205.0548 | 1211.4935 | 1153.8099 | 1063.4674 | 1028.2398 | 1482.8925 | 1542.1274 | 1837.8146 | 2122.623 | 2005.4365 | 1980.8351 | 1905.8342 | 1576.9231 | 1444.0439 | 1605.7893 | 1456.7949
NEM | Pumped Hydro | 3584.1662 | 5594.3235 | 5285.3087 | 8610.1095 | 11003.4483 | 16350.9313 | 16774.0629 | 22617.2988 | 21778.7188 | 19884.2693 | 19755.6436 | 18645.8026 | 19822.5411 | 18506.0283 | 17380.314 | 13883.5781 | 11377.9465 | 9292.4474 | 10956.3972 | 9820.5306 | 8165.6383 | 7803.086 | 7027.7287 | 8694.1888 | 6451.2584 | 5530.5164 | 4126.3552
NEM | VPP | 19.3532 | 36.6313 | 61.6509 | 85.3259 | 108.9033 | 126.3222 | 159.9745 | 183.1309 | 199.8203 | 220.6142 | 247.2176 | 265.3851 | 287.932 | 307.1638 | 306.197 | 315.6362 | 327.1009 | 316.5533 | 325.8016 | 313.9556 | 300.8205 | 302.5658 | 305.0709 | 282.5868 | 277.0322 | 276.5799 | 263.0967
Total excluding storage |  | 578412.638 | 487451.537 | 464489.9863 | 411376.2456 | 339411.4257 | 310405.9086 | 277936.0046 | 242258.4755 | 216980.9497 | 188512.5918 | 176569.7555 | 180910.3152 | 150447.6216 | 139329.5734 | 137351.8629 | 120510.0492 | 102621.4797 | 82645.9483 | 73994.605 | 74805.8944 | 75855.8748 | 62955.4288 | 57187.5824 | 62723.5243 | 51802.5891 | 51536.8892 | 45786.7274
Region | Technology | 2023-24 | 2024-25 | 2025-26 | 2026-27 | 2027-28 | 2028-29 | 2029-30 | 2030-31 | 2031-32 | 2032-33 | 2033-34 | 2034-35 | 2035-36 | 2036-37 | 2037-38 | 2038-39 | 2039-40 | 2040-41 | 2041-42 | 2042-43 | 2043-44 | 2044-45 | 2045-46 | 2046-47 | 2047-48 | 2048-49 | 2049-50
NSW1 | Black Coal | 166041.924 | 130960.45 | 114328.5966 | 102375.854 | 67180.098 | 58244.715 | 46033.339 | 35390.1995 | 33222.294 | 32132.1125 | 16989.3035 | 16540.2525 | 13788.0555 | 11625.7535 | 12310.174 | 11714.9815 | 0 | 0 | 0 | 0 | 0 | 0 | 0 | 0 | 0 | 0 | 0
NSW1 | Brown Coal | 0 | 0 | 0 | 0 | 0 | 0 | 0 | 0 | 0 | 0 | 0 | 0 | 0 | 0 | 0 | 0 | 0 | 0 | 0 | 0 | 0 | 0 | 0 | 0 | 0 | 0 | 0
NSW1 | CCGT | 91.8166 | 40.0091 | 1831.0299 | 3583.588 | 4404.594 | 3428.5372 | 5435.104 | 4997.087 | 4258.948 | 3424.6232 | 5562.983 | 6233.7275 | 3810.4192 | 3794.3765 | 3873.7648 | 4197.2655 | 3881.0135 | 2982.2618 | 2314.6278 | 2660.4578 | 0 | 0 | 0 | 0 | 0 | 0 | 0
NSW1 | Gas - Steam | 0 | 0 | 0 | 0 | 0 | 0 | 0 | 0 | 0 | 0 | 0 | 0 | 0 | 0 | 0 | 0 | 0 | 0 | 0 | 0 | 0 | 0 | 0 | 0 | 0 | 0 | 0
NSW1 | OCGT / Diesel | 65.9698 | 31.3221 | 169.2604 | 180.1396 | 109.5748 | 13.6669 | 12.3797 | 284.1253 | 44.7313 | 367.6694 | 523.0949 | 2461.7211 | 1148.6632 | 2128.4443 | 856.587 | 908.1118 | 3487.9597 | 2799.9247 | 1510.2178 | 1161.9313 | 2756.4634 | 1116.3023 | 1770.956 | 1151.2612 | 813.5831 | 930.1965 | 959.1285
NSW1 | Hydro | 13510.6775 | 17880.0935 | 17656.3862 | 16856.0896 | 13445.1428 | 18268.2776 | 14455.4874 | 13891.6131 | 12811.1138 | 10798.5435 | 12353.2444 | 12179.5523 | 10809.9314 | 8806.8224 | 11732.5481 | 9250.5613 | 7602.2824 | 7204.1892 | 6525.1358 | 6893.1017 | 6769.0257 | 5901.5658 | 4797.6559 | 6852.3755 | 6381.2957 | 5875.9983 | 5431.7963
NSW1 | Hydrogen Turbine | 0 | 0 | 0 | 0 | 0 | 0 | 0 | 0 | 0 | 0 | 0 | 0 | 0 | 0 | 0 | 0 | 0 | 0 | 0 | 0 | 0 | 0 | 0 | 0 | 0 | 0 | 0
NSW1 | Wind | 524.0087 | 1150.8327 | 1109.2091 | 1292.5558 | 2014.2287 | 2069.5567 | 1902.9552 | 1886.0395 | 1777.6537 | 1790.6097 | 1767.4392 | 1679.9171 | 1879.3997 | 1864.2056 | 1861.0954 | 1647.7955 | 1561.2334 | 1428.5233 | 1395.6783 | 1418.8488 | 1392.34 | 1362.9921 | 1312.3164 | 1355.4919 | 1285.0637 | 1191.1141 | 1057.3576
NSW1 | Solar PV | 772.0688 | 687.0258 | 809.4534 | 846.5189 | 808.3195 | 780.8411 | 881.894 | 1094.1955 | 1035.7789 | 990.0806 | 1003.8324 | 926.5085 | 926.4409 | 871.4799 | 864.5741 | 876.1039 | 1042.4437 | 1009.4541 | 1080.5903 | 1004.7834 | 946.5971 | 931.8727 | 887.9183 | 846.6438 | 799.5185 | 840.4485 | 835.8892
NSW1 | Grid Battery | 1.815 | 2.0804 | 85.5181 | 159.7718 | 364.5052 | 431.7999 | 435.2353 | 440.3253 | 398.7844 | 450.1064 | 399.8254 | 360.4334 | 354.817 | 328.2276 | 293.0633 | 275.6023 | 486.4633 | 441.7415 | 510.4303 | 468.7798 | 407.1233 | 457.1712 | 398.2769 | 376.4251 | 299.773 | 384.2698 | 359.5457
NSW1 | Pumped Hydro | 733.072 | 1380.505 | 1317.7203 | 3501.5549 | 5962.6914 | 13753.2596 | 13793.8687 | 18745.3827 | 18109.6689 | 16621.8659 | 16903.0216 | 16109.8756 | 16911.3658 | 16151.0474 | 15618.1594 | 12076.2805 | 9626.8411 | 7696.4806 | 9198.8363 | 8232.1369 | 6773.6994 | 6427.3528 | 5910.5515 | 7755.5047 | 5558.2362 | 4727.386 | 3431.634
NSW1 | VPP | 5.0811 | 11.0672 | 19.386 | 27.0071 | 34.4861 | 40.0661 | 51.2416 | 60.1562 | 66.6826 | 76.1161 | 87.0995 | 92.983 | 103.1523 | 107.5986 | 108.0816 | 111.7202 | 116.1549 | 110.72 | 115.68 | 109.7997 | 104.4403 | 108.0478 | 107.1521 | 99.5563 | 97.2866 | 98.5373 | 96.3149
Total excluding storage |  | 181746.4334 | 152143.3858 | 137326.5601 | 128823.0797 | 94323.6405 | 97030.7201 | 83001.5049 | 76789.1241 | 71725.6556 | 66651.7274 | 55589.8439 | 56584.9709 | 49732.245 | 45677.9559 | 47518.0476 | 41058.4226 | 27804.392 | 23673.2952 | 22651.1965 | 21949.8395 | 19149.6893 | 16305.3046 | 15184.8271 | 18437.2585 | 15234.7567 | 14047.9505 | 12171.666
Region | Technology | 2023-24 | 2024-25 | 2025-26 | 2026-27 | 2027-28 | 2028-29 | 2029-30 | 2030-31 | 2031-32 | 2032-33 | 2033-34 | 2034-35 | 2035-36 | 2036-37 | 2037-38 | 2038-39 | 2039-40 | 2040-41 | 2041-42 | 2042-43 | 2043-44 | 2044-45 | 2045-46 | 2046-47 | 2047-48 | 2048-49 | 2049-50
QLD1 | Black Coal | 165318.2479 | 143555.2077 | 139975.7025 | 121113.8113 | 101217.3487 | 75049.2382 | 68271.6035 | 43861.1985 | 39321.9098 | 29154.6441 | 20596.603 | 18896.432 | 15576.9385 | 15574.7546 | 14767.9138 | 12692.3823 | 6654.7163 | 2390.545 | 2274.1165 | 0 | 0 | 0 | 0 | 0 | 0 | 0 | 0
QLD1 | Brown Coal | 0 | 0 | 0 | 0 | 0 | 0 | 0 | 0 | 0 | 0 | 0 | 0 | 0 | 0 | 0 | 0 | 0 | 0 | 0 | 0 | 0 | 0 | 0 | 0 | 0 | 0 | 0
QLD1 | CCGT | 6920.7157 | 5486.5739 | 10181.2375 | 14390.2073 | 14735.4403 | 15650.2191 | 16644.6616 | 17789.335 | 16192.3756 | 14873.9506 | 19646.5222 | 20545.2999 | 15975.7658 | 12407.3251 | 11044.1398 | 10803.3636 | 8702.0392 | 7249.5002 | 5624.2885 | 6021.8195 | 6598.699 | 4827.8647 | 2663.1357 | 1918.6585 | 1768.5205 | 1654.0475 | 1603.496
QLD1 | Gas - Steam | 0 | 0 | 0 | 0 | 0 | 0 | 0 | 0 | 0 | 0 | 0 | 0 | 0 | 0 | 0 | 0 | 0 | 0 | 0 | 0 | 0 | 0 | 0 | 0 | 0 | 0 | 0
QLD1 | OCGT / Diesel | 23.5791 | 0.0028399 | 22.887 | 154.5284 | 190.7937 | 120.4994 | 34.0691 | 2285.3459 | 2133.2189 | 2358.6122 | 6350.2659 | 6694.4158 | 5868.0361 | 6700.58 | 2888.5676 | 1539.5804 | 4397.7551 | 2614.0631 | 1068.5053 | 1578.2533 | 2267.5286 | 1745.3955 | 2476.2901 | 2296.6547 | 577.8368 | 1742.9137 | 966.8663
QLD1 | Hydro | 4790.2375 | 4543.292 | 4413.0724 | 4013.0048 | 3873.9974 | 3735.1726 | 3508.831 | 3283.2963 | 3087.1984 | 2948.1172 | 2772.7483 | 2600.5882 | 2441.5725 | 2259.1715 | 655.3153 | 602.1482 | 449.1577 | 382.3148 | 364.191 | 0 | 0 | 0 | 0 | 0 | 0 | 0 | 0
QLD1 | Hydrogen Turbine | 0 | 0 | 0 | 0 | 0 | 0 | 0 | 0 | 0 | 0 | 0 | 0 | 0 | 0 | 0 | 0 | 0 | 0 | 0 | 0 | 0 | 0 | 0 | 0 | 0 | 0 | 0
QLD1 | Wind | 353.456 | 649.9204 | 650.6244 | 738.6006 | 1012.8353 | 1600.7447 | 1500.9465 | 1744.4642 | 1623.1165 | 1742.0629 | 1706.8332 | 1608.045 | 1497.9168 | 1509.0551 | 1699.4317 | 1591.8223 | 1490.5181 | 1357.086 | 1343.2639 | 1311.2531 | 1283.2947 | 1150.2856 | 1148.26 | 1361.8911 | 1297.3339 | 1284.1755 | 1172.3073
QLD1 | Solar PV | 751.5645 | 663.2248 | 687.1088 | 658.8307 | 604.4956 | 543.5367 | 571.1081 | 633.1854 | 692.3321 | 729.3788 | 861.7686 | 886.4338 | 835.6167 | 778.8313 | 806.7641 | 877.3709 | 1266.7334 | 1347.7121 | 1330.8436 | 1769.1502 | 1629.6095 | 1477.2769 | 1418.6024 | 1304.0911 | 1287.9566 | 1379.1088 | 1356.6732
QLD1 | Grid Battery | 4.6924 | 4.4327 | 4.284 | 4.1101 | 3.8984 | 262.573 | 249.3145 | 299.8434 | 303.2691 | 426.1076 | 539.3525 | 509.1432 | 482.7461 | 462.3255 | 387.141 | 384.7094 | 592.8908 | 596.8928 | 709.3641 | 1131.392 | 1017.5713 | 947.3544 | 912.284 | 739.4165 | 720.7696 | 813.9356 | 760.608
QLD1 | Pumped Hydro | 2851.0942 | 4213.8184 | 3967.5877 | 5108.5537 | 5040.7559 | 2597.6708 | 2980.1931 | 3871.9135 | 3592.7135 | 3156.8636 | 2751.0113 | 2442.9338 | 2785.8048 | 2238.5719 | 1624.5534 | 1672.835 | 1612.8365 | 1441.3552 | 1499.5304 | 1343.7133 | 1168.7458 | 1134.4156 | 898.6695 | 733.5058 | 695.4526 | 621.6173 | 539.5153
QLD1 | VPP | 4.4903 | 9.0288 | 15.1598 | 22.4383 | 28.7424 | 34.8708 | 45.7881 | 54.2036 | 59.6575 | 66.8844 | 75.2124 | 81.9145 | 87.4875 | 93.8033 | 92.7724 | 96.1761 | 98.0808 | 98.2562 | 98.3893 | 99.3361 | 97.1473 | 94.1448 | 94.7322 | 90.7323 | 88.4823 | 86.7265 | 84.8326
Total excluding storage |  | 181018.0776 | 159125.5017 | 159917.6641 | 146204.0853 | 126708.3078 | 99594.5253 | 93806.5156 | 73822.7857 | 67005.7914 | 55456.6214 | 55300.3175 | 54265.2062 | 45551.8849 | 42024.4182 | 33966.5991 | 30260.3881 | 25264.7277 | 17477.7254 | 14312.4926 | 13254.9176 | 14062.5961 | 11376.7375 | 9611.974 | 8444.9499 | 6436.3525 | 7582.525 | 6484.2987
Region | Technology | 2023-24 | 2024-25 | 2025-26 | 2026-27 | 2027-28 | 2028-29 | 2029-30 | 2030-31 | 2031-32 | 2032-33 | 2033-34 | 2034-35 | 2035-36 | 2036-37 | 2037-38 | 2038-39 | 2039-40 | 2040-41 | 2041-42 | 2042-43 | 2043-44 | 2044-45 | 2045-46 | 2046-47 | 2047-48 | 2048-49 | 2049-50
VIC1 | Black Coal | 0 | 0 | 0 | 0 | 0 | 0 | 0 | 0 | 0 | 0 | 0 | 0 | 0 | 0 | 0 | 0 | 0 | 0 | 0 | 0 | 0 | 0 | 0 | 0 | 0 | 0 | 0
VIC1 | Brown Coal | 106941.8295 | 88574.9185 | 78353.8925 | 57734.9495 | 56823.2005 | 44895.893 | 26948.469 | 16518.082 | 12407.6825 | 0 | 0 | 0 | 0 | 0 | 0 | 0 | 0 | 0 | 0 | 0 | 0 | 0 | 0 | 0 | 0 | 0 | 0
VIC1 | CCGT | 0 | 0 | 0 | 0 | 0 | 0 | 0 | 0 | 0 | 0 | 0 | 0 | 0 | 0 | 0 | 0 | 0 | 0 | 0 | 0 | 0 | 0 | 0 | 0 | 0 | 0 | 0
VIC1 | Gas - Steam | 35.9228 | 36.8419 | 135.0589 | 284.7281 | 189.5781 | 379.4991 | 296.0784 | 1515.2219 | 547.5511 | 1365.4505 | 959.922 | 1050.8289 | 985.9457 | 1079.9292 | 1146.804 | 1130.684 | 0 | 0 | 0 | 0 | 0 | 0 | 0 | 0 | 0 | 0 | 0
VIC1 | OCGT / Diesel | 222.6916 | 145.398 | 339.232 | 1154.5062 | 648.3298 | 1067.0045 | 650.3247 | 2713.2143 | 894.0422 | 4226.4936 | 2884.688 | 7229.0797 | 3236.08 | 4043.8601 | 5328.1784 | 4405.9472 | 9229.9444 | 6739.7548 | 4848.8702 | 4945.424 | 8111.7063 | 5318.4203 | 5310.3877 | 6185.3814 | 2807.0718 | 4135.418 | 3277.2707
VIC1 | Hydro | 18152.1164 | 20864.1488 | 20376.7372 | 18305.2157 | 14488.6011 | 20670.7472 | 16314.4636 | 13351.6002 | 12657.5714 | 10927.332 | 12694.8308 | 12392.2795 | 11184.2536 | 8866.4929 | 12739.8247 | 10067.4739 | 8250.3652 | 7790.6414 | 6734.9893 | 7825.7575 | 7677.965 | 6923.9879 | 5476.5245 | 7832.8361 | 7423.8204 | 7031.9013 | 6628.0048
VIC1 | Hydrogen Turbine | 0 | 0 | 0 | 0 | 0 | 0 | 0 | 0 | 0 | 0 | 0 | 0 | 0 | 0 | 0 | 0 | 0 | 0 | 0 | 0 | 0 | 0 | 0 | 0 | 0 | 0 | 0
VIC1 | Wind | 890.5129 | 1068.7405 | 1044.1203 | 1139.0592 | 1087.305 | 1051.3083 | 1245.5951 | 1301.1743 | 1382.295 | 1284.5006 | 1460.2187 | 1344.9677 | 1313.5524 | 1294.802 | 1162.3662 | 1145.1838 | 1048.5172 | 1079.6325 | 920.3243 | 952.8862 | 889.5252 | 867.5928 | 850.9527 | 873.35 | 929.8624 | 843.6179 | 920.475
VIC1 | Solar PV | 192.9385 | 156.7763 | 149.6351 | 143.5927 | 134.2765 | 125.7008 | 117.3091 | 106.4374 | 100.5077 | 250.2598 | 229.0136 | 260.5092 | 261.964 | 253.7626 | 240.3497 | 293.0427 | 364.7246 | 361.2303 | 473.1241 | 448.7955 | 440.8042 | 444.9598 | 437.3251 | 363.632 | 346.7168 | 346.103 | 300.6569
VIC1 | Grid Battery | 14.0427 | 12.395 | 13.7244 | 12.8367 | 11.6766 | 10.4621 | 9.8752 | 62.3107 | 56.0922 | 276.3463 | 238.6534 | 214.7557 | 202.5174 | 192.9334 | 219.8448 | 216.0445 | 254.5459 | 257.726 | 273.1502 | 234.3427 | 198.1314 | 220.2517 | 218.035 | 190.5255 | 182.7865 | 168.8976 | 139.4244
VIC1 | Pumped Hydro | 0 | 0 | 0.00018966 | 0.00039785 | 0.00038269 | 0.00035096 | 0.00036289 | 0.00065952 | 0.00064218 | 0.00065894 | 0.0006443 | 0.0005954 | 0.0022979 | 0.0021542 | 29.3559 | 28.5293 | 27.8084 | 62.0367 | 163.3354 | 160.196 | 143.2663 | 159.4733 | 145.4366 | 131.2115 | 125.5817 | 114.9893 | 98.1876
VIC1 | VPP | 3.5678 | 7.8567 | 16.4832 | 23.7149 | 31.5824 | 35.557 | 43.9414 | 47.3864 | 49.6265 | 50.8684 | 55.1652 | 59.2123 | 64.3262 | 69.9783 | 69.9158 | 72.3787 | 76.3681 | 72.0066 | 75.3975 | 70.0012 | 64.3197 | 65.996 | 67.291 | 60.2195 | 61.0766 | 60.1236 | 54.3079
Total excluding storage |  | 126453.6223 | 110867.0756 | 100428.8838 | 78798.6033 | 73414.5503 | 68236.1724 | 45626.0568 | 35615.4278 | 28095.3692 | 18381.2519 | 18522.4922 | 22551.6335 | 17248.6416 | 15801.7607 | 20936.6395 | 17359.2841 | 19252.2738 | 16363.0284 | 13489.1911 | 14637.403 | 17525.7182 | 14000.6817 | 12505.9525 | 15637.1559 | 11876.9163 | 12701.0507 | 11418.3272
Region | Technology | 2023-24 | 2024-25 | 2025-26 | 2026-27 | 2027-28 | 2028-29 | 2029-30 | 2030-31 | 2031-32 | 2032-33 | 2033-34 | 2034-35 | 2035-36 | 2036-37 | 2037-38 | 2038-39 | 2039-40 | 2040-41 | 2041-42 | 2042-43 | 2043-44 | 2044-45 | 2045-46 | 2046-47 | 2047-48 | 2048-49 | 2049-50
SA1 | Black Coal | 0 | 0 | 0 | 0 | 0 | 0 | 0 | 0 | 0 | 0 | 0 | 0 | 0 | 0 | 0 | 0 | 0 | 0 | 0 | 0 | 0 | 0 | 0 | 0 | 0 | 0 | 0
SA1 | Brown Coal | 0 | 0 | 0 | 0 | 0 | 0 | 0 | 0 | 0 | 0 | 0 | 0 | 0 | 0 | 0 | 0 | 0 | 0 | 0 | 0 | 0 | 0 | 0 | 0 | 0 | 0 | 0
SA1 | CCGT | 7269.7756 | 4802.862 | 7010.2155 | 4070.2492 | 3780.0362 | 5289.3725 | 4712.2445 | 6295.477 | 4533.134 | 4894.0715 | 5107.497 | 5931.668 | 3810.3192 | 4253.1865 | 0 | 0 | 0 | 0 | 0 | 0 | 0 | 0 | 0 | 0 | 0 | 0 | 0
SA1 | Gas - Steam | 202.9854 | 181.502 | 514.4957 | 0 | 0 | 0 | 0 | 0 | 0 | 0 | 0 | 0 | 0 | 0 | 0 | 0 | 0 | 0 | 0 | 0 | 0 | 0 | 0 | 0 | 0 | 0 | 0
SA1 | OCGT / Diesel | 1564.055 | 1355.3577 | 2559.3138 | 1524.0806 | 1248.0324 | 1847.2121 | 1599.5388 | 3116.8124 | 2108.138 | 2410.4772 | 2952.6241 | 4207.7221 | 2236.2814 | 2319.7983 | 3182.7016 | 2799.8354 | 3438.1715 | 2089.5547 | 1377.4085 | 1618.4726 | 1926.1627 | 341.178 | 230.6944 | 126.6396 | 96.7667 | 122.7925 | 166.5589
SA1 | Hydro | 0 | 0 | 0 | 0 | 0 | 0 | 0 | 0 | 0 | 0 | 0 | 0 | 0 | 0 | 0 | 0 | 0 | 0 | 0 | 0 | 0 | 0 | 0 | 0 | 0 | 0 | 0
SA1 | Hydrogen Turbine | 0 | 0 | 0 | 0 | 0 | 0 | 0 | 0 | 0 | 0 | 0 | 0 | 0 | 0 | 0 | 0 | 0 | 0 | 0 | 0 | 0 | 0 | 0 | 0 | 0 | 0 | 0
SA1 | Wind | 591.0225 | 655.9031 | 604.2216 | 732.8193 | 686.8034 | 777.3065 | 742.8527 | 679.6533 | 697.5259 | 619.5825 | 599.5385 | 517.732 | 552.3984 | 514.9404 | 566.6466 | 554.766 | 491.1588 | 485.4349 | 433.1215 | 465.0744 | 395.9159 | 432.6408 | 386.0523 | 448.1405 | 468.8105 | 447.9142 | 454.2297
SA1 | Solar PV | 113.1068 | 92.3352 | 89.8071 | 81.6804 | 78.5062 | 72.3016 | 66.3507 | 59.6618 | 57.0967 | 136.8414 | 123.8275 | 171.9491 | 163.9437 | 168.0136 | 177.2216 | 169.927 | 185.0628 | 304.3103 | 363.7156 | 339.5341 | 447.4588 | 414.6051 | 434.89 | 336.3268 | 311.7192 | 316.9851 | 286.0358
SA1 | Grid Battery | 16.1472 | 15.5995 | 14.3021 | 13.3187 | 12.6448 | 11.7158 | 10.9558 | 10.0081 | 9.1419 | 145.816 | 129.5174 | 120.7221 | 171.4125 | 170.323 | 163.418 | 151.8832 | 148.9921 | 245.7665 | 344.8695 | 288.108 | 382.61 | 356.0574 | 377.2378 | 270.5555 | 240.7142 | 238.6858 | 197.2161
SA1 | Pumped Hydro | 0 | 0 | 0.0001801 | 0.00024551 | 0.00023747 | 0.0002225 | 0.00022008 | 0.00027921 | 0.00027382 | 0.0002595 | 0.00024881 | 0.00024124 | 0.00027783 | 0.0002698 | 0.00028608 | 0.0002774 | 0.00027612 | 0.00029524 | 0.00032832 | 0.00030987 | 0.00029976 | 0.00035627 | 0.00034368 | 0.00031341 | 0.00030265 | 0.00028747 | 0.00029956
SA1 | VPP | 6.1755 | 8.3699 | 10.184 | 11.4093 | 12.9194 | 14.1441 | 16.6815 | 18.4396 | 20.0845 | 22.9813 | 25.6048 | 27.0972 | 28.6338 | 31.1239 | 30.7852 | 30.8473 | 31.3363 | 29.796 | 31.3466 | 30.0933 | 30.6188 | 30.13 | 31.8465 | 28.1665 | 26.4284 | 27.0579 | 24.219
Total excluding storage |  | 9763.2678 | 7111.9294 | 10802.54 | 6433.5578 | 5818.9426 | 8012.0528 | 7148.6242 | 10180.0524 | 7425.1212 | 8229.7701 | 8938.6096 | 10976.8908 | 6962.9892 | 7457.3859 | 4120.7732 | 3707.2592 | 4294.7218 | 3154.8626 | 2550.4621 | 2741.2828 | 3182.7665 | 1574.6116 | 1460.7214 | 1209.8292 | 1144.4393 | 1153.4358 | 1128.2598
Region | Technology | 2023-24 | 2024-25 | 2025-26 | 2026-27 | 2027-28 | 2028-29 | 2029-30 | 2030-31 | 2031-32 | 2032-33 | 2033-34 | 2034-35 | 2035-36 | 2036-37 | 2037-38 | 2038-39 | 2039-40 | 2040-41 | 2041-42 | 2042-43 | 2043-44 | 2044-45 | 2045-46 | 2046-47 | 2047-48 | 2048-49 | 2049-50
TAS1 | Black Coal | 0 | 0 | 0 | 0 | 0 | 0 | 0 | 0 | 0 | 0 | 0 | 0 | 0 | 0 | 0 | 0 | 0 | 0 | 0 | 0 | 0 | 0 | 0 | 0 | 0 | 0 | 0
TAS1 | Brown Coal | 0 | 0 | 0 | 0 | 0 | 0 | 0 | 0 | 0 | 0 | 0 | 0 | 0 | 0 | 0 | 0 | 0 | 0 | 0 | 0 | 0 | 0 | 0 | 0 | 0 | 0 | 0
TAS1 | CCGT | 0 | 0 | 0 | 0 | 0 | 0 | 0 | 0 | 0 | 0 | 0 | 0 | 0 | 0 | 0 | 0 | 0 | 0 | 0 | 0 | 0 | 0 | 0 | 0 | 0 | 0 | 0
TAS1 | Gas - Steam | 0 | 0 | 0 | 0 | 0 | 0 | 0 | 0 | 0 | 0 | 0 | 0 | 0 | 0 | 0 | 0 | 0 | 0 | 0 | 0 | 0 | 0 | 0 | 0 | 0 | 0 | 0
TAS1 | OCGT / Diesel | 0.00085753 | 0.0010721 | 0.0010776 | 1.6159 | 0.0010576 | 0.0010696 | 6.5328 | 34.5184 | 20.0336 | 92.9228 | 62.739 | 190.4623 | 62.0334 | 58.0709 | 136.3852 | 61.9158 | 235.2189 | 35.4456 | 33.8601 | 33.8372 | 40.0363 | 13.6573 | 16.92 | 1.7137 | 8.6403 | 25.9726 | 16.6555
TAS1 | Hydro | 79267.6497 | 57850.6772 | 55656.3364 | 50771.8136 | 38681.8791 | 37062.0685 | 47786.3795 | 45294.6374 | 41879.6721 | 38839.7923 | 37375.5399 | 35585.6245 | 30128.3649 | 27559.7023 | 29980.2586 | 27419.7729 | 25161.6681 | 21337.3501 | 20381.5504 | 21665.9151 | 21379.5913 | 19181.3784 | 17914.9489 | 18537.663 | 16680.1706 | 15632.88 | 14182.3238
TAS1 | Hydrogen Turbine | 0 | 0 | 0 | 0 | 0 | 0 | 0 | 0 | 0 | 0 | 0 | 0 | 0 | 0 | 0 | 0 | 0 | 0 | 0 | 0 | 0 | 0 | 0 | 0 | 0 | 0 | 0
TAS1 | Wind | 163.5478 | 352.6573 | 357.5624 | 342.733 | 462.9307 | 468.6836 | 558.0681 | 518.9824 | 749.2015 | 751.2022 | 674.4675 | 657.7068 | 631.1259 | 628.617 | 576.8292 | 529.1371 | 489.5164 | 503.0275 | 465.8019 | 423.0048 | 416.0903 | 389.6053 | 389.7107 | 356.3463 | 325.0047 | 302.1018 | 307.1619
TAS1 | Solar PV | 0 | 4.0031e-05 | 3.735e-05 | 3.9243e-05 | 3.5192e-05 | 2.8317e-05 | 2.8872e-05 | 3.838e-05 | 3.4913e-05 | 7.0782e-05 | 7.0993e-05 | 0.64917 | 0.63614 | 0.59605 | 3.4432 | 3.4221 | 3.3396 | 2.8638 | 10.3668 | 10.4846 | 15.1654 | 27.3608 | 25.4078 | 20.7286 | 20.5624 | 20.3141 | 17.5933
TAS1 | Grid Battery | 0 | 0.00016935 | 0.00018756 | 0.00020053 | 0.00023015 | 0.00022106 | 0.00025189 | 0.00036883 | 0.00047885 | 0.00047743 | 0.00047199 | 0.00044531 | 0.0004467 | 0.00043029 | 0.00047275 | 0.00045247 | 0.00046825 | 0.00055112 | 0.00051554 | 0.00046197 | 0.00049646 | 0.00053732 | 0.00049326 | 0.00046629 | 0.00049085 | 0.00054729 | 0.00072769
TAS1 | Pumped Hydro | 0 | 0 | 0.00029536 | 0.00030155 | 0.00033807 | 0.00036178 | 0.00047991 | 0.0017573 | 76.3355 | 105.5389 | 101.6098 | 92.9925 | 125.3679 | 116.4065 | 108.245 | 105.9331 | 110.4602 | 92.5746 | 94.6948 | 84.484 | 79.9265 | 81.844 | 73.0706 | 73.9665 | 71.9875 | 66.5236 | 57.018
TAS1 | VPP | 0.038497 | 0.30863 | 0.43786 | 0.7563 | 1.173 | 1.6843 | 2.322 | 2.9451 | 3.7691 | 3.7642 | 4.1357 | 4.1781 | 4.3321 | 4.6596 | 4.642 | 4.5139 | 5.1608 | 5.7745 | 4.9884 | 4.7253 | 4.2944 | 4.2473 | 4.049 | 3.9122 | 3.7583 | 4.1346 | 3.4223
Total excluding storage |  | 79431.2369 | 58203.6445 | 56014.3382 | 51116.9194 | 39145.9845 | 37532.438 | 48353.3031 | 45851.0855 | 42729.0123 | 39793.2209 | 38218.4924 | 36531.6139 | 30951.8608 | 28368.0528 | 30809.8036 | 28124.6952 | 26005.3643 | 21977.0367 | 20991.2628 | 22222.4515 | 21935.1047 | 19698.0935 | 18424.1075 | 18994.3307 | 17110.1243 | 16051.9273 | 14584.1756
Explicitly modelled pumping
Region | Technology | 2023-24 | 2024-25 | 2025-26 | 2026-27 | 2027-28 | 2028-29 | 2029-30 | 2030-31 | 2031-32 | 2032-33 | 2033-34 | 2034-35 | 2035-36 | 2036-37 | 2037-38 | 2038-39 | 2039-40 | 2040-41 | 2041-42 | 2042-43 | 2043-44 | 2044-45 | 2045-46 | 2046-47 | 2047-48 | 2048-49 | 2049-50
NEM | Grid Battery pump | 43.4472 | 41.0243 | 41.0391 | 38.4625 | 35.9508 | 32.5513 | 30.6798 | 28.4282 | 26.2158 | 25.0363 | 21.2112 | 18.4058 | 17.2119 | 15.2025 | 13.6668 | 13.0136 | 12.8216 | 11.6019 | 7.5552 | 7.0807 | 3.3712 | 3.1228 | 2.9766 | 2.5766 | 2.3725 | 2.2931 | 2.083
NEM | Pumped Hydro Pump | 8461.1182 | 13931.4459 | 12338.9198 | 19038.7686 | 22737.8121 | 25000.1408 | 28475.0701 | 35186.0788 | 35784.0551 | 31501.4794 | 31807.2423 | 28230.5177 | 31009.241 | 28963.7252 | 26014.4064 | 21882.6405 | 16961.139 | 14106.4173 | 16345.5948 | 15187.2503 | 11498.678 | 11546.8544 | 10741.4843 | 12357.5706 | 9626.8419 | 7427.8118 | 5715.5865
NEM | VPP pump | 22.7026 | 43.1467 | 72.5691 | 100.3045 | 128.2722 | 148.4782 | 188.3433 | 215.3327 | 235.6055 | 259.239 | 290.8408 | 312.5232 | 338.4467 | 361.2873 | 360.9394 | 371.5654 | 384.0092 | 373.3673 | 382.5422 | 369.6862 | 353.6321 | 355.9667 | 359.3968 | 332.0441 | 326.4773 | 324.7884 | 309.4167
Region | Technology | 2023-24 | 2024-25 | 2025-26 | 2026-27 | 2027-28 | 2028-29 | 2029-30 | 2030-31 | 2031-32 | 2032-33 | 2033-34 | 2034-35 | 2035-36 | 2036-37 | 2037-38 | 2038-39 | 2039-40 | 2040-41 | 2041-42 | 2042-43 | 2043-44 | 2044-45 | 2045-46 | 2046-47 | 2047-48 | 2048-49 | 2049-50
NSW1 | Grid Battery pump | 2.1528 | 2.4752 | 2.697 | 2.5902 | 2.3737 | 2.1022 | 1.9638 | 1.9382 | 1.785 | 1.7061 | 1.6028 | 1.3951 | 1.38 | 0 | 0 | 0 | 0 | 0 | 0 | 0 | 0 | 0 | 0 | 0 | 0 | 0 | 0
NSW1 | Pumped Hydro Pump | 4397.087 | 7975.1672 | 6857.6796 | 12025.5322 | 15792.9569 | 21531.5859 | 24477.4401 | 29966.0011 | 30933.5406 | 27275.1391 | 28185.6507 | 25023.7209 | 27339.6764 | 26027.0442 | 24318.4047 | 20190.842 | 15446.5017 | 12748.8861 | 14920.9608 | 13926.3796 | 10400.0915 | 10435.2215 | 9905.8729 | 11810.8347 | 9069.5554 | 6956.1728 | 5299.3445
NSW1 | VPP pump | 5.9577 | 13.0275 | 22.8015 | 31.7745 | 40.5801 | 47.1329 | 60.2875 | 70.776 | 78.6473 | 89.3637 | 102.5129 | 109.5132 | 121.2089 | 126.5949 | 127.5432 | 131.4551 | 136.2828 | 130.6433 | 135.7424 | 129.1789 | 122.8773 | 127.1067 | 126.2895 | 116.9378 | 114.7551 | 115.6186 | 113.3199
Region | Technology | 2023-24 | 2024-25 | 2025-26 | 2026-27 | 2027-28 | 2028-29 | 2029-30 | 2030-31 | 2031-32 | 2032-33 | 2033-34 | 2034-35 | 2035-36 | 2036-37 | 2037-38 | 2038-39 | 2039-40 | 2040-41 | 2041-42 | 2042-43 | 2043-44 | 2044-45 | 2045-46 | 2046-47 | 2047-48 | 2048-49 | 2049-50
QLD1 | Grid Battery pump | 5.5704 | 5.277 | 5.1136 | 4.8792 | 4.6408 | 4.2151 | 3.9311 | 3.7869 | 3.5635 | 3.4681 | 3.2247 | 2.9888 | 2.7463 | 2.6223 | 2.3222 | 2.2056 | 2.1697 | 2.0638 | 2.0483 | 1.9908 | 1.8459 | 1.7098 | 1.6487 | 1.4921 | 1.3954 | 1.3288 | 1.2612
QLD1 | Pumped Hydro Pump | 4064.0312 | 5956.2787 | 5481.2402 | 7013.2364 | 6944.8552 | 3468.5549 | 3997.63 | 5220.0777 | 4850.5145 | 4226.3403 | 3621.5916 | 3206.7968 | 3669.5646 | 2936.681 | 1696.0017 | 1691.7985 | 1514.6373 | 1357.5312 | 1424.634 | 1260.8707 | 1098.5865 | 1111.6329 | 835.6114 | 546.7359 | 557.2865 | 471.639 | 416.242
QLD1 | VPP pump | 5.2679 | 10.6227 | 17.8833 | 26.3518 | 33.8161 | 41.0265 | 53.8713 | 63.7723 | 70.3773 | 78.5038 | 88.5491 | 96.4836 | 102.8976 | 110.2336 | 109.4732 | 112.9678 | 115.2636 | 115.8004 | 115.7234 | 116.8796 | 114.2793 | 110.7645 | 111.3978 | 106.8637 | 103.9619 | 102.113 | 99.6777
Region | Technology | 2023-24 | 2024-25 | 2025-26 | 2026-27 | 2027-28 | 2028-29 | 2029-30 | 2030-31 | 2031-32 | 2032-33 | 2033-34 | 2034-35 | 2035-36 | 2036-37 | 2037-38 | 2038-39 | 2039-40 | 2040-41 | 2041-42 | 2042-43 | 2043-44 | 2044-45 | 2045-46 | 2046-47 | 2047-48 | 2048-49 | 2049-50
VIC1 | Grid Battery pump | 16.6771 | 14.8038 | 16.3341 | 15.2393 | 13.9406 | 12.4145 | 11.7921 | 10.9077 | 10.0639 | 9.4093 | 6.6502 | 6.0609 | 5.6615 | 5.3205 | 4.7401 | 4.6153 | 4.7297 | 4.0633 | 0 | 0 | 0 | 0 | 0 | 0 | 0 | 0 | 0
VIC1 | Pumped Hydro Pump | 0 | 0 | 0 | 0 | 0 | 0 | 0 | 0 | 0 | 0 | 0 | 0 | 0 | 0 | 0 | 0 | 0 | 0 | 0 | 0 | 0 | 0 | 0 | 0 | 0 | 0 | 0
VIC1 | VPP pump | 4.1857 | 9.27 | 19.403 | 27.865 | 37.2501 | 41.7417 | 51.774 | 55.6766 | 58.516 | 59.8398 | 64.8334 | 69.7267 | 75.5749 | 82.3332 | 82.2652 | 85.4271 | 89.6218 | 84.9492 | 88.435 | 82.5965 | 75.4403 | 77.6484 | 79.4308 | 70.5938 | 72.117 | 70.4833 | 63.8971
Region | Technology | 2023-24 | 2024-25 | 2025-26 | 2026-27 | 2027-28 | 2028-29 | 2029-30 | 2030-31 | 2031-32 | 2032-33 | 2033-34 | 2034-35 | 2035-36 | 2036-37 | 2037-38 | 2038-39 | 2039-40 | 2040-41 | 2041-42 | 2042-43 | 2043-44 | 2044-45 | 2045-46 | 2046-47 | 2047-48 | 2048-49 | 2049-50
SA1 | Grid Battery pump | 19.047 | 18.4683 | 16.8944 | 15.7538 | 14.9958 | 13.8195 | 12.9929 | 11.7953 | 10.8035 | 10.4528 | 9.7334 | 7.9611 | 7.4241 | 7.2597 | 6.6045 | 6.1927 | 5.9222 | 5.4748 | 5.5068 | 5.0898 | 1.5253 | 1.413 | 1.328 | 1.0845 | 0.97703 | 0.96424 | 0.82187
SA1 | Pumped Hydro Pump | 0 | 0 | 0 | 0 | 0 | 0 | 0 | 0 | 0 | 0 | 0 | 0 | 0 | 0 | 0 | 0 | 0 | 0 | 0 | 0 | 0 | 0 | 0 | 0 | 0 | 0 | 0
SA1 | VPP pump | 7.2472 | 9.8611 | 11.9681 | 13.4235 | 15.2388 | 16.6024 | 19.678 | 21.6433 | 23.6304 | 27.1019 | 30.0708 | 31.8724 | 33.6891 | 36.6189 | 36.2205 | 36.4033 | 36.77 | 35.154 | 36.7726 | 35.4723 | 36.0067 | 35.45 | 37.4892 | 33.0711 | 31.1962 | 31.7335 | 28.4951
Region | Technology | 2023-24 | 2024-25 | 2025-26 | 2026-27 | 2027-28 | 2028-29 | 2029-30 | 2030-31 | 2031-32 | 2032-33 | 2033-34 | 2034-35 | 2035-36 | 2036-37 | 2037-38 | 2038-39 | 2039-40 | 2040-41 | 2041-42 | 2042-43 | 2043-44 | 2044-45 | 2045-46 | 2046-47 | 2047-48 | 2048-49 | 2049-50
TAS1 | Grid Battery pump | 0 | 0 | 0 | 0 | 0 | 0 | 0 | 0 | 0 | 0 | 0 | 0 | 0 | 0 | 0 | 0 | 0 | 0 | 0 | 0 | 0 | 0 | 0 | 0 | 0 | 0 | 0
TAS1 | Pumped Hydro Pump | 0 | 0 | 0 | 0 | 0 | 0 | 0 | 0 | 0 | 0 | 0 | 0 | 0 | 0 | 0 | 0 | 0 | 0 | 0 | 0 | 0 | 0 | 0 | 0 | 0 | 0 | 0
TAS1 | VPP pump | 0.043955 | 0.36544 | 0.51314 | 0.8896 | 1.3871 | 1.9747 | 2.7325 | 3.4645 | 4.4346 | 4.4298 | 4.8746 | 4.9273 | 5.0763 | 5.5067 | 5.4374 | 5.3121 | 6.071 | 6.8204 | 5.8688 | 5.5589 | 5.0284 | 4.997 | 4.7895 | 4.5777 | 4.4469 | 4.84 | 4.0268

## BaseCase_FOM Cost
FOM cost by technology ($000s) - BaseCase, Step Change Scenario
FOM | Real June 2021 dollars discounted to 1 July 2021. For new entrant capacity, the FOM is incurred annually in modelling. For existing capacity, FOM is considered to be a sunk cost, since the fixed retirement dates are assumed to be the same in the Base Case and the option case.
Explicitly modelled generation
Region | Technology | 2023-24 | 2024-25 | 2025-26 | 2026-27 | 2027-28 | 2028-29 | 2029-30 | 2030-31 | 2031-32 | 2032-33 | 2033-34 | 2034-35 | 2035-36 | 2036-37 | 2037-38 | 2038-39 | 2039-40 | 2040-41 | 2041-42 | 2042-43 | 2043-44 | 2044-45 | 2045-46 | 2046-47 | 2047-48 | 2048-49 | 2049-50
NEM | Black Coal | 0 | 0 | 0 | 0 | 0 | 0 | 0 | 0 | 0 | 0 | 0 | 0 | 0 | 0 | 0 | 0 | 0 | 0 | 0 | 0 | 0 | 0 | 0 | 0 | 0 | 0 | 0
NEM | Brown Coal | 0 | 0 | 0 | 0 | 0 | 0 | 0 | 0 | 0 | 0 | 0 | 0 | 0 | 0 | 0 | 0 | 0 | 0 | 0 | 0 | 0 | 0 | 0 | 0 | 0 | 0 | 0
NEM | CCGT | 0 | 0 | 0 | 0 | 0 | 0 | 0 | 0 | 0 | 0 | 0 | 0 | 0 | 0 | 0 | 0 | 0 | 0 | 0 | 0 | 0 | 0 | 0 | 0 | 0 | 0 | 0
NEM | Gas - Steam | 0 | 0 | 0 | 0 | 0 | 0 | 0 | 0 | 0 | 0 | 0 | 0 | 0 | 0 | 0 | 0 | 0 | 0 | 0 | 0 | 0 | 0 | 0 | 0 | 0 | 0 | 0
NEM | OCGT / Diesel | 0 | 0.012568 | 0.011915 | 0.011611 | 0.011087 | 125.0583 | 118.5388 | 112.3595 | 106.7858 | 100.9358 | 95.6738 | 90.6866 | 4601.589 | 4349.4595 | 9758.4179 | 9249.6852 | 8790.85 | 8309.1833 | 9455.6381 | 8962.6901 | 11705.9655 | 16359.1343 | 15506.2884 | 20662.8428 | 19637.8519 | 24036.611 | 22783.5176
NEM | Hydro | 0 | 0 | 0 | 0 | 0 | 0 | 0 | 0 | 0 | 0 | 0 | 0 | 0 | 0 | 0 | 0 | 0 | 0 | 0 | 0 | 0 | 0 | 0 | 0 | 0 | 0 | 0
NEM | Hydrogen Turbine | 0 | 0 | 0 | 0 | 0 | 0 | 0 | 0 | 0 | 0 | 0 | 0 | 0 | 0 | 0 | 0 | 0 | 0 | 0 | 0 | 0 | 0 | 0 | 0 | 0 | 0 | 0
NEM | Wind | 0 | 116790.3175 | 111791.3028 | 151066.3533 | 233779.8323 | 309852.1355 | 325315.0656 | 365283.0099 | 360749.3449 | 380136.7789 | 402973.4457 | 384316.4422 | 387524.3185 | 375394.0446 | 396305.4884 | 379481.456 | 369090.1281 | 358023.6393 | 342460.8261 | 369732.2368 | 378487.8334 | 361596.125 | 376587.7597 | 450655.6503 | 473765.4131 | 452849.9143 | 453371.2496
NEM | Solar PV | 0 | 0.081381 | 12346.26 | 11702.6255 | 11122.1393 | 20707.2058 | 30499.4882 | 54700.5373 | 57486.7703 | 80902.0612 | 97111.9262 | 110205.8224 | 105218.4891 | 99778.5449 | 134451.9067 | 142367.8162 | 213301.5987 | 249793.9677 | 262300.2975 | 304833.391 | 314384.7703 | 298335.8333 | 287031.6618 | 298253.1779 | 291501.1838 | 292815.9252 | 302894.402
NEM | Grid Battery | 0 | 0.076783 | 9107.1872 | 8632.4584 | 20308.1159 | 42348.8278 | 41438.7482 | 45766.0022 | 44981.8532 | 78475.193 | 84446.4552 | 80044.0338 | 80610.3475 | 76193.5606 | 78261.4276 | 74181.4493 | 101746.6363 | 112678.0041 | 124656.2586 | 148502.0986 | 148369.456 | 149601.2096 | 142083.8279 | 138938.5406 | 132046.4278 | 150276.7043 | 142772.9962
NEM | Pumped Hydro | 0 | 0 | 6082.221 | 5765.1513 | 5479.171 | 7788.1189 | 7382.1096 | 6997.3306 | 9498.9402 | 11171.4986 | 12044.9916 | 11417.0546 | 12912.7115 | 12205.2009 | 24648.2615 | 23363.2813 | 26151.395 | 26106.0192 | 27993.4233 | 27256.2993 | 26045.7989 | 25339.3652 | 24018.3559 | 26234.7009 | 24933.3153 | 23567.1742 | 22338.5543
NEM | VPP | 0 | 0 | 0 | 0 | 0 | 0 | 0 | 0 | 0 | 0 | 0 | 0 | 0 | 0 | 0 | 0 | 0 | 0 | 0 | 0 | 0 | 0 | 0 | 0 | 0 | 0 | 0
Total excluding storage |  | 0 | 116790.4882 | 139326.9829 | 177166.6002 | 270689.2697 | 380821.3463 | 404753.9504 | 472859.2394 | 472823.6944 | 550786.4675 | 596672.4926 | 586074.0396 | 590867.4556 | 567920.8104 | 643425.502 | 628643.688 | 719080.6081 | 754910.8135 | 766866.4436 | 859286.7158 | 878993.8241 | 851231.6673 | 845227.8937 | 934744.9125 | 941884.1918 | 943546.329 | 944160.7197
Region | Technology | 2023-24 | 2024-25 | 2025-26 | 2026-27 | 2027-28 | 2028-29 | 2029-30 | 2030-31 | 2031-32 | 2032-33 | 2033-34 | 2034-35 | 2035-36 | 2036-37 | 2037-38 | 2038-39 | 2039-40 | 2040-41 | 2041-42 | 2042-43 | 2043-44 | 2044-45 | 2045-46 | 2046-47 | 2047-48 | 2048-49 | 2049-50
NSW1 | Black Coal | 0 | 0 | 0 | 0 | 0 | 0 | 0 | 0 | 0 | 0 | 0 | 0 | 0 | 0 | 0 | 0 | 0 | 0 | 0 | 0 | 0 | 0 | 0 | 0 | 0 | 0 | 0
NSW1 | Brown Coal | 0 | 0 | 0 | 0 | 0 | 0 | 0 | 0 | 0 | 0 | 0 | 0 | 0 | 0 | 0 | 0 | 0 | 0 | 0 | 0 | 0 | 0 | 0 | 0 | 0 | 0 | 0
NSW1 | CCGT | 0 | 0 | 0 | 0 | 0 | 0 | 0 | 0 | 0 | 0 | 0 | 0 | 0 | 0 | 0 | 0 | 0 | 0 | 0 | 0 | 0 | 0 | 0 | 0 | 0 | 0 | 0
NSW1 | Gas - Steam | 0 | 0 | 0 | 0 | 0 | 0 | 0 | 0 | 0 | 0 | 0 | 0 | 0 | 0 | 0 | 0 | 0 | 0 | 0 | 0 | 0 | 0 | 0 | 0 | 0 | 0 | 0
NSW1 | OCGT / Diesel | 0 | 0.0053439 | 0.0050653 | 0.0048012 | 0.004564 | 0.0043185 | 0.0040989 | 0.0038903 | 0.0037005 | 0.0035016 | 0.0033273 | 0.0031622 | 0.0030074 | 0.0028502 | 2368.3404 | 2244.8724 | 2133.5144 | 2016.6152 | 1911.4836 | 1811.8328 | 1721.9559 | 1627.6068 | 1542.7553 | 3660.8772 | 3479.2775 | 3288.6416 | 3117.1958
NSW1 | Hydro | 0 | 0 | 0 | 0 | 0 | 0 | 0 | 0 | 0 | 0 | 0 | 0 | 0 | 0 | 0 | 0 | 0 | 0 | 0 | 0 | 0 | 0 | 0 | 0 | 0 | 0 | 0
NSW1 | Hydrogen Turbine | 0 | 0 | 0 | 0 | 0 | 0 | 0 | 0 | 0 | 0 | 0 | 0 | 0 | 0 | 0 | 0 | 0 | 0 | 0 | 0 | 0 | 0 | 0 | 0 | 0 | 0 | 0
NSW1 | Wind | 0 | 54092.1616 | 52361.7709 | 67166.3764 | 126719.5161 | 130382.0245 | 127328.8377 | 130894.7694 | 124401.6675 | 126124.0341 | 130288.567 | 125827.2728 | 139725.8587 | 139200.9593 | 136511.8779 | 129395.1518 | 126874.5554 | 125784.3627 | 119226.8845 | 130400.4906 | 137285.5083 | 129763.3842 | 122998.4732 | 123003.2449 | 126757.4582 | 120207.098 | 114560.5885
NSW1 | Solar PV | 0 | 0.033424 | 12346.2034 | 11702.5637 | 11122.0802 | 18402.4481 | 27914.1458 | 44567.1554 | 42356.379 | 40052.8628 | 44862.1089 | 42523.3294 | 40413.9379 | 38199.5885 | 51690.7453 | 54027.8261 | 69438.3526 | 74312.9113 | 79705.9576 | 79731.8824 | 78763.6576 | 74448.0526 | 70566.8747 | 77317.0169 | 79090.0092 | 78000.3637 | 85606.1802
NSW1 | Grid Battery | 0 | 0.048722 | 9107.1564 | 8632.3799 | 20308.0359 | 26496.9127 | 26413.2336 | 25036.2525 | 23794.3175 | 25932.0846 | 24580.1759 | 23298.745 | 22143.0041 | 20929.7488 | 19838.6257 | 18804.3849 | 32243.849 | 30477.1582 | 31317.2385 | 32006.6277 | 30418.9372 | 31744.1906 | 30371.0133 | 33049.6131 | 31410.1715 | 39461.5957 | 37522.5542
NSW1 | Pumped Hydro | 0 | 0 | 6082.1949 | 5765.1138 | 5479.1331 | 5178.9222 | 4908.9311 | 4653.0155 | 4422.2003 | 4179.9 | 3961.9907 | 3755.4414 | 3569.1511 | 3373.5908 | 3197.7263 | 3031.0203 | 2880.665 | 2722.8282 | 2580.8799 | 2446.332 | 2324.9805 | 2197.5929 | 2083.0266 | 1974.4467 | 1876.5032 | 1773.6862 | 1681.2192
NSW1 | VPP | 0 | 0 | 0 | 0 | 0 | 0 | 0 | 0 | 0 | 0 | 0 | 0 | 0 | 0 | 0 | 0 | 0 | 0 | 0 | 0 | 0 | 0 | 0 | 0 | 0 | 0 | 0
Total excluding storage |  | 0 | 54092.2491 | 79897.3307 | 93266.4386 | 163628.7698 | 180460.3118 | 186565.1523 | 205151.1967 | 194974.5681 | 196288.885 | 203692.8458 | 195404.7918 | 205851.9547 | 201703.8903 | 213607.3156 | 207503.2555 | 233570.9363 | 235313.8757 | 234742.4442 | 246397.1655 | 250515.0395 | 239780.8272 | 227562.1431 | 239005.1987 | 242613.4198 | 242731.3851 | 242487.7379
Region | Technology | 2023-24 | 2024-25 | 2025-26 | 2026-27 | 2027-28 | 2028-29 | 2029-30 | 2030-31 | 2031-32 | 2032-33 | 2033-34 | 2034-35 | 2035-36 | 2036-37 | 2037-38 | 2038-39 | 2039-40 | 2040-41 | 2041-42 | 2042-43 | 2043-44 | 2044-45 | 2045-46 | 2046-47 | 2047-48 | 2048-49 | 2049-50
QLD1 | Black Coal | 0 | 0 | 0 | 0 | 0 | 0 | 0 | 0 | 0 | 0 | 0 | 0 | 0 | 0 | 0 | 0 | 0 | 0 | 0 | 0 | 0 | 0 | 0 | 0 | 0 | 0 | 0
QLD1 | Brown Coal | 0 | 0 | 0 | 0 | 0 | 0 | 0 | 0 | 0 | 0 | 0 | 0 | 0 | 0 | 0 | 0 | 0 | 0 | 0 | 0 | 0 | 0 | 0 | 0 | 0 | 0 | 0
QLD1 | CCGT | 0 | 0 | 0 | 0 | 0 | 0 | 0 | 0 | 0 | 0 | 0 | 0 | 0 | 0 | 0 | 0 | 0 | 0 | 0 | 0 | 0 | 0 | 0 | 0 | 0 | 0 | 0
QLD1 | Gas - Steam | 0 | 0 | 0 | 0 | 0 | 0 | 0 | 0 | 0 | 0 | 0 | 0 | 0 | 0 | 0 | 0 | 0 | 0 | 0 | 0 | 0 | 0 | 0 | 0 | 0 | 0 | 0
QLD1 | OCGT / Diesel | 0 | 0.0014823 | 0.0014059 | 0.0014264 | 0.0013651 | 125.049 | 118.5299 | 112.3506 | 106.7774 | 100.9269 | 95.6653 | 90.678 | 86.1799 | 81.4579 | 3344.581 | 3170.219 | 3012.9587 | 2847.8732 | 2699.4058 | 2558.6785 | 2431.754 | 2298.5137 | 2178.686 | 5831.4943 | 5542.22 | 10713.3046 | 10154.7911
QLD1 | Hydro | 0 | 0 | 0 | 0 | 0 | 0 | 0 | 0 | 0 | 0 | 0 | 0 | 0 | 0 | 0 | 0 | 0 | 0 | 0 | 0 | 0 | 0 | 0 | 0 | 0 | 0 | 0
QLD1 | Hydrogen Turbine | 0 | 0 | 0 | 0 | 0 | 0 | 0 | 0 | 0 | 0 | 0 | 0 | 0 | 0 | 0 | 0 | 0 | 0 | 0 | 0 | 0 | 0 | 0 | 0 | 0 | 0 | 0
QLD1 | Wind | 0 | 23612.2861 | 22381.314 | 30563.2033 | 50013.0221 | 100672.8493 | 95424.5023 | 118153.9669 | 112465.0945 | 125001.5861 | 130433.8758 | 123654.0931 | 117520.1685 | 111081.0252 | 129086.8147 | 122357.1704 | 116287.5806 | 112527.3501 | 109762.9209 | 111997.6924 | 111301.3086 | 105202.9063 | 99718.3956 | 122091.3732 | 120857.1627 | 115012.7204 | 111675.5828
QLD1 | Solar PV | 0 | 0.013256 | 0.018585 | 0.0184 | 0.01775 | 2304.7178 | 2585.3033 | 10133.3137 | 15130.3262 | 20794.8379 | 33240.9446 | 38651.4648 | 36734.1391 | 34721.4087 | 50199.6533 | 49791.2961 | 93792.0197 | 106204.4271 | 101212.0148 | 140201.6188 | 133256.4991 | 125955.1317 | 122645.6699 | 131416.0569 | 127331.7611 | 131385.7434 | 136898.4581
QLD1 | Grid Battery | 0 | 0.0063438 | 0.0070606 | 0.010664 | 0.013135 | 15851.8519 | 15025.4521 | 17439.8625 | 18060.8362 | 24457.6258 | 33244.9679 | 31511.818 | 29948.6584 | 28307.7167 | 26831.959 | 25433.1368 | 38515.7962 | 37723.9537 | 44053.8668 | 69779.6852 | 66318.2297 | 62684.5327 | 59416.6187 | 56319.0701 | 53525.3338 | 66222.7317 | 62770.3618
QLD1 | Pumped Hydro | 0 | 0 | 0.0059511 | 0.0088014 | 0.0086971 | 2609.1675 | 2473.1446 | 2344.2129 | 2227.927 | 2105.8549 | 3451.9638 | 3272.0038 | 3109.6945 | 2939.3087 | 14847.4889 | 14073.4492 | 17322.3887 | 16373.2634 | 15519.681 | 14710.5982 | 13980.8714 | 13214.8339 | 12525.9089 | 15341.3723 | 14580.3556 | 13781.4714 | 13063.0061
QLD1 | VPP | 0 | 0 | 0 | 0 | 0 | 0 | 0 | 0 | 0 | 0 | 0 | 0 | 0 | 0 | 0 | 0 | 0 | 0 | 0 | 0 | 0 | 0 | 0 | 0 | 0 | 0 | 0
Total excluding storage |  | 0 | 23612.3072 | 22381.347 | 30563.2426 | 50013.063 | 121563.6355 | 115626.9322 | 148183.7066 | 147990.9613 | 172460.8315 | 200467.4174 | 197180.0577 | 187398.8403 | 177130.9172 | 224310.4969 | 214825.2714 | 268930.7439 | 275676.8675 | 273247.8893 | 339248.2732 | 327288.6628 | 309355.9183 | 296485.2792 | 330999.3667 | 321836.8333 | 337115.9716 | 334562.1999
Region | Technology | 2023-24 | 2024-25 | 2025-26 | 2026-27 | 2027-28 | 2028-29 | 2029-30 | 2030-31 | 2031-32 | 2032-33 | 2033-34 | 2034-35 | 2035-36 | 2036-37 | 2037-38 | 2038-39 | 2039-40 | 2040-41 | 2041-42 | 2042-43 | 2043-44 | 2044-45 | 2045-46 | 2046-47 | 2047-48 | 2048-49 | 2049-50
VIC1 | Black Coal | 0 | 0 | 0 | 0 | 0 | 0 | 0 | 0 | 0 | 0 | 0 | 0 | 0 | 0 | 0 | 0 | 0 | 0 | 0 | 0 | 0 | 0 | 0 | 0 | 0 | 0 | 0
VIC1 | Brown Coal | 0 | 0 | 0 | 0 | 0 | 0 | 0 | 0 | 0 | 0 | 0 | 0 | 0 | 0 | 0 | 0 | 0 | 0 | 0 | 0 | 0 | 0 | 0 | 0 | 0 | 0 | 0
VIC1 | CCGT | 0 | 0 | 0 | 0 | 0 | 0 | 0 | 0 | 0 | 0 | 0 | 0 | 0 | 0 | 0 | 0 | 0 | 0 | 0 | 0 | 0 | 0 | 0 | 0 | 0 | 0 | 0
VIC1 | Gas - Steam | 0 | 0 | 0 | 0 | 0 | 0 | 0 | 0 | 0 | 0 | 0 | 0 | 0 | 0 | 0 | 0 | 0 | 0 | 0 | 0 | 0 | 0 | 0 | 0 | 0 | 0 | 0
VIC1 | OCGT / Diesel | 0 | 0.0028674 | 0.0027179 | 0.0025786 | 0.0024537 | 0.0023269 | 0.0022101 | 0.0021024 | 0.0020004 | 0.002309 | 0.0022237 | 0.0023374 | 4515.3996 | 4267.9926 | 4045.4906 | 3834.5883 | 3644.3717 | 3444.6899 | 4844.7432 | 4592.1737 | 7552.2371 | 12432.9841 | 11784.8191 | 11170.4446 | 10616.329 | 10034.6409 | 9511.508
VIC1 | Hydro | 0 | 0 | 0 | 0 | 0 | 0 | 0 | 0 | 0 | 0 | 0 | 0 | 0 | 0 | 0 | 0 | 0 | 0 | 0 | 0 | 0 | 0 | 0 | 0 | 0 | 0 | 0
VIC1 | Hydrogen Turbine | 0 | 0 | 0 | 0 | 0 | 0 | 0 | 0 | 0 | 0 | 0 | 0 | 0 | 0 | 0 | 0 | 0 | 0 | 0 | 0 | 0 | 0 | 0 | 0 | 0 | 0 | 0
VIC1 | Wind | 0 | 19077.3623 | 18082.8079 | 27046.4352 | 25704.7847 | 31954.568 | 48441.7286 | 62495.8565 | 59395.7181 | 64271.906 | 79685.1078 | 75530.9094 | 71784.1607 | 69113.5632 | 67509.7965 | 65422.5249 | 64109.9891 | 61036.9646 | 57854.943 | 70179.9271 | 75290.1589 | 73302.061 | 102817.4665 | 146445.7022 | 166128.2715 | 158308.2129 | 168758.206
VIC1 | Solar PV | 0 | 0.011531 | 0.011164 | 0.0176 | 0.016755 | 0.015917 | 0.015541 | 0.026951 | 0.025631 | 13240.3881 | 12550.131 | 17293.7782 | 16915.3939 | 16313.7325 | 17691.5282 | 23870.9206 | 31689.8493 | 34048.6705 | 43473.2512 | 44047.6113 | 46352.0699 | 43812.3553 | 42520.2605 | 40895.5866 | 38866.9401 | 37602.43 | 36817.9183
VIC1 | Grid Battery | 0 | 0.0098479 | 0.0094001 | 0.044294 | 0.042244 | 0.039934 | 0.037971 | 3289.5122 | 3126.3347 | 19572.1956 | 18551.8449 | 17584.6871 | 16712.3907 | 15796.6884 | 19831.028 | 18797.1833 | 20393.1855 | 24318.7671 | 23952.2486 | 22703.5533 | 21577.3328 | 25454.6746 | 24127.6538 | 22869.8173 | 21735.3488 | 20607.1731 | 19745.2843
VIC1 | Pumped Hydro | 0 | 0 | 0.0054453 | 0.011778 | 0.011239 | 0.010675 | 0.010877 | 0.019572 | 0.018618 | 0.020605 | 0.019689 | 0.018717 | 0.068638 | 0.065035 | 1017.9865 | 964.9162 | 917.0518 | 2254.3111 | 4995.9884 | 5457.782 | 5187.046 | 5106.0314 | 4839.8403 | 4587.5264 | 4359.9598 | 4121.0698 | 3906.2273
VIC1 | VPP | 0 | 0 | 0 | 0 | 0 | 0 | 0 | 0 | 0 | 0 | 0 | 0 | 0 | 0 | 0 | 0 | 0 | 0 | 0 | 0 | 0 | 0 | 0 | 0 | 0 | 0 | 0
Total excluding storage |  | 0 | 19077.3866 | 18082.8367 | 27046.5115 | 25704.8574 | 31954.6369 | 48441.7952 | 65785.4173 | 62522.0991 | 97084.5126 | 110787.1055 | 110409.3958 | 109927.4135 | 105492.0416 | 110095.8299 | 112890.1332 | 120754.4473 | 125103.4032 | 135121.1745 | 146981.0474 | 155958.8446 | 160108.1064 | 186090.0402 | 225969.0772 | 241706.8492 | 230673.5266 | 238739.1438
Region | Technology | 2023-24 | 2024-25 | 2025-26 | 2026-27 | 2027-28 | 2028-29 | 2029-30 | 2030-31 | 2031-32 | 2032-33 | 2033-34 | 2034-35 | 2035-36 | 2036-37 | 2037-38 | 2038-39 | 2039-40 | 2040-41 | 2041-42 | 2042-43 | 2043-44 | 2044-45 | 2045-46 | 2046-47 | 2047-48 | 2048-49 | 2049-50
SA1 | Black Coal | 0 | 0 | 0 | 0 | 0 | 0 | 0 | 0 | 0 | 0 | 0 | 0 | 0 | 0 | 0 | 0 | 0 | 0 | 0 | 0 | 0 | 0 | 0 | 0 | 0 | 0 | 0
SA1 | Brown Coal | 0 | 0 | 0 | 0 | 0 | 0 | 0 | 0 | 0 | 0 | 0 | 0 | 0 | 0 | 0 | 0 | 0 | 0 | 0 | 0 | 0 | 0 | 0 | 0 | 0 | 0 | 0
SA1 | CCGT | 0 | 0 | 0 | 0 | 0 | 0 | 0 | 0 | 0 | 0 | 0 | 0 | 0 | 0 | 0 | 0 | 0 | 0 | 0 | 0 | 0 | 0 | 0 | 0 | 0 | 0 | 0
SA1 | Gas - Steam | 0 | 0 | 0 | 0 | 0 | 0 | 0 | 0 | 0 | 0 | 0 | 0 | 0 | 0 | 0 | 0 | 0 | 0 | 0 | 0 | 0 | 0 | 0 | 0 | 0 | 0 | 0
SA1 | OCGT / Diesel | 0 | 0.0015031 | 0.0014256 | 0.0015673 | 0.001494 | 0.0014191 | 0.0013559 | 0.0015121 | 0.0014458 | 0.0015881 | 0.0015149 | 0.0016835 | 0.0038949 | 0.0036857 | 0.0035188 | 0.0033378 | 0.0031834 | 0.0030119 | 0.0028576 | 0.0027127 | 0.016243 | 0.024014 | 0.022764 | 0.021579 | 0.020512 | 0.019391 | 0.018386
SA1 | Hydro | 0 | 0 | 0 | 0 | 0 | 0 | 0 | 0 | 0 | 0 | 0 | 0 | 0 | 0 | 0 | 0 | 0 | 0 | 0 | 0 | 0 | 0 | 0 | 0 | 0 | 0 | 0
SA1 | Hydrogen Turbine | 0 | 0 | 0 | 0 | 0 | 0 | 0 | 0 | 0 | 0 | 0 | 0 | 0 | 0 | 0 | 0 | 0 | 0 | 0 | 0 | 0 | 0 | 0 | 0 | 0 | 0 | 0
SA1 | Wind | 0 | 9112.4853 | 8637.4268 | 16470.6445 | 15665.5382 | 28233.5302 | 28811.8608 | 29622.5858 | 28153.1426 | 26610.598 | 26424.9893 | 25047.3837 | 25936.6726 | 25224.9203 | 34027.7315 | 34658.0133 | 35540.9301 | 33837.6576 | 32073.6092 | 34838.9898 | 33402.674 | 33256.8595 | 31523.0958 | 40595.3299 | 42421.2139 | 42684.984 | 42607.2999
SA1 | Solar PV | 0 | 0.018338 | 0.022247 | 0.021185 | 0.020203 | 0.019761 | 0.019374 | 0.035991 | 0.034235 | 6813.9632 | 6458.733 | 11674.9579 | 11095.8157 | 10487.8564 | 14499.6406 | 14326.7403 | 18047.7559 | 34912.6173 | 36828.5731 | 39828.0958 | 54467.1905 | 51482.8335 | 48798.8943 | 46254.885 | 43960.3878 | 43698.6984 | 41554.13
SA1 | Grid Battery | 0 | 0.0068303 | 0.0084109 | 0.017043 | 0.016829 | 0.015913 | 0.015671 | 0.35999 | 0.34503 | 8513.2651 | 8069.4457 | 7648.7638 | 11806.2748 | 11159.3878 | 11759.7924 | 11146.7228 | 10593.7851 | 20158.1055 | 25332.8851 | 24012.2136 | 30054.9358 | 29717.7868 | 28168.5184 | 26700.0176 | 25375.5498 | 23985.1772 | 22734.7701
SA1 | Pumped Hydro | 0 | 0 | 0.0045884 | 0.0062287 | 0.0059823 | 0.0057202 | 0.0055812 | 0.0071937 | 0.006858 | 0.0067368 | 0.0064975 | 0.0062704 | 0.0070991 | 0.006785 | 0.0074217 | 0.0070636 | 0.0068324 | 0.0070764 | 0.0075448 | 0.0074521 | 0.0072701 | 0.0082691 | 0.0078588 | 0.0074621 | 0.0071063 | 0.0067371 | 0.0068534
SA1 | VPP | 0 | 0 | 0 | 0 | 0 | 0 | 0 | 0 | 0 | 0 | 0 | 0 | 0 | 0 | 0 | 0 | 0 | 0 | 0 | 0 | 0 | 0 | 0 | 0 | 0 | 0 | 0
Total excluding storage |  | 0 | 9112.512 | 8637.4635 | 16470.6905 | 15665.5827 | 28233.573 | 28811.9027 | 29622.9905 | 28153.5302 | 41937.8346 | 40953.176 | 44371.1133 | 48838.774 | 46872.175 | 60287.1754 | 60131.4868 | 64182.4811 | 88908.3905 | 94235.0778 | 98679.3093 | 117924.8239 | 114457.5121 | 108490.5392 | 113550.2616 | 111757.1791 | 110368.8857 | 106896.2252
Region | Technology | 2023-24 | 2024-25 | 2025-26 | 2026-27 | 2027-28 | 2028-29 | 2029-30 | 2030-31 | 2031-32 | 2032-33 | 2033-34 | 2034-35 | 2035-36 | 2036-37 | 2037-38 | 2038-39 | 2039-40 | 2040-41 | 2041-42 | 2042-43 | 2043-44 | 2044-45 | 2045-46 | 2046-47 | 2047-48 | 2048-49 | 2049-50
TAS1 | Black Coal | 0 | 0 | 0 | 0 | 0 | 0 | 0 | 0 | 0 | 0 | 0 | 0 | 0 | 0 | 0 | 0 | 0 | 0 | 0 | 0 | 0 | 0 | 0 | 0 | 0 | 0 | 0
TAS1 | Brown Coal | 0 | 0 | 0 | 0 | 0 | 0 | 0 | 0 | 0 | 0 | 0 | 0 | 0 | 0 | 0 | 0 | 0 | 0 | 0 | 0 | 0 | 0 | 0 | 0 | 0 | 0 | 0
TAS1 | CCGT | 0 | 0 | 0 | 0 | 0 | 0 | 0 | 0 | 0 | 0 | 0 | 0 | 0 | 0 | 0 | 0 | 0 | 0 | 0 | 0 | 0 | 0 | 0 | 0 | 0 | 0 | 0
TAS1 | Gas - Steam | 0 | 0 | 0 | 0 | 0 | 0 | 0 | 0 | 0 | 0 | 0 | 0 | 0 | 0 | 0 | 0 | 0 | 0 | 0 | 0 | 0 | 0 | 0 | 0 | 0 | 0 | 0
TAS1 | OCGT / Diesel | 0 | 0.0013715 | 0.0013 | 0.0012378 | 0.0012099 | 0.0012062 | 0.0012245 | 0.0013795 | 0.001321 | 0.0015093 | 0.0014377 | 0.0014107 | 0.0026049 | 0.0024662 | 0.0023415 | 0.0022233 | 0.0021183 | 0.0020055 | 0.0024923 | 0.0023673 | 0.0022577 | 0.0055808 | 0.0052936 | 0.0050216 | 0.0047769 | 0.0045198 | 0.0042886
TAS1 | Hydro | 0 | 0 | 0 | 0 | 0 | 0 | 0 | 0 | 0 | 0 | 0 | 0 | 0 | 0 | 0 | 0 | 0 | 0 | 0 | 0 | 0 | 0 | 0 | 0 | 0 | 0 | 0
TAS1 | Hydrogen Turbine | 0 | 0 | 0 | 0 | 0 | 0 | 0 | 0 | 0 | 0 | 0 | 0 | 0 | 0 | 0 | 0 | 0 | 0 | 0 | 0 | 0 | 0 | 0 | 0 | 0 | 0 | 0
TAS1 | Wind | 0 | 10896.0222 | 10327.9832 | 9819.6939 | 15676.9713 | 18609.1636 | 25308.1362 | 24115.8313 | 36333.7222 | 38128.6548 | 36140.9058 | 34256.7832 | 32557.4581 | 30773.5765 | 29169.2678 | 27648.5957 | 26277.073 | 24837.3041 | 23542.4684 | 22315.137 | 21208.1836 | 20070.914 | 19530.3285 | 18520.0002 | 17601.3067 | 16636.8989 | 15769.5725
TAS1 | Solar PV | 0 | 0.0048317 | 0.0045936 | 0.0046629 | 0.0044498 | 0.0042262 | 0.0042049 | 0.0052929 | 0.0051944 | 0.0092104 | 0.0087494 | 62.2921 | 59.2026 | 55.9589 | 370.3392 | 351.0332 | 333.6213 | 315.3416 | 1080.5008 | 1024.1828 | 1545.3532 | 2637.4602 | 2499.9623 | 2369.6325 | 2252.0857 | 2128.6898 | 2017.7155
TAS1 | Grid Battery | 0 | 0.0050391 | 0.0059073 | 0.0065213 | 0.0077784 | 0.0073701 | 0.0088278 | 0.014988 | 0.01968 | 0.021905 | 0.02085 | 0.019818 | 0.019564 | 0.018903 | 0.02249 | 0.021465 | 0.020555 | 0.019564 | 0.019592 | 0.01869 | 0.02052 | 0.024897 | 0.023683 | 0.022553 | 0.023862 | 0.026641 | 0.025812
TAS1 | Pumped Hydro | 0 | 0 | 0.010116 | 0.010666 | 0.012016 | 0.012794 | 0.017441 | 0.075382 | 2848.7874 | 4885.7163 | 4631.011 | 4389.5844 | 6233.7902 | 5892.2295 | 5585.0523 | 5293.8885 | 5031.2826 | 4755.6094 | 4896.8665 | 4641.5797 | 4552.8937 | 4820.8987 | 4569.5722 | 4331.3481 | 4116.4895 | 3890.94 | 3688.0948
TAS1 | VPP | 0 | 0 | 0 | 0 | 0 | 0 | 0 | 0 | 0 | 0 | 0 | 0 | 0 | 0 | 0 | 0 | 0 | 0 | 0 | 0 | 0 | 0 | 0 | 0 | 0 | 0 | 0
Total excluding storage |  | 0 | 10896.0334 | 10328.0051 | 9819.717 | 15676.9968 | 18609.1892 | 25308.1679 | 24115.9284 | 39182.5357 | 43014.4037 | 40771.9478 | 38708.6809 | 38850.473 | 36721.7862 | 35124.6842 | 33293.541 | 31641.9995 | 29908.2767 | 29519.8578 | 27980.9204 | 27306.4533 | 27529.3034 | 26599.892 | 25221.0084 | 23969.9105 | 22656.5599 | 21475.4129

## BaseCase_Fuel Cost
Fuel cost by technology ($000s) - BaseCase, Step Change Scenario
Fuel | Real June 2021 dollars discounted to 1 July 2021
Explicitly modelled generation
Region | Technology | 2023-24 | 2024-25 | 2025-26 | 2026-27 | 2027-28 | 2028-29 | 2029-30 | 2030-31 | 2031-32 | 2032-33 | 2033-34 | 2034-35 | 2035-36 | 2036-37 | 2037-38 | 2038-39 | 2039-40 | 2040-41 | 2041-42 | 2042-43 | 2043-44 | 2044-45 | 2045-46 | 2046-47 | 2047-48 | 2048-49 | 2049-50
NEM | Black Coal | 1659293.966 | 1330549.505 | 1204789.272 | 1034133.172 | 781219.474 | 676507.982 | 572845.306 | 373300.956 | 341025.046 | 288852.057 | 169582.776 | 159934.671 | 130941.744 | 117852.266 | 117049.043 | 105787.096 | 18025.811 | 6474.5175 | 6159.1845 | 0 | 0 | 0 | 0 | 0 | 0 | 0 | 0
NEM | Brown Coal | 215926.43 | 178380.732 | 156320.156 | 112914.56 | 111202.44 | 87936.749 | 53236.972 | 32959.451 | 24757.779 | 0 | 0 | 0 | 0 | 0 | 0 | 0 | 0 | 0 | 0 | 0 | 0 | 0 | 0 | 0 | 0 | 0 | 0
NEM | CCGT | 148531.6948 | 113246.1186 | 191761.4141 | 212540.6062 | 219891.7973 | 230678.8385 | 252874.8152 | 278818.3815 | 240946.1275 | 224846.2565 | 286770.3405 | 309267.7385 | 221925.585 | 196493.84 | 137256.6718 | 138176.536 | 118432.4093 | 96764.1055 | 75688.3411 | 82418.111 | 59569.9165 | 44388.6324 | 25425.8285 | 19792.132 | 18219.676 | 17040.35 | 16498.076
NEM | Gas - Steam | 11397.0145 | 10579.1688 | 31990.5715 | 13868.676 | 9250.051 | 18580.852 | 14558.879 | 74698.752 | 27016.752 | 67775.864 | 48173.204 | 53577.316 | 50934.46 | 56290.664 | 60115.02 | 59413.06 | 0 | 0 | 0 | 0 | 0 | 0 | 0 | 0 | 0 | 0 | 0
NEM | OCGT / Diesel | 17497.7552 | 13722.9847 | 30322.9457 | 35156.8815 | 25225.4861 | 31438.0188 | 22890.898 | 96160.8051 | 54730.3186 | 109668.3883 | 147183.7997 | 279844.039 | 166922.9705 | 221787.0323 | 216117.9982 | 195378.3327 | 392910.1185 | 305135.2036 | 188357.476 | 202998.3574 | 362790.379 | 228349.553 | 258110.4223 | 311087.8673 | 187756.2509 | 292995.7767 | 233870.718
NEM | Hydro | 0 | 0 | 0 | 0 | 0 | 0 | 0 | 0 | 0 | 0 | 0 | 0 | 0 | 0 | 0 | 0 | 0 | 0 | 0 | 0 | 0 | 0 | 0 | 0 | 0 | 0 | 0
NEM | Hydrogen Turbine | 0 | 0 | 0 | 0 | 0 | 0 | 0 | 0 | 0 | 0 | 0 | 0 | 0 | 0 | 0 | 0 | 0 | 0 | 0 | 0 | 0 | 0 | 0 | 0 | 0 | 0 | 0
NEM | Wind | 0 | 0 | 0 | 0 | 0 | 0 | 0 | 0 | 0 | 0 | 0 | 0 | 0 | 0 | 0 | 0 | 0 | 0 | 0 | 0 | 0 | 0 | 0 | 0 | 0 | 0 | 0
NEM | Solar PV | 0 | 0 | 0 | 0 | 0 | 0 | 0 | 0 | 0 | 0 | 0 | 0 | 0 | 0 | 0 | 0 | 0 | 0 | 0 | 0 | 0 | 0 | 0 | 0 | 0 | 0 | 0
NEM | Grid Battery | 0 | 0 | 0 | 0 | 0 | 0 | 0 | 0 | 0 | 0 | 0 | 0 | 0 | 0 | 0 | 0 | 0 | 0 | 0 | 0 | 0 | 0 | 0 | 0 | 0 | 0 | 0
NEM | Pumped Hydro | 0 | 0 | 0 | 0 | 0 | 0 | 0 | 0 | 0 | 0 | 0 | 0 | 0 | 0 | 0 | 0 | 0 | 0 | 0 | 0 | 0 | 0 | 0 | 0 | 0 | 0 | 0
NEM | VPP | 0 | 0 | 0 | 0 | 0 | 0 | 0 | 0 | 0 | 0 | 0 | 0 | 0 | 0 | 0 | 0 | 0 | 0 | 0 | 0 | 0 | 0 | 0 | 0 | 0 | 0 | 0
Total excluding storage |  | 2052646.8605 | 1646478.5091 | 1615184.3593 | 1408613.8957 | 1146789.2484 | 1045142.4403 | 916406.8702 | 855938.3456 | 688476.0231 | 691142.5658 | 651710.1202 | 802623.7645 | 570724.7595 | 592423.8023 | 530538.733 | 498755.0247 | 529368.3388 | 408373.8266 | 270205.0016 | 285416.4684 | 422360.2955 | 272738.1854 | 283536.2508 | 330879.9993 | 205975.9269 | 310036.1267 | 250368.794
Region | Technology | 2023-24 | 2024-25 | 2025-26 | 2026-27 | 2027-28 | 2028-29 | 2029-30 | 2030-31 | 2031-32 | 2032-33 | 2033-34 | 2034-35 | 2035-36 | 2036-37 | 2037-38 | 2038-39 | 2039-40 | 2040-41 | 2041-42 | 2042-43 | 2043-44 | 2044-45 | 2045-46 | 2046-47 | 2047-48
NSW1 | Black Coal | 910365.42 | 689248.19 | 555878.334 | 482817.9 | 338696.618 | 333663.292 | 264304.888 | 200994.288 | 187598.72 | 180547.58 | 97628.36 | 94366.208 | 77243.984 | 63694.6 | 65922.132 | 61287.008 | 0 | 0 | 0 | 0 | 0 | 0 | 0 | 0 | 0 | 0 | 0
NSW1 | Brown Coal | 0 | 0 | 0 | 0 | 0 | 0 | 0 | 0 | 0 | 0 | 0 | 0 | 0 | 0 | 0 | 0 | 0 | 0 | 0 | 0 | 0 | 0 | 0 | 0 | 0 | 0 | 0
NSW1 | CCGT | 875.6083 | 384.4372 | 17792.322 | 35178.116 | 43595.472 | 34244.352 | 54727.76 | 50633.124 | 43423.14 | 35009.36 | 56969.936 | 63951.552 | 39159.756 | 39029.148 | 39845.74 | 43211.188 | 39955.348 | 30702.626 | 23808.38 | 27365.606 | 0 | 0 | 0 | 0 | 0 | 0 | 0
NSW1 | Gas - Steam | 0 | 0 | 0 | 0 | 0 | 0 | 0 | 0 | 0 | 0 | 0 | 0 | 0 | 0 | 0 | 0 | 0 | 0 | 0 | 0 | 0 | 0 | 0 | 0 | 0 | 0 | 0
NSW1 | OCGT / Diesel | 928.8057 | 551.8363 | 3676.4657 | 3128.651 | 2440.7076 | 458.1985 | 139.9417 | 9408.6355 | 1661.9732 | 10656.978 | 22859.5208 | 75371.7657 | 28983.5331 | 61693.5845 | 28696.796 | 46341.7678 | 106020.5281 | 107599.9893 | 47655.7189 | 43889.3245 | 92029.0154 | 39941.7202 | 61279.1462 | 57983.3908 | 43882.0983 | 44085.0512 | 47689.839
NSW1 | Hydro | 0 | 0 | 0 | 0 | 0 | 0 | 0 | 0 | 0 | 0 | 0 | 0 | 0 | 0 | 0 | 0 | 0 | 0 | 0 | 0 | 0 | 0 | 0 | 0 | 0 | 0 | 0
NSW1 | Hydrogen Turbine | 0 | 0 | 0 | 0 | 0 | 0 | 0 | 0 | 0 | 0 | 0 | 0 | 0 | 0 | 0 | 0 | 0 | 0 | 0 | 0 | 0 | 0 | 0 | 0 | 0 | 0 | 0
NSW1 | Wind | 0 | 0 | 0 | 0 | 0 | 0 | 0 | 0 | 0 | 0 | 0 | 0 | 0 | 0 | 0 | 0 | 0 | 0 | 0 | 0 | 0 | 0 | 0 | 0 | 0 | 0 | 0
NSW1 | Solar PV | 0 | 0 | 0 | 0 | 0 | 0 | 0 | 0 | 0 | 0 | 0 | 0 | 0 | 0 | 0 | 0 | 0 | 0 | 0 | 0 | 0 | 0 | 0 | 0 | 0 | 0 | 0
NSW1 | Grid Battery | 0 | 0 | 0 | 0 | 0 | 0 | 0 | 0 | 0 | 0 | 0 | 0 | 0 | 0 | 0 | 0 | 0 | 0 | 0 | 0 | 0 | 0 | 0 | 0 | 0 | 0 | 0
NSW1 | Pumped Hydro | 0 | 0 | 0 | 0 | 0 | 0 | 0 | 0 | 0 | 0 | 0 | 0 | 0 | 0 | 0 | 0 | 0 | 0 | 0 | 0 | 0 | 0 | 0 | 0 | 0 | 0 | 0
NSW1 | VPP | 0 | 0 | 0 | 0 | 0 | 0 | 0 | 0 | 0 | 0 | 0 | 0 | 0 | 0 | 0 | 0 | 0 | 0 | 0 | 0 | 0 | 0 | 0 | 0 | 0 | 0 | 0
Total excluding storage |  | 912169.834 | 690184.4635 | 577347.1217 | 521124.667 | 384732.7976 | 368365.8425 | 319172.5897 | 261036.0475 | 232683.8332 | 226213.918 | 177457.8168 | 233689.5257 | 145387.2731 | 164417.3325 | 134464.668 | 150839.9638 | 145975.8761 | 138302.6153 | 71464.0989 | 71254.9305 | 92029.0154 | 39941.7202 | 61279.1462 | 57983.3908 | 43882.0983 | 44085.0512 | 47689.839
Region | Technology | 2023-24 | 2024-25 | 2025-26 | 2026-27 | 2027-28 | 2028-29 | 2029-30 | 2030-31 | 2031-32 | 2032-33 | 2033-34 | 2034-35 | 2035-36 | 2036-37 | 2037-38 | 2038-39 | 2039-40 | 2040-41 | 2041-42 | 2042-43 | 2043-44 | 2044-45 | 2045-46 | 2046-47 | 2047-48
QLD1 | Black Coal | 748928.546 | 641301.315 | 648910.938 | 551315.272 | 442522.856 | 342844.69 | 308540.418 | 172306.668 | 153426.326 | 108304.477 | 71954.416 | 65568.463 | 53697.76 | 54157.666 | 51126.911 | 44500.088 | 18025.811 | 6474.5175 | 6159.1845 | 0 | 0 | 0 | 0 | 0 | 0 | 0 | 0
QLD1 | Brown Coal | 0 | 0 | 0 | 0 | 0 | 0 | 0 | 0 | 0 | 0 | 0 | 0 | 0 | 0 | 0 | 0 | 0 | 0 | 0 | 0 | 0 | 0 | 0 | 0 | 0 | 0 | 0
QLD1 | CCGT | 70573.1775 | 61550.9895 | 97611.8841 | 132487.0782 | 134297.5093 | 137163.6025 | 145030.0272 | 156922.9055 | 146166.6235 | 134530.8645 | 172228.0365 | 178341.0025 | 139706.869 | 109441.444 | 97410.9318 | 94965.348 | 78477.0613 | 66061.4795 | 51879.9611 | 55052.505 | 59569.9165 | 44388.6324 | 25425.8285 | 19792.132 | 18219.676 | 17040.35 | 16498.076
QLD1 | Gas - Steam | 0 | 0 | 0 | 0 | 0 | 0 | 0 | 0 | 0 | 0 | 0 | 0 | 0 | 0 | 0 | 0 | 0 | 0 | 0 | 0 | 0 | 0 | 0 | 0 | 0 | 0 | 0
QLD1 | OCGT / Diesel | 215.0562 | 0.039669 | 213.1852 | 1436.3785 | 1873.9885 | 1178.6713 | 341.5278 | 23146.9695 | 21158.3886 | 22544.5355 | 60488.9671 | 64421.6995 | 56792.2247 | 64871.7936 | 48653.5675 | 36004.9262 | 69351.9942 | 49650.9763 | 21811.7665 | 31490.8012 | 39613.7284 | 26534.984 | 39770.6194 | 65848.628 | 20347.1533 | 66037.2717 | 41905.0282
QLD1 | Hydro | 0 | 0 | 0 | 0 | 0 | 0 | 0 | 0 | 0 | 0 | 0 | 0 | 0 | 0 | 0 | 0 | 0 | 0 | 0 | 0 | 0 | 0 | 0 | 0 | 0 | 0 | 0
QLD1 | Hydrogen Turbine | 0 | 0 | 0 | 0 | 0 | 0 | 0 | 0 | 0 | 0 | 0 | 0 | 0 | 0 | 0 | 0 | 0 | 0 | 0 | 0 | 0 | 0 | 0 | 0 | 0 | 0 | 0
QLD1 | Wind | 0 | 0 | 0 | 0 | 0 | 0 | 0 | 0 | 0 | 0 | 0 | 0 | 0 | 0 | 0 | 0 | 0 | 0 | 0 | 0 | 0 | 0 | 0 | 0 | 0 | 0 | 0
QLD1 | Solar PV | 0 | 0 | 0 | 0 | 0 | 0 | 0 | 0 | 0 | 0 | 0 | 0 | 0 | 0 | 0 | 0 | 0 | 0 | 0 | 0 | 0 | 0 | 0 | 0 | 0 | 0 | 0
QLD1 | Grid Battery | 0 | 0 | 0 | 0 | 0 | 0 | 0 | 0 | 0 | 0 | 0 | 0 | 0 | 0 | 0 | 0 | 0 | 0 | 0 | 0 | 0 | 0 | 0 | 0 | 0 | 0 | 0
QLD1 | Pumped Hydro | 0 | 0 | 0 | 0 | 0 | 0 | 0 | 0 | 0 | 0 | 0 | 0 | 0 | 0 | 0 | 0 | 0 | 0 | 0 | 0 | 0 | 0 | 0 | 0 | 0 | 0 | 0
QLD1 | VPP | 0 | 0 | 0 | 0 | 0 | 0 | 0 | 0 | 0 | 0 | 0 | 0 | 0 | 0 | 0 | 0 | 0 | 0 | 0 | 0 | 0 | 0 | 0 | 0 | 0 | 0 | 0
Total excluding storage |  | 819716.7796 | 702852.3442 | 746736.0072 | 685238.7287 | 578694.3538 | 481186.9638 | 453911.973 | 352376.543 | 320751.3381 | 265379.877 | 304671.4196 | 308331.165 | 250196.8537 | 228470.9036 | 197191.4103 | 175470.3622 | 165854.8665 | 122186.9733 | 79850.9121 | 86543.3062 | 99183.6449 | 70923.6164 | 65196.4479 | 85640.76 | 38566.8293 | 83077.6217 | 58403.1042
Region | Technology | 2023-24 | 2024-25 | 2025-26 | 2026-27 | 2027-28 | 2028-29 | 2029-30 | 2030-31 | 2031-32 | 2032-33 | 2033-34 | 2034-35 | 2035-36 | 2036-37 | 2037-38 | 2038-39 | 2039-40 | 2040-41 | 2041-42 | 2042-43 | 2043-44 | 2044-45 | 2045-46 | 2046-47 | 2047-48
VIC1 | Black Coal | 0 | 0 | 0 | 0 | 0 | 0 | 0 | 0 | 0 | 0 | 0 | 0 | 0 | 0 | 0 | 0 | 0 | 0 | 0 | 0 | 0 | 0 | 0 | 0 | 0 | 0 | 0
VIC1 | Brown Coal | 215926.43 | 178380.732 | 156320.156 | 112914.56 | 111202.44 | 87936.749 | 53236.972 | 32959.451 | 24757.779 | 0 | 0 | 0 | 0 | 0 | 0 | 0 | 0 | 0 | 0 | 0 | 0 | 0 | 0 | 0 | 0 | 0 | 0
VIC1 | CCGT | 0 | 0 | 0 | 0 | 0 | 0 | 0 | 0 | 0 | 0 | 0 | 0 | 0 | 0 | 0 | 0 | 0 | 0 | 0 | 0 | 0 | 0 | 0 | 0 | 0 | 0 | 0
VIC1 | Gas - Steam | 1711.8735 | 1783.6368 | 6561.4295 | 13868.676 | 9250.051 | 18580.852 | 14558.879 | 74698.752 | 27016.752 | 67775.864 | 48173.204 | 53577.316 | 50934.46 | 56290.664 | 60115.02 | 59413.06 | 0 | 0 | 0 | 0 | 0 | 0 | 0 | 0 | 0 | 0 | 0
VIC1 | OCGT / Diesel | 2798.5124 | 1800.5517 | 4103.2948 | 14084.7167 | 7794.9867 | 12277.1115 | 7614.6654 | 31913.5068 | 10705.6524 | 51092.8002 | 34055.3612 | 90124.2579 | 56316.3798 | 70299.3736 | 102071.7598 | 82522.4811 | 174684.5651 | 124614.3961 | 103497.1382 | 109827.5244 | 208743.338 | 154826.4685 | 151991.0413 | 185739.7514 | 122111.2035 | 180987.5929 | 141946.3114
VIC1 | Hydro | 0 | 0 | 0 | 0 | 0 | 0 | 0 | 0 | 0 | 0 | 0 | 0 | 0 | 0 | 0 | 0 | 0 | 0 | 0 | 0 | 0 | 0 | 0 | 0 | 0 | 0 | 0
VIC1 | Hydrogen Turbine | 0 | 0 | 0 | 0 | 0 | 0 | 0 | 0 | 0 | 0 | 0 | 0 | 0 | 0 | 0 | 0 | 0 | 0 | 0 | 0 | 0 | 0 | 0 | 0 | 0 | 0 | 0
VIC1 | Wind | 0 | 0 | 0 | 0 | 0 | 0 | 0 | 0 | 0 | 0 | 0 | 0 | 0 | 0 | 0 | 0 | 0 | 0 | 0 | 0 | 0 | 0 | 0 | 0 | 0 | 0 | 0
VIC1 | Solar PV | 0 | 0 | 0 | 0 | 0 | 0 | 0 | 0 | 0 | 0 | 0 | 0 | 0 | 0 | 0 | 0 | 0 | 0 | 0 | 0 | 0 | 0 | 0 | 0 | 0 | 0 | 0
VIC1 | Grid Battery | 0 | 0 | 0 | 0 | 0 | 0 | 0 | 0 | 0 | 0 | 0 | 0 | 0 | 0 | 0 | 0 | 0 | 0 | 0 | 0 | 0 | 0 | 0 | 0 | 0 | 0 | 0
VIC1 | Pumped Hydro | 0 | 0 | 0 | 0 | 0 | 0 | 0 | 0 | 0 | 0 | 0 | 0 | 0 | 0 | 0 | 0 | 0 | 0 | 0 | 0 | 0 | 0 | 0 | 0 | 0 | 0 | 0
VIC1 | VPP | 0 | 0 | 0 | 0 | 0 | 0 | 0 | 0 | 0 | 0 | 0 | 0 | 0 | 0 | 0 | 0 | 0 | 0 | 0 | 0 | 0 | 0 | 0 | 0 | 0 | 0 | 0
Total excluding storage |  | 220436.8159 | 181964.9205 | 166984.8803 | 140867.9527 | 128247.4777 | 118794.7125 | 75410.5164 | 139571.7098 | 62480.1834 | 118868.6642 | 82228.5652 | 143701.5739 | 107250.8398 | 126590.0376 | 162186.7798 | 141935.5411 | 174684.5651 | 124614.3961 | 103497.1382 | 109827.5244 | 208743.338 | 154826.4685 | 151991.0413 | 185739.7514 | 122111.2035 | 180987.5929 | 141946.3114
Region | Technology | 2023-24 | 2024-25 | 2025-26 | 2026-27 | 2027-28 | 2028-29 | 2029-30 | 2030-31 | 2031-32 | 2032-33 | 2033-34 | 2034-35 | 2035-36 | 2036-37 | 2037-38 | 2038-39 | 2039-40 | 2040-41 | 2041-42 | 2042-43 | 2043-44 | 2044-45 | 2045-46 | 2046-47 | 2047-48
SA1 | Black Coal | 0 | 0 | 0 | 0 | 0 | 0 | 0 | 0 | 0 | 0 | 0 | 0 | 0 | 0 | 0 | 0 | 0 | 0 | 0 | 0 | 0 | 0 | 0 | 0 | 0 | 0 | 0
SA1 | Brown Coal | 0 | 0 | 0 | 0 | 0 | 0 | 0 | 0 | 0 | 0 | 0 | 0 | 0 | 0 | 0 | 0 | 0 | 0 | 0 | 0 | 0 | 0 | 0 | 0 | 0 | 0 | 0
SA1 | CCGT | 77082.909 | 51310.692 | 76357.208 | 44875.412 | 41998.816 | 59270.884 | 53117.028 | 71262.352 | 51356.364 | 55306.032 | 57572.368 | 66975.184 | 43058.96 | 48023.248 | 0 | 0 | 0 | 0 | 0 | 0 | 0 | 0 | 0 | 0 | 0 | 0 | 0
SA1 | Gas - Steam | 9685.141 | 8795.532 | 25429.142 | 0 | 0 | 0 | 0 | 0 | 0 | 0 | 0 | 0 | 0 | 0 | 0 | 0 | 0 | 0 | 0 | 0 | 0 | 0 | 0 | 0 | 0 | 0 | 0
SA1 | OCGT / Diesel | 13555.3689 | 11370.5339 | 22329.9768 | 16484.5019 | 13115.7803 | 17524.0142 | 14700.4085 | 31191.0863 | 20910.9876 | 24002.7634 | 28851.7306 | 47061.5104 | 23883.5485 | 24031.3363 | 34602.4993 | 29552.4151 | 39217.7683 | 22701.858 | 14850.2738 | 17248.4961 | 21762.751 | 6827.528 | 4798.4829 | 1488.6489 | 1277.4358 | 1469.967 | 2062.8368
SA1 | Hydro | 0 | 0 | 0 | 0 | 0 | 0 | 0 | 0 | 0 | 0 | 0 | 0 | 0 | 0 | 0 | 0 | 0 | 0 | 0 | 0 | 0 | 0 | 0 | 0 | 0 | 0 | 0
SA1 | Hydrogen Turbine | 0 | 0 | 0 | 0 | 0 | 0 | 0 | 0 | 0 | 0 | 0 | 0 | 0 | 0 | 0 | 0 | 0 | 0 | 0 | 0 | 0 | 0 | 0 | 0 | 0 | 0 | 0
SA1 | Wind | 0 | 0 | 0 | 0 | 0 | 0 | 0 | 0 | 0 | 0 | 0 | 0 | 0 | 0 | 0 | 0 | 0 | 0 | 0 | 0 | 0 | 0 | 0 | 0 | 0 | 0 | 0
SA1 | Solar PV | 0 | 0 | 0 | 0 | 0 | 0 | 0 | 0 | 0 | 0 | 0 | 0 | 0 | 0 | 0 | 0 | 0 | 0 | 0 | 0 | 0 | 0 | 0 | 0 | 0 | 0 | 0
SA1 | Grid Battery | 0 | 0 | 0 | 0 | 0 | 0 | 0 | 0 | 0 | 0 | 0 | 0 | 0 | 0 | 0 | 0 | 0 | 0 | 0 | 0 | 0 | 0 | 0 | 0 | 0 | 0 | 0
SA1 | Pumped Hydro | 0 | 0 | 0 | 0 | 0 | 0 | 0 | 0 | 0 | 0 | 0 | 0 | 0 | 0 | 0 | 0 | 0 | 0 | 0 | 0 | 0 | 0 | 0 | 0 | 0 | 0 | 0
SA1 | VPP | 0 | 0 | 0 | 0 | 0 | 0 | 0 | 0 | 0 | 0 | 0 | 0 | 0 | 0 | 0 | 0 | 0 | 0 | 0 | 0 | 0 | 0 | 0 | 0 | 0 | 0 | 0
Total excluding storage |  | 100323.4189 | 71476.7579 | 124116.3268 | 61359.9139 | 55114.5963 | 76794.8982 | 67817.4365 | 102453.4383 | 72267.3516 | 79308.7954 | 86424.0986 | 114036.6944 | 66942.5085 | 72054.5843 | 34602.4993 | 29552.4151 | 39217.7683 | 22701.858 | 14850.2738 | 17248.4961 | 21762.751 | 6827.528 | 4798.4829 | 1488.6489 | 1277.4358 | 1469.967 | 2062.8368
Region | Technology | 2023-24 | 2024-25 | 2025-26 | 2026-27 | 2027-28 | 2028-29 | 2029-30 | 2030-31 | 2031-32 | 2032-33 | 2033-34 | 2034-35 | 2035-36 | 2036-37 | 2037-38 | 2038-39 | 2039-40 | 2040-41 | 2041-42 | 2042-43 | 2043-44 | 2044-45 | 2045-46 | 2046-47 | 2047-48
TAS1 | Black Coal | 0 | 0 | 0 | 0 | 0 | 0 | 0 | 0 | 0 | 0 | 0 | 0 | 0 | 0 | 0 | 0 | 0 | 0 | 0 | 0 | 0 | 0 | 0 | 0 | 0 | 0 | 0
TAS1 | Brown Coal | 0 | 0 | 0 | 0 | 0 | 0 | 0 | 0 | 0 | 0 | 0 | 0 | 0 | 0 | 0 | 0 | 0 | 0 | 0 | 0 | 0 | 0 | 0 | 0 | 0 | 0 | 0
TAS1 | CCGT | 0 | 0 | 0 | 0 | 0 | 0 | 0 | 0 | 0 | 0 | 0 | 0 | 0 | 0 | 0 | 0 | 0 | 0 | 0 | 0 | 0 | 0 | 0 | 0 | 0 | 0 | 0
TAS1 | Gas - Steam | 0 | 0 | 0 | 0 | 0 | 0 | 0 | 0 | 0 | 0 | 0 | 0 | 0 | 0 | 0 | 0 | 0 | 0 | 0 | 0 | 0 | 0 | 0 | 0 | 0 | 0 | 0
TAS1 | OCGT / Diesel | 0.012108 | 0.023082 | 0.023269 | 22.6333 | 0.023018 | 0.023336 | 94.3547 | 500.607 | 293.3168 | 1371.3112 | 928.2201 | 2864.8056 | 947.2845 | 890.9444 | 2093.3756 | 956.7425 | 3635.2627 | 567.984 | 542.5785 | 542.2112 | 641.5462 | 218.8523 | 271.1325 | 27.4482 | 138.36 | 415.8938 | 266.7027
TAS1 | Hydro | 0 | 0 | 0 | 0 | 0 | 0 | 0 | 0 | 0 | 0 | 0 | 0 | 0 | 0 | 0 | 0 | 0 | 0 | 0 | 0 | 0 | 0 | 0 | 0 | 0 | 0 | 0
TAS1 | Hydrogen Turbine | 0 | 0 | 0 | 0 | 0 | 0 | 0 | 0 | 0 | 0 | 0 | 0 | 0 | 0 | 0 | 0 | 0 | 0 | 0 | 0 | 0 | 0 | 0 | 0 | 0 | 0 | 0
TAS1 | Wind | 0 | 0 | 0 | 0 | 0 | 0 | 0 | 0 | 0 | 0 | 0 | 0 | 0 | 0 | 0 | 0 | 0 | 0 | 0 | 0 | 0 | 0 | 0 | 0 | 0 | 0 | 0
TAS1 | Solar PV | 0 | 0 | 0 | 0 | 0 | 0 | 0 | 0 | 0 | 0 | 0 | 0 | 0 | 0 | 0 | 0 | 0 | 0 | 0 | 0 | 0 | 0 | 0 | 0 | 0 | 0 | 0
TAS1 | Grid Battery | 0 | 0 | 0 | 0 | 0 | 0 | 0 | 0 | 0 | 0 | 0 | 0 | 0 | 0 | 0 | 0 | 0 | 0 | 0 | 0 | 0 | 0 | 0 | 0 | 0 | 0 | 0
TAS1 | Pumped Hydro | 0 | 0 | 0 | 0 | 0 | 0 | 0 | 0 | 0 | 0 | 0 | 0 | 0 | 0 | 0 | 0 | 0 | 0 | 0 | 0 | 0 | 0 | 0 | 0 | 0 | 0 | 0
TAS1 | VPP | 0 | 0 | 0 | 0 | 0 | 0 | 0 | 0 | 0 | 0 | 0 | 0 | 0 | 0 | 0 | 0 | 0 | 0 | 0 | 0 | 0 | 0 | 0 | 0 | 0 | 0 | 0
Total excluding storage |  | 0.012108 | 0.023082 | 0.023269 | 22.6333 | 0.023018 | 0.023336 | 94.3547 | 500.607 | 293.3168 | 1371.3112 | 928.2201 | 2864.8056 | 947.2845 | 890.9444 | 2093.3756 | 956.7425 | 3635.2627 | 567.984 | 542.5785 | 542.2112 | 641.5462 | 218.8523 | 271.1325 | 27.4482 | 138.36 | 415.8938 | 266.7027

## BaseCase_Build Cost
New generation build cost (CAPEX) by technology ($000s) - BaseCase, Step Change Scenario
CAPEX | Real June 2021 dollars discounted to 1 July 2021. The total capital costs are annualised for modelling purposes.
Explicitly modelled generation
Region | Technology | 2023-24 | 2024-25 | 2025-26 | 2026-27 | 2027-28 | 2028-29 | 2029-30 | 2030-31 | 2031-32 | 2032-33 | 2033-34 | 2034-35 | 2035-36 | 2036-37 | 2037-38 | 2038-39 | 2039-40 | 2040-41 | 2041-42 | 2042-43 | 2043-44 | 2044-45 | 2045-46 | 2046-47 | 2047-48 | 2048-49 | 2049-50
NEM | Black Coal | 0 | 0 | 0 | 0 | 0 | 0 | 0 | 0 | 0 | 0 | 0 | 0 | 0 | 0 | 0 | 0 | 0 | 0 | 0 | 0 | 0 | 0 | 0 | 0 | 0 | 0 | 0
NEM | Brown Coal | 0 | 0 | 0 | 0 | 0 | 0 | 0 | 0 | 0 | 0 | 0 | 0 | 0 | 0 | 0 | 0 | 0 | 0 | 0 | 0 | 0 | 0 | 0 | 0 | 0 | 0 | 0
NEM | CCGT | 0 | 0 | 0 | 0 | 0 | 0 | 0 | 0 | 0 | 0 | 0 | 0 | 0 | 0 | 0 | 0 | 0 | 0 | 0 | 0 | 0 | 0 | 0 | 0 | 0 | 0 | 0
NEM | Gas - Steam | 0 | 0 | 0 | 0 | 0 | 0 | 0 | 0 | 0 | 0 | 0 | 0 | 0 | 0 | 0 | 0 | 0 | 0 | 0 | 0 | 0 | 0 | 0 | 0 | 0 | 0 | 0
NEM | OCGT / Diesel | 0 | 0.10407 | 0.098659 | 0.096145 | 0.091815 | 927.5724 | 879.2164 | 833.3844 | 792.0441 | 748.6543 | 709.6255 | 672.6356 | 33868.04 | 32012.3484 | 71077.22 | 67371.7726 | 64029.763 | 60521.4552 | 68868.625 | 65278.3176 | 92162.1462 | 125577.721 | 119031.0153 | 155300.3759 | 147596.6213 | 178675.6632 | 169360.7911
NEM | Hydro | 0 | 0 | 0 | 0 | 0 | 0 | 0 | 0 | 0 | 0 | 0 | 0 | 0 | 0 | 0 | 0 | 0 | 0 | 0 | 0 | 0 | 0 | 0 | 0 | 0 | 0 | 0
NEM | Hydrogen Turbine | 0 | 0 | 0 | 0 | 0 | 0 | 0 | 0 | 0 | 0 | 0 | 0 | 0 | 0 | 0 | 0 | 0 | 0 | 0 | 0 | 0 | 0 | 0 | 0 | 0 | 0 | 0
NEM | Wind | 0 | 747315.6092 | 715023.0797 | 958716.6596 | 1475387.5257 | 1951830.3941 | 2051092.5804 | 2295097.914 | 2267869.3762 | 2383370.431 | 2520779.7712 | 2403178.526 | 2414220.7116 | 2335456.1026 | 2448251.3042 | 2343544.9598 | 2279126.8966 | 2208700.6587 | 2110141.1075 | 2221050.9467 | 2240779.112 | 2138907.8871 | 2097730.2949 | 2347550.5192 | 2390101.1971 | 2284844.8337 | 2046820.0426
NEM | Solar PV | 0 | 0.39178 | 55377.7142 | 52490.7683 | 49887.0595 | 89855.156 | 129566.9194 | 226715.5194 | 237256.4778 | 335584.3085 | 396972.6609 | 447312.1629 | 427491.677 | 405366.0861 | 521382.4356 | 550523.3844 | 777422.104 | 895477.7532 | 954696.8515 | 1085702.0219 | 1116662.4224 | 1060131.7021 | 1021071.215 | 1066290.8859 | 1045215.0313 | 1051907.5716 | 1097560.9551
NEM | Grid Battery | 0 | 0.46407 | 50506.7522 | 47873.983 | 103912.9317 | 205789.078 | 200589.5058 | 216457.8683 | 211437.3384 | 335322.538 | 355257.6602 | 336737.1202 | 336320.3099 | 317892.7104 | 322432.4349 | 305623.1658 | 394350.5212 | 427383.976 | 463053.5513 | 535972.9389 | 532193.4809 | 531895.3601 | 487707.1462 | 474742.5266 | 431187.2837 | 443734.0891 | 419641.3282
NEM | Pumped Hydro | 0 | 0 | 70451.8327 | 66779.1443 | 63466.5599 | 94091.1733 | 89186.0031 | 84537.0812 | 100416.888 | 110367.9049 | 123484.7576 | 117047.1742 | 125963.1625 | 119061.4156 | 283003.1161 | 268249.4019 | 305582.2867 | 309030.9026 | 337946.3791 | 330803.9845 | 315660.4287 | 305920.8908 | 289972.4121 | 318816.8979 | 303001.8238 | 286399.8074 | 271469.0209
NEM | VPP | 0 | 0 | 0 | 0 | 0 | 0 | 0 | 0 | 0 | 0 | 0 | 0 | 0 | 0 | 0 | 0 | 0 | 0 | 0 | 0 | 0 | 0 | 0 | 0 | 0 | 0 | 0
Total excluding storage |  | 0 | 747316.5692 | 891359.4775 | 1125860.6514 | 1692654.1685 | 2342493.3738 | 2471314.225 | 2823641.7672 | 2817772.1246 | 3165393.8368 | 3397204.4755 | 3304947.6189 | 3337863.901 | 3209788.6631 | 3646146.5107 | 3535312.6844 | 3820511.5714 | 3901114.7456 | 3934706.5143 | 4238808.2098 | 4297457.5902 | 4162433.5612 | 4015512.0835 | 4362701.2055 | 4317101.9572 | 4245561.9649 | 4004852.1379
Region | Technology | 2023-24 | 2024-25 | 2025-26 | 2026-27 | 2027-28 | 2028-29 | 2029-30 | 2030-31 | 2031-32 | 2032-33 | 2033-34 | 2034-35 | 2035-36 | 2036-37 | 2037-38 | 2038-39 | 2039-40 | 2040-41 | 2041-42 | 2042-43 | 2043-44 | 2044-45 | 2045-46 | 2046-47 | 2047-48 | 2048-49 | 2049-50
NSW1 | Black Coal | 0 | 0 | 0 | 0 | 0 | 0 | 0 | 0 | 0 | 0 | 0 | 0 | 0 | 0 | 0 | 0 | 0 | 0 | 0 | 0 | 0 | 0 | 0 | 0 | 0 | 0 | 0
NSW1 | Brown Coal | 0 | 0 | 0 | 0 | 0 | 0 | 0 | 0 | 0 | 0 | 0 | 0 | 0 | 0 | 0 | 0 | 0 | 0 | 0 | 0 | 0 | 0 | 0 | 0 | 0 | 0 | 0
NSW1 | CCGT | 0 | 0 | 0 | 0 | 0 | 0 | 0 | 0 | 0 | 0 | 0 | 0 | 0 | 0 | 0 | 0 | 0 | 0 | 0 | 0 | 0 | 0 | 0 | 0 | 0 | 0 | 0
NSW1 | Gas - Steam | 0 | 0 | 0 | 0 | 0 | 0 | 0 | 0 | 0 | 0 | 0 | 0 | 0 | 0 | 0 | 0 | 0 | 0 | 0 | 0 | 0 | 0 | 0 | 0 | 0 | 0 | 0
NSW1 | OCGT / Diesel | 0 | 0.042892 | 0.040656 | 0.038537 | 0.036632 | 0.034663 | 0.032902 | 0.031229 | 0.029705 | 0.028109 | 0.026709 | 0.025385 | 0.024142 | 0.022879 | 16878.8583 | 15998.9179 | 15205.2835 | 14372.1582 | 13622.8988 | 12912.7003 | 12272.1593 | 11599.7453 | 10995.0193 | 25835.4487 | 24553.868 | 23208.5168 | 21998.5829
NSW1 | Hydro | 0 | 0 | 0 | 0 | 0 | 0 | 0 | 0 | 0 | 0 | 0 | 0 | 0 | 0 | 0 | 0 | 0 | 0 | 0 | 0 | 0 | 0 | 0 | 0 | 0 | 0 | 0
NSW1 | Hydrogen Turbine | 0 | 0 | 0 | 0 | 0 | 0 | 0 | 0 | 0 | 0 | 0 | 0 | 0 | 0 | 0 | 0 | 0 | 0 | 0 | 0 | 0 | 0 | 0 | 0 | 0 | 0 | 0
NSW1 | Wind | 0 | 336010.0463 | 325159.9855 | 415031.8737 | 787152.9256 | 808830.2883 | 791398.9233 | 815575.4557 | 775118.4185 | 787818.6011 | 816023.259 | 787169.6755 | 865723.2356 | 859672.4674 | 841216.0883 | 797361.263 | 782201.602 | 775225.7274 | 734811.118 | 798319.6422 | 838112.3789 | 792190.6687 | 750891.6569 | 750009.4388 | 770943.4498 | 730782.4819 | 607900.303
NSW1 | Solar PV | 0 | 0.15442 | 55377.4374 | 52490.4674 | 49886.7718 | 80120.5766 | 118751.556 | 185389.8149 | 176193.4589 | 166606.6509 | 184375.3192 | 174763.3487 | 166094.1233 | 156993.5374 | 200818.651 | 206423.9692 | 252622.2801 | 266799.641 | 290645.7776 | 288457.273 | 285619.3513 | 269969.7444 | 255895.493 | 284317.0509 | 292638.776 | 289491.0455 | 321039.2534
NSW1 | Grid Battery | 0 | 0.29245 | 50506.5659 | 47873.5439 | 103912.4878 | 131767.4316 | 130426.7962 | 123627.3454 | 117494.752 | 123773.2491 | 117320.6187 | 111204.3783 | 105688.0472 | 99897.2074 | 94689.3002 | 89752.8926 | 132494.4747 | 125234.8887 | 126432.1374 | 127107.5702 | 120802.3791 | 123238.8059 | 100354.9691 | 107584.1433 | 82241.9798 | 93813.8859 | 87356.9936
NSW1 | Pumped Hydro | 0 | 0 | 70451.532 | 66778.7058 | 63466.1222 | 59988.7076 | 56861.3357 | 53897.0031 | 51223.4151 | 48416.7921 | 45892.6957 | 43500.1862 | 41342.3401 | 39077.1187 | 37040.0724 | 35109.0738 | 33367.4712 | 31539.2075 | 29894.9849 | 28336.483 | 26930.8379 | 25455.2834 | 24128.2326 | 22870.5771 | 21736.0706 | 20545.112 | 19474.0403
NSW1 | VPP | 0 | 0 | 0 | 0 | 0 | 0 | 0 | 0 | 0 | 0 | 0 | 0 | 0 | 0 | 0 | 0 | 0 | 0 | 0 | 0 | 0 | 0 | 0 | 0 | 0 | 0 | 0
Total excluding storage |  | 0 | 336010.536 | 501495.5613 | 582174.6293 | 1004418.344 | 1080707.0388 | 1097438.6441 | 1178489.6503 | 1120030.0742 | 1126615.3213 | 1163611.9193 | 1116637.6141 | 1178847.7705 | 1155640.3539 | 1190642.9703 | 1144646.1165 | 1215891.1116 | 1213171.6228 | 1195406.9166 | 1255133.6687 | 1283737.1066 | 1222454.2477 | 1142265.3708 | 1190616.6589 | 1192114.1442 | 1157841.0422 | 1057769.1732
Region | Technology | 2023-24 | 2024-25 | 2025-26 | 2026-27 | 2027-28 | 2028-29 | 2029-30 | 2030-31 | 2031-32 | 2032-33 | 2033-34 | 2034-35 | 2035-36 | 2036-37 | 2037-38 | 2038-39 | 2039-40 | 2040-41 | 2041-42 | 2042-43 | 2043-44 | 2044-45 | 2045-46 | 2046-47 | 2047-48 | 2048-49 | 2049-50
QLD1 | Black Coal | 0 | 0 | 0 | 0 | 0 | 0 | 0 | 0 | 0 | 0 | 0 | 0 | 0 | 0 | 0 | 0 | 0 | 0 | 0 | 0 | 0 | 0 | 0 | 0 | 0 | 0 | 0
QLD1 | Brown Coal | 0 | 0 | 0 | 0 | 0 | 0 | 0 | 0 | 0 | 0 | 0 | 0 | 0 | 0 | 0 | 0 | 0 | 0 | 0 | 0 | 0 | 0 | 0 | 0 | 0 | 0 | 0
QLD1 | CCGT | 0 | 0 | 0 | 0 | 0 | 0 | 0 | 0 | 0 | 0 | 0 | 0 | 0 | 0 | 0 | 0 | 0 | 0 | 0 | 0 | 0 | 0 | 0 | 0 | 0 | 0 | 0
QLD1 | Gas - Steam | 0 | 0 | 0 | 0 | 0 | 0 | 0 | 0 | 0 | 0 | 0 | 0 | 0 | 0 | 0 | 0 | 0 | 0 | 0 | 0 | 0 | 0 | 0 | 0 | 0 | 0 | 0
QLD1 | OCGT / Diesel | 0 | 0.01261 | 0.011959 | 0.012115 | 0.011597 | 927.4959 | 879.143 | 833.311 | 791.9742 | 748.5805 | 709.5551 | 672.5642 | 639.2013 | 604.1784 | 24427.6056 | 23154.1285 | 22005.5565 | 20799.8318 | 19715.4804 | 18687.6592 | 17760.6483 | 16787.5099 | 15912.3317 | 42143.9183 | 40053.3476 | 77024.882 | 73009.3636
QLD1 | Hydro | 0 | 0 | 0 | 0 | 0 | 0 | 0 | 0 | 0 | 0 | 0 | 0 | 0 | 0 | 0 | 0 | 0 | 0 | 0 | 0 | 0 | 0 | 0 | 0 | 0 | 0 | 0
QLD1 | Hydrogen Turbine | 0 | 0 | 0 | 0 | 0 | 0 | 0 | 0 | 0 | 0 | 0 | 0 | 0 | 0 | 0 | 0 | 0 | 0 | 0 | 0 | 0 | 0 | 0 | 0 | 0 | 0 | 0
QLD1 | Wind | 0 | 152636.3964 | 144679.0495 | 195006.8418 | 313857.6366 | 630569.3802 | 597696.0991 | 732273.7201 | 696942.9907 | 769372.8644 | 799614.36 | 758054.1944 | 720450.5279 | 680975.7359 | 783483.3299 | 742638.2277 | 705799.2801 | 681634.3505 | 662684.8876 | 677959.275 | 672296.6197 | 635460.2577 | 602332.0034 | 731436.522 | 721078.5647 | 685981.0711 | 625242.8534
QLD1 | Solar PV | 0 | 0.064191 | 0.088615 | 0.087433 | 0.084237 | 9734.3838 | 10815.1721 | 41325.3873 | 61062.7164 | 83256.9944 | 131345.5277 | 151289.029 | 143784.2592 | 135906.0577 | 187105.5702 | 184484.4324 | 319805.2527 | 356735.6341 | 339841.2449 | 462835.1236 | 439905.8183 | 415802.5735 | 405775.9471 | 438607.681 | 426242.9551 | 444384.7833 | 470579.1838
QLD1 | Grid Battery | 0 | 0.038752 | 0.042649 | 0.061451 | 0.073234 | 74021.2959 | 70162.3661 | 79463.7893 | 81238.8821 | 104633.2098 | 136594.783 | 129473.7283 | 123051.1185 | 116308.9229 | 110245.4249 | 104498.0341 | 147490.4358 | 143769.6624 | 163285.9509 | 244566.35 | 232434.5156 | 219698.9904 | 208245.4867 | 197389.0803 | 187597.489 | 197230.5735 | 186948.411
QLD1 | Pumped Hydro | 0 | 0 | 0.070236 | 0.10322 | 0.10215 | 34102.1352 | 32324.299 | 30639.1466 | 29119.2762 | 27523.7781 | 44959.5105 | 42615.6527 | 40501.683 | 38282.5219 | 191545.4122 | 181559.6328 | 223192.796 | 210963.6546 | 199965.5497 | 189540.8066 | 180138.5379 | 170268.4179 | 161391.8654 | 196939.3872 | 187170.1081 | 176914.7172 | 167691.6751
QLD1 | VPP | 0 | 0 | 0 | 0 | 0 | 0 | 0 | 0 | 0 | 0 | 0 | 0 | 0 | 0 | 0 | 0 | 0 | 0 | 0 | 0 | 0 | 0 | 0 | 0 | 0 | 0 | 0
Total excluding storage |  | 0 | 152636.512 | 144679.263 | 195007.106 | 313857.9079 | 749354.6909 | 711877.0793 | 884535.3542 | 869155.8395 | 985535.4272 | 1113223.7362 | 1082105.1685 | 1028426.7899 | 972077.4168 | 1296807.3427 | 1236334.4556 | 1418293.321 | 1413903.1334 | 1385493.1137 | 1593589.2145 | 1542536.1398 | 1458017.7494 | 1393657.6343 | 1606516.5888 | 1562142.4644 | 1581536.0271 | 1523471.4869
Region | Technology | 2023-24 | 2024-25 | 2025-26 | 2026-27 | 2027-28 | 2028-29 | 2029-30 | 2030-31 | 2031-32 | 2032-33 | 2033-34 | 2034-35 | 2035-36 | 2036-37 | 2037-38 | 2038-39 | 2039-40 | 2040-41 | 2041-42 | 2042-43 | 2043-44 | 2044-45 | 2045-46 | 2046-47 | 2047-48 | 2048-49 | 2049-50
VIC1 | Black Coal | 0 | 0 | 0 | 0 | 0 | 0 | 0 | 0 | 0 | 0 | 0 | 0 | 0 | 0 | 0 | 0 | 0 | 0 | 0 | 0 | 0 | 0 | 0 | 0 | 0 | 0 | 0
VIC1 | Brown Coal | 0 | 0 | 0 | 0 | 0 | 0 | 0 | 0 | 0 | 0 | 0 | 0 | 0 | 0 | 0 | 0 | 0 | 0 | 0 | 0 | 0 | 0 | 0 | 0 | 0 | 0 | 0
VIC1 | CCGT | 0 | 0 | 0 | 0 | 0 | 0 | 0 | 0 | 0 | 0 | 0 | 0 | 0 | 0 | 0 | 0 | 0 | 0 | 0 | 0 | 0 | 0 | 0 | 0 | 0 | 0 | 0
VIC1 | Gas - Steam | 0 | 0 | 0 | 0 | 0 | 0 | 0 | 0 | 0 | 0 | 0 | 0 | 0 | 0 | 0 | 0 | 0 | 0 | 0 | 0 | 0 | 0 | 0 | 0 | 0 | 0 | 0
VIC1 | OCGT / Diesel | 0 | 0.024079 | 0.022823 | 0.021655 | 0.020606 | 0.019542 | 0.018561 | 0.017656 | 0.016799 | 0.019511 | 0.018781 | 0.019834 | 33228.7611 | 31408.0965 | 29770.7078 | 28218.6804 | 26818.8793 | 25349.4239 | 35530.2018 | 33677.9164 | 62129.1962 | 97190.2422 | 92123.4523 | 87320.808 | 82989.2146 | 78442.0837 | 74352.6797
VIC1 | Hydro | 0 | 0 | 0 | 0 | 0 | 0 | 0 | 0 | 0 | 0 | 0 | 0 | 0 | 0 | 0 | 0 | 0 | 0 | 0 | 0 | 0 | 0 | 0 | 0 | 0 | 0 | 0
VIC1 | Hydrogen Turbine | 0 | 0 | 0 | 0 | 0 | 0 | 0 | 0 | 0 | 0 | 0 | 0 | 0 | 0 | 0 | 0 | 0 | 0 | 0 | 0 | 0 | 0 | 0 | 0 | 0 | 0 | 0
VIC1 | Wind | 0 | 124350.8182 | 117868.0743 | 175292.7503 | 166597.2744 | 205344.1032 | 307348.8364 | 396148.8332 | 376497.6699 | 406007.1157 | 499690.5218 | 473640.3114 | 450145.145 | 433311.153 | 423055.9535 | 409794.765 | 401278.1206 | 381954.2996 | 362041.9911 | 386639.9655 | 388363.553 | 378817.6437 | 426331.8737 | 508156.9098 | 536401.1428 | 511535.5268 | 498782.502
VIC1 | Solar PV | 0 | 0.058051 | 0.056136 | 0.086286 | 0.082136 | 0.078027 | 0.076048 | 0.12722 | 0.12098 | 57919.6522 | 54900.1447 | 73199.5049 | 71937.0669 | 69292.9443 | 75736.3694 | 102933.8415 | 136501.9111 | 148083.9416 | 191275.6221 | 191846.8567 | 200042.54 | 189081.8436 | 183781.2529 | 176903.0725 | 168127.7051 | 161986.9229 | 157633.5754
VIC1 | Grid Battery | 0 | 0.060295 | 0.057523 | 0.24312 | 0.2318 | 0.21912 | 0.20823 | 13365.1741 | 12702.1897 | 74822.1022 | 70921.4265 | 67224.1011 | 63889.4186 | 60388.801 | 74230.537 | 70360.6997 | 75388.4652 | 87987.6815 | 86344.2963 | 81842.9354 | 77783.0773 | 89265.7762 | 84612.1103 | 80200.998 | 76222.5875 | 72228.5568 | 69069.4921
VIC1 | Pumped Hydro | 0 | 0 | 0.067484 | 0.14181 | 0.13536 | 0.12862 | 0.13216 | 0.24198 | 0.2302 | 0.26172 | 0.25032 | 0.238 | 0.96455 | 0.91388 | 14890.7254 | 14114.4324 | 13414.2872 | 32871.3095 | 72691.2045 | 79377.2661 | 75439.7169 | 74242.4465 | 70371.9883 | 66703.3067 | 63394.4551 | 59920.9583 | 56797.1171
VIC1 | VPP | 0 | 0 | 0 | 0 | 0 | 0 | 0 | 0 | 0 | 0 | 0 | 0 | 0 | 0 | 0 | 0 | 0 | 0 | 0 | 0 | 0 | 0 | 0 | 0 | 0 | 0 | 0
Total excluding storage |  | 0 | 124350.9606 | 117868.2782 | 175293.2432 | 166597.7443 | 205344.5485 | 307349.2714 | 409514.3942 | 389200.2275 | 538749.1513 | 625512.362 | 614064.1753 | 619201.3562 | 594401.9087 | 617684.293 | 625422.4189 | 653401.6634 | 676246.6562 | 747883.3158 | 773384.9401 | 803758.0834 | 828597.9522 | 857220.6776 | 919285.0949 | 927135.1052 | 884114.0485 | 856635.3662
Region | Technology | 2023-24 | 2024-25 | 2025-26 | 2026-27 | 2027-28 | 2028-29 | 2029-30 | 2030-31 | 2031-32 | 2032-33 | 2033-34 | 2034-35 | 2035-36 | 2036-37 | 2037-38 | 2038-39 | 2039-40 | 2040-41 | 2041-42 | 2042-43 | 2043-44 | 2044-45 | 2045-46 | 2046-47 | 2047-48 | 2048-49 | 2049-50
SA1 | Black Coal | 0 | 0 | 0 | 0 | 0 | 0 | 0 | 0 | 0 | 0 | 0 | 0 | 0 | 0 | 0 | 0 | 0 | 0 | 0 | 0 | 0 | 0 | 0 | 0 | 0 | 0 | 0
SA1 | Brown Coal | 0 | 0 | 0 | 0 | 0 | 0 | 0 | 0 | 0 | 0 | 0 | 0 | 0 | 0 | 0 | 0 | 0 | 0 | 0 | 0 | 0 | 0 | 0 | 0 | 0 | 0 | 0
SA1 | CCGT | 0 | 0 | 0 | 0 | 0 | 0 | 0 | 0 | 0 | 0 | 0 | 0 | 0 | 0 | 0 | 0 | 0 | 0 | 0 | 0 | 0 | 0 | 0 | 0 | 0 | 0 | 0
SA1 | Gas - Steam | 0 | 0 | 0 | 0 | 0 | 0 | 0 | 0 | 0 | 0 | 0 | 0 | 0 | 0 | 0 | 0 | 0 | 0 | 0 | 0 | 0 | 0 | 0 | 0 | 0 | 0 | 0
SA1 | OCGT / Diesel | 0 | 0.012794 | 0.012133 | 0.013283 | 0.012662 | 0.012027 | 0.011495 | 0.01282 | 0.012256 | 0.013425 | 0.012805 | 0.01424 | 0.031915 | 0.030201 | 0.028854 | 0.027371 | 0.026105 | 0.024699 | 0.023434 | 0.022246 | 0.12371 | 0.17967 | 0.17032 | 0.16146 | 0.15347 | 0.14509 | 0.13422
SA1 | Hydro | 0 | 0 | 0 | 0 | 0 | 0 | 0 | 0 | 0 | 0 | 0 | 0 | 0 | 0 | 0 | 0 | 0 | 0 | 0 | 0 | 0 | 0 | 0 | 0 | 0 | 0 | 0
SA1 | Hydrogen Turbine | 0 | 0 | 0 | 0 | 0 | 0 | 0 | 0 | 0 | 0 | 0 | 0 | 0 | 0 | 0 | 0 | 0 | 0 | 0 | 0 | 0 | 0 | 0 | 0 | 0 | 0 | 0
SA1 | Wind | 0 | 58522.4356 | 55471.503 | 105080.4895 | 99941.0412 | 180452.9712 | 183485.7188 | 188019.2049 | 178692.4174 | 168901.6333 | 167280.8051 | 158560.0067 | 163346.1239 | 158696.9598 | 208268.6425 | 211544.7405 | 216680.3502 | 206206.9039 | 195456.7813 | 211073.9282 | 202243.3176 | 200182.7085 | 189746.676 | 236169.0061 | 245940.288 | 247149.4851 | 231059.9956
SA1 | Solar PV | 0 | 0.089271 | 0.10755 | 0.10239 | 0.097619 | 0.09508 | 0.092886 | 0.1627 | 0.15476 | 27800.9661 | 26351.6267 | 47798.2956 | 45427.2367 | 42938.1981 | 56288.9874 | 55322.9795 | 67201.8653 | 122638.4668 | 128976.2291 | 138811.085 | 185494.6403 | 175331.0496 | 166190.5684 | 157526.6325 | 149712.4432 | 148017.0232 | 140699.6634
SA1 | Grid Battery | 0 | 0.041724 | 0.050488 | 0.095837 | 0.09419 | 0.089059 | 0.086982 | 1.486 | 1.4235 | 32093.878 | 30420.7379 | 28834.823 | 43691.638 | 41297.6948 | 43267.0766 | 41011.4476 | 38977.0577 | 70391.66 | 86991.0841 | 82456.0047 | 101173.4253 | 99691.702 | 94494.5009 | 89568.2312 | 85125.1528 | 80460.9906 | 76266.3549
SA1 | Pumped Hydro | 0 | 0 | 0.082415 | 0.10854 | 0.10458 | 0.10023 | 0.098378 | 0.12584 | 0.12004 | 0.11939 | 0.11566 | 0.11207 | 0.13027 | 0.12438 | 0.13657 | 0.12993 | 0.12539 | 0.12966 | 0.13975 | 0.13894 | 0.1354 | 0.15541 | 0.1476 | 0.14011 | 0.13337 | 0.12637 | 0.12787
SA1 | VPP | 0 | 0 | 0 | 0 | 0 | 0 | 0 | 0 | 0 | 0 | 0 | 0 | 0 | 0 | 0 | 0 | 0 | 0 | 0 | 0 | 0 | 0 | 0 | 0 | 0 | 0 | 0
Total excluding storage |  | 0 | 58522.5794 | 55471.7556 | 105080.8096 | 99941.3503 | 180453.2676 | 183486.0085 | 188020.9923 | 178694.128 | 228796.6101 | 224053.2983 | 235193.2516 | 252465.1608 | 242933.0073 | 307824.872 | 307879.3249 | 322859.4248 | 399237.185 | 411424.2576 | 432341.1791 | 488911.6423 | 475205.7952 | 450432.0632 | 483264.1714 | 480778.1708 | 475627.7704 | 448026.2759
Region | Technology | 2023-24 | 2024-25 | 2025-26 | 2026-27 | 2027-28 | 2028-29 | 2029-30 | 2030-31 | 2031-32 | 2032-33 | 2033-34 | 2034-35 | 2035-36 | 2036-37 | 2037-38 | 2038-39 | 2039-40 | 2040-41 | 2041-42 | 2042-43 | 2043-44 | 2044-45 | 2045-46 | 2046-47 | 2047-48 | 2048-49 | 2049-50
TAS1 | Black Coal | 0 | 0 | 0 | 0 | 0 | 0 | 0 | 0 | 0 | 0 | 0 | 0 | 0 | 0 | 0 | 0 | 0 | 0 | 0 | 0 | 0 | 0 | 0 | 0 | 0 | 0 | 0
TAS1 | Brown Coal | 0 | 0 | 0 | 0 | 0 | 0 | 0 | 0 | 0 | 0 | 0 | 0 | 0 | 0 | 0 | 0 | 0 | 0 | 0 | 0 | 0 | 0 | 0 | 0 | 0 | 0 | 0
TAS1 | CCGT | 0 | 0 | 0 | 0 | 0 | 0 | 0 | 0 | 0 | 0 | 0 | 0 | 0 | 0 | 0 | 0 | 0 | 0 | 0 | 0 | 0 | 0 | 0 | 0 | 0 | 0 | 0
TAS1 | Gas - Steam | 0 | 0 | 0 | 0 | 0 | 0 | 0 | 0 | 0 | 0 | 0 | 0 | 0 | 0 | 0 | 0 | 0 | 0 | 0 | 0 | 0 | 0 | 0 | 0 | 0 | 0 | 0
TAS1 | OCGT / Diesel | 0 | 0.011697 | 0.011087 | 0.010555 | 0.010319 | 0.010284 | 0.010433 | 0.011713 | 0.011217 | 0.012772 | 0.012165 | 0.011962 | 0.02159 | 0.02044 | 0.019407 | 0.018428 | 0.017557 | 0.016622 | 0.020561 | 0.019529 | 0.018627 | 0.043994 | 0.041731 | 0.039589 | 0.037661 | 0.035635 | 0.030749
TAS1 | Hydro | 0 | 0 | 0 | 0 | 0 | 0 | 0 | 0 | 0 | 0 | 0 | 0 | 0 | 0 | 0 | 0 | 0 | 0 | 0 | 0 | 0 | 0 | 0 | 0 | 0 | 0 | 0
TAS1 | Hydrogen Turbine | 0 | 0 | 0 | 0 | 0 | 0 | 0 | 0 | 0 | 0 | 0 | 0 | 0 | 0 | 0 | 0 | 0 | 0 | 0 | 0 | 0 | 0 | 0 | 0 | 0 | 0 | 0
TAS1 | Wind | 0 | 75795.9127 | 71844.4675 | 68304.7043 | 107838.6478 | 126633.6511 | 171163.0028 | 163080.7001 | 240617.8798 | 251270.2166 | 238170.8253 | 225754.3381 | 214555.679 | 202799.7864 | 192227.29 | 182205.9636 | 173167.5437 | 163679.3772 | 155146.3296 | 147058.1358 | 139763.2428 | 132256.6084 | 128428.085 | 121778.6424 | 115737.7519 | 109396.2688 | 83834.3886
TAS1 | Solar PV | 0 | 0.025841 | 0.024567 | 0.024872 | 0.023733 | 0.022538 | 0.022347 | 0.027341 | 0.026786 | 0.04489 | 0.042647 | 261.9847 | 248.9908 | 235.3487 | 1432.8575 | 1358.1618 | 1290.7947 | 1220.0698 | 3957.9777 | 3751.6836 | 5600.0726 | 9946.491 | 9427.9536 | 8936.449 | 8493.1519 | 8027.7966 | 7609.2791
TAS1 | Grid Battery | 0 | 0.030851 | 0.035644 | 0.038674 | 0.044636 | 0.042276 | 0.048257 | 0.073469 | 0.091114 | 0.098943 | 0.094122 | 0.089426 | 0.087632 | 0.084348 | 0.096247 | 0.091746 | 0.087733 | 0.083383 | 0.082532 | 0.078619 | 0.08352 | 0.085611 | 0.079215 | 0.073726 | 0.074538 | 0.082266 | 0.076757
TAS1 | Pumped Hydro | 0 | 0 | 0.080605 | 0.084958 | 0.095572 | 0.10169 | 0.13782 | 0.56364 | 20073.8465 | 34426.9537 | 32632.1855 | 30930.9852 | 44118.0445 | 41700.7367 | 39526.7696 | 37466.133 | 35607.607 | 33656.6013 | 35394.5002 | 33549.2899 | 33151.2005 | 35954.5876 | 34080.1781 | 32303.4868 | 30701.0566 | 29018.8935 | 27506.0605
TAS1 | VPP | 0 | 0 | 0 | 0 | 0 | 0 | 0 | 0 | 0 | 0 | 0 | 0 | 0 | 0 | 0 | 0 | 0 | 0 | 0 | 0 | 0 | 0 | 0 | 0 | 0 | 0 | 0
Total excluding storage |  | 0 | 75795.9811 | 71844.6194 | 68304.8633 | 107838.822 | 126633.8279 | 171163.2216 | 163081.3762 | 260691.8554 | 285697.3269 | 270803.1597 | 256947.4094 | 258922.8236 | 244735.9765 | 233187.0328 | 221030.3686 | 210066.0507 | 198556.1483 | 194498.9106 | 184359.2074 | 178514.6181 | 178157.8167 | 171936.3376 | 163018.6915 | 154932.0726 | 146443.0768 | 118949.8357

## BaseCase_Rehab Cost
Rehabilition cost by technology ($000s) - BaseCase, Step Change Scenario
Rehab | Real June 2021 dollars discounted to 1 July 2021
Explicitly modelled generation
Region | Technology | 2023-24 | 2024-25 | 2025-26 | 2026-27 | 2027-28 | 2028-29 | 2029-30 | 2030-31 | 2031-32 | 2032-33 | 2033-34 | 2034-35 | 2035-36 | 2036-37 | 2037-38 | 2038-39 | 2039-40 | 2040-41 | 2041-42 | 2042-43 | 2043-44 | 2044-45 | 2045-46 | 2046-47 | 2047-48 | 2048-49 | 2049-50
NEM | Black Coal | 0 | 0 | 0 | 0 | 0 | 0 | 0 | 0 | 0 | 0 | 0 | 0 | 0 | 0 | 0 | 0 | 0 | 0 | 0 | 0 | 0 | 0 | 0 | 0 | 0 | 0 | 0
NEM | Brown Coal | 0 | 0 | 0 | 0 | 0 | 0 | 0 | 0 | 0 | 0 | 0 | 0 | 0 | 0 | 0 | 0 | 0 | 0 | 0 | 0 | 0 | 0 | 0 | 0 | 0 | 0 | 0
NEM | CCGT | 0 | 0 | 0 | 0 | 0 | 0 | 0 | 0 | 0 | 0 | 0 | 0 | 0 | 0 | 0 | 0 | 0 | 0 | 0 | 0 | 0 | 0 | 0 | 0 | 0 | 0 | 0
NEM | Gas - Steam | 0 | 0 | 0 | 0 | 0 | 0 | 0 | 0 | 0 | 0 | 0 | 0 | 0 | 0 | 0 | 0 | 0 | 0 | 0 | 0 | 0 | 0 | 0 | 0 | 0 | 0 | 0
NEM | OCGT / Diesel | 0 | 0 | 0 | 0 | 0 | 0 | 0 | 0 | 0 | 0 | 0 | 0 | 0 | 0 | 0 | 0 | 0 | 0 | 0 | 0 | 0 | 0 | 0 | 0 | 0 | 0 | 0
NEM | Hydro | 0 | 0 | 0 | 0 | 0 | 0 | 0 | 0 | 0 | 0 | 0 | 0 | 0 | 0 | 0 | 0 | 0 | 0 | 0 | 0 | 0 | 0 | 0 | 0 | 0 | 0 | 0
NEM | Hydrogen Turbine | 0 | 0 | 0 | 0 | 0 | 0 | 0 | 0 | 0 | 0 | 0 | 0 | 0 | 0 | 0 | 0 | 0 | 0 | 0 | 0 | 0 | 0 | 0 | 0 | 0 | 0 | 0
NEM | Wind | 0 | 0 | 0 | 0 | 0 | 0 | 0 | 0 | 0 | 0 | 0 | 0 | 0 | 0 | 0 | 0 | 0 | 0 | 0 | 0 | 0 | 0 | 0 | 0 | 0 | 0 | 0
NEM | Solar PV | 0 | 0 | 0 | 0 | 0 | 0 | 0 | 0 | 0 | 0 | 0 | 0 | 0 | 0 | 0 | 0 | 0 | 0 | 0 | 0 | 0 | 0 | 0 | 0 | 0 | 0 | 0
NEM | Grid Battery | 0 | 0 | 0 | 0 | 0 | 0 | 0 | 0 | 0 | 0 | 0 | 0 | 0 | 0 | 0 | 0 | 0 | 0 | 0 | 0 | 0 | 0 | 0 | 0 | 0 | 0 | 0
NEM | Pumped Hydro | 0 | 0 | 0 | 0 | 0 | 0 | 0 | 0 | 0 | 0 | 0 | 0 | 0 | 0 | 0 | 0 | 0 | 0 | 0 | 0 | 0 | 0 | 0 | 0 | 0 | 0 | 0
NEM | VPP | 0 | 0 | 0 | 0 | 0 | 0 | 0 | 0 | 0 | 0 | 0 | 0 | 0 | 0 | 0 | 0 | 0 | 0 | 0 | 0 | 0 | 0 | 0 | 0 | 0 | 0 | 0
Total excluding storage |  | 0 | 0 | 0 | 0 | 0 | 0 | 0 | 0 | 0 | 0 | 0 | 0 | 0 | 0 | 0 | 0 | 0 | 0 | 0 | 0 | 0 | 0 | 0 | 0 | 0 | 0 | 0
Region | Technology | 2023-24 | 2024-25 | 2025-26 | 2026-27 | 2027-28 | 2028-29 | 2029-30 | 2030-31 | 2031-32 | 2032-33 | 2033-34 | 2034-35 | 2035-36 | 2036-37 | 2037-38 | 2038-39 | 2039-40 | 2040-41 | 2041-42 | 2042-43 | 2043-44 | 2044-45 | 2045-46 | 2046-47 | 2047-48 | 2048-49 | 2049-50
NSW1 | Black Coal | 0 | 0 | 0 | 0 | 0 | 0 | 0 | 0 | 0 | 0 | 0 | 0 | 0 | 0 | 0 | 0 | 0 | 0 | 0 | 0 | 0 | 0 | 0 | 0 | 0 | 0 | 0
NSW1 | Brown Coal | 0 | 0 | 0 | 0 | 0 | 0 | 0 | 0 | 0 | 0 | 0 | 0 | 0 | 0 | 0 | 0 | 0 | 0 | 0 | 0 | 0 | 0 | 0 | 0 | 0 | 0 | 0
NSW1 | CCGT | 0 | 0 | 0 | 0 | 0 | 0 | 0 | 0 | 0 | 0 | 0 | 0 | 0 | 0 | 0 | 0 | 0 | 0 | 0 | 0 | 0 | 0 | 0 | 0 | 0 | 0 | 0
NSW1 | Gas - Steam | 0 | 0 | 0 | 0 | 0 | 0 | 0 | 0 | 0 | 0 | 0 | 0 | 0 | 0 | 0 | 0 | 0 | 0 | 0 | 0 | 0 | 0 | 0 | 0 | 0 | 0 | 0
NSW1 | OCGT / Diesel | 0 | 0 | 0 | 0 | 0 | 0 | 0 | 0 | 0 | 0 | 0 | 0 | 0 | 0 | 0 | 0 | 0 | 0 | 0 | 0 | 0 | 0 | 0 | 0 | 0 | 0 | 0
NSW1 | Hydro | 0 | 0 | 0 | 0 | 0 | 0 | 0 | 0 | 0 | 0 | 0 | 0 | 0 | 0 | 0 | 0 | 0 | 0 | 0 | 0 | 0 | 0 | 0 | 0 | 0 | 0 | 0
NSW1 | Hydrogen Turbine | 0 | 0 | 0 | 0 | 0 | 0 | 0 | 0 | 0 | 0 | 0 | 0 | 0 | 0 | 0 | 0 | 0 | 0 | 0 | 0 | 0 | 0 | 0 | 0 | 0 | 0 | 0
NSW1 | Wind | 0 | 0 | 0 | 0 | 0 | 0 | 0 | 0 | 0 | 0 | 0 | 0 | 0 | 0 | 0 | 0 | 0 | 0 | 0 | 0 | 0 | 0 | 0 | 0 | 0 | 0 | 0
NSW1 | Solar PV | 0 | 0 | 0 | 0 | 0 | 0 | 0 | 0 | 0 | 0 | 0 | 0 | 0 | 0 | 0 | 0 | 0 | 0 | 0 | 0 | 0 | 0 | 0 | 0 | 0 | 0 | 0
NSW1 | Grid Battery | 0 | 0 | 0 | 0 | 0 | 0 | 0 | 0 | 0 | 0 | 0 | 0 | 0 | 0 | 0 | 0 | 0 | 0 | 0 | 0 | 0 | 0 | 0 | 0 | 0 | 0 | 0
NSW1 | Pumped Hydro | 0 | 0 | 0 | 0 | 0 | 0 | 0 | 0 | 0 | 0 | 0 | 0 | 0 | 0 | 0 | 0 | 0 | 0 | 0 | 0 | 0 | 0 | 0 | 0 | 0 | 0 | 0
NSW1 | VPP | 0 | 0 | 0 | 0 | 0 | 0 | 0 | 0 | 0 | 0 | 0 | 0 | 0 | 0 | 0 | 0 | 0 | 0 | 0 | 0 | 0 | 0 | 0 | 0 | 0 | 0 | 0
Total excluding storage |  | 0 | 0 | 0 | 0 | 0 | 0 | 0 | 0 | 0 | 0 | 0 | 0 | 0 | 0 | 0 | 0 | 0 | 0 | 0 | 0 | 0 | 0 | 0 | 0 | 0 | 0 | 0
Region | Technology | 2023-24 | 2024-25 | 2025-26 | 2026-27 | 2027-28 | 2028-29 | 2029-30 | 2030-31 | 2031-32 | 2032-33 | 2033-34 | 2034-35 | 2035-36 | 2036-37 | 2037-38 | 2038-39 | 2039-40 | 2040-41 | 2041-42 | 2042-43 | 2043-44 | 2044-45 | 2045-46 | 2046-47 | 2047-48 | 2048-49 | 2049-50
QLD1 | Black Coal | 0 | 0 | 0 | 0 | 0 | 0 | 0 | 0 | 0 | 0 | 0 | 0 | 0 | 0 | 0 | 0 | 0 | 0 | 0 | 0 | 0 | 0 | 0 | 0 | 0 | 0 | 0
QLD1 | Brown Coal | 0 | 0 | 0 | 0 | 0 | 0 | 0 | 0 | 0 | 0 | 0 | 0 | 0 | 0 | 0 | 0 | 0 | 0 | 0 | 0 | 0 | 0 | 0 | 0 | 0 | 0 | 0
QLD1 | CCGT | 0 | 0 | 0 | 0 | 0 | 0 | 0 | 0 | 0 | 0 | 0 | 0 | 0 | 0 | 0 | 0 | 0 | 0 | 0 | 0 | 0 | 0 | 0 | 0 | 0 | 0 | 0
QLD1 | Gas - Steam | 0 | 0 | 0 | 0 | 0 | 0 | 0 | 0 | 0 | 0 | 0 | 0 | 0 | 0 | 0 | 0 | 0 | 0 | 0 | 0 | 0 | 0 | 0 | 0 | 0 | 0 | 0
QLD1 | OCGT / Diesel | 0 | 0 | 0 | 0 | 0 | 0 | 0 | 0 | 0 | 0 | 0 | 0 | 0 | 0 | 0 | 0 | 0 | 0 | 0 | 0 | 0 | 0 | 0 | 0 | 0 | 0 | 0
QLD1 | Hydro | 0 | 0 | 0 | 0 | 0 | 0 | 0 | 0 | 0 | 0 | 0 | 0 | 0 | 0 | 0 | 0 | 0 | 0 | 0 | 0 | 0 | 0 | 0 | 0 | 0 | 0 | 0
QLD1 | Hydrogen Turbine | 0 | 0 | 0 | 0 | 0 | 0 | 0 | 0 | 0 | 0 | 0 | 0 | 0 | 0 | 0 | 0 | 0 | 0 | 0 | 0 | 0 | 0 | 0 | 0 | 0 | 0 | 0
QLD1 | Wind | 0 | 0 | 0 | 0 | 0 | 0 | 0 | 0 | 0 | 0 | 0 | 0 | 0 | 0 | 0 | 0 | 0 | 0 | 0 | 0 | 0 | 0 | 0 | 0 | 0 | 0 | 0
QLD1 | Solar PV | 0 | 0 | 0 | 0 | 0 | 0 | 0 | 0 | 0 | 0 | 0 | 0 | 0 | 0 | 0 | 0 | 0 | 0 | 0 | 0 | 0 | 0 | 0 | 0 | 0 | 0 | 0
QLD1 | Grid Battery | 0 | 0 | 0 | 0 | 0 | 0 | 0 | 0 | 0 | 0 | 0 | 0 | 0 | 0 | 0 | 0 | 0 | 0 | 0 | 0 | 0 | 0 | 0 | 0 | 0 | 0 | 0
QLD1 | Pumped Hydro | 0 | 0 | 0 | 0 | 0 | 0 | 0 | 0 | 0 | 0 | 0 | 0 | 0 | 0 | 0 | 0 | 0 | 0 | 0 | 0 | 0 | 0 | 0 | 0 | 0 | 0 | 0
QLD1 | VPP | 0 | 0 | 0 | 0 | 0 | 0 | 0 | 0 | 0 | 0 | 0 | 0 | 0 | 0 | 0 | 0 | 0 | 0 | 0 | 0 | 0 | 0 | 0 | 0 | 0 | 0 | 0
Total excluding storage |  | 0 | 0 | 0 | 0 | 0 | 0 | 0 | 0 | 0 | 0 | 0 | 0 | 0 | 0 | 0 | 0 | 0 | 0 | 0 | 0 | 0 | 0 | 0 | 0 | 0 | 0 | 0
Region | Technology | 2023-24 | 2024-25 | 2025-26 | 2026-27 | 2027-28 | 2028-29 | 2029-30 | 2030-31 | 2031-32 | 2032-33 | 2033-34 | 2034-35 | 2035-36 | 2036-37 | 2037-38 | 2038-39 | 2039-40 | 2040-41 | 2041-42 | 2042-43 | 2043-44 | 2044-45 | 2045-46 | 2046-47 | 2047-48 | 2048-49 | 2049-50
VIC1 | Black Coal | 0 | 0 | 0 | 0 | 0 | 0 | 0 | 0 | 0 | 0 | 0 | 0 | 0 | 0 | 0 | 0 | 0 | 0 | 0 | 0 | 0 | 0 | 0 | 0 | 0 | 0 | 0
VIC1 | Brown Coal | 0 | 0 | 0 | 0 | 0 | 0 | 0 | 0 | 0 | 0 | 0 | 0 | 0 | 0 | 0 | 0 | 0 | 0 | 0 | 0 | 0 | 0 | 0 | 0 | 0 | 0 | 0
VIC1 | CCGT | 0 | 0 | 0 | 0 | 0 | 0 | 0 | 0 | 0 | 0 | 0 | 0 | 0 | 0 | 0 | 0 | 0 | 0 | 0 | 0 | 0 | 0 | 0 | 0 | 0 | 0 | 0
VIC1 | Gas - Steam | 0 | 0 | 0 | 0 | 0 | 0 | 0 | 0 | 0 | 0 | 0 | 0 | 0 | 0 | 0 | 0 | 0 | 0 | 0 | 0 | 0 | 0 | 0 | 0 | 0 | 0 | 0
VIC1 | OCGT / Diesel | 0 | 0 | 0 | 0 | 0 | 0 | 0 | 0 | 0 | 0 | 0 | 0 | 0 | 0 | 0 | 0 | 0 | 0 | 0 | 0 | 0 | 0 | 0 | 0 | 0 | 0 | 0
VIC1 | Hydro | 0 | 0 | 0 | 0 | 0 | 0 | 0 | 0 | 0 | 0 | 0 | 0 | 0 | 0 | 0 | 0 | 0 | 0 | 0 | 0 | 0 | 0 | 0 | 0 | 0 | 0 | 0
VIC1 | Hydrogen Turbine | 0 | 0 | 0 | 0 | 0 | 0 | 0 | 0 | 0 | 0 | 0 | 0 | 0 | 0 | 0 | 0 | 0 | 0 | 0 | 0 | 0 | 0 | 0 | 0 | 0 | 0 | 0
VIC1 | Wind | 0 | 0 | 0 | 0 | 0 | 0 | 0 | 0 | 0 | 0 | 0 | 0 | 0 | 0 | 0 | 0 | 0 | 0 | 0 | 0 | 0 | 0 | 0 | 0 | 0 | 0 | 0
VIC1 | Solar PV | 0 | 0 | 0 | 0 | 0 | 0 | 0 | 0 | 0 | 0 | 0 | 0 | 0 | 0 | 0 | 0 | 0 | 0 | 0 | 0 | 0 | 0 | 0 | 0 | 0 | 0 | 0
VIC1 | Grid Battery | 0 | 0 | 0 | 0 | 0 | 0 | 0 | 0 | 0 | 0 | 0 | 0 | 0 | 0 | 0 | 0 | 0 | 0 | 0 | 0 | 0 | 0 | 0 | 0 | 0 | 0 | 0
VIC1 | Pumped Hydro | 0 | 0 | 0 | 0 | 0 | 0 | 0 | 0 | 0 | 0 | 0 | 0 | 0 | 0 | 0 | 0 | 0 | 0 | 0 | 0 | 0 | 0 | 0 | 0 | 0 | 0 | 0
VIC1 | VPP | 0 | 0 | 0 | 0 | 0 | 0 | 0 | 0 | 0 | 0 | 0 | 0 | 0 | 0 | 0 | 0 | 0 | 0 | 0 | 0 | 0 | 0 | 0 | 0 | 0 | 0 | 0
Total excluding storage |  | 0 | 0 | 0 | 0 | 0 | 0 | 0 | 0 | 0 | 0 | 0 | 0 | 0 | 0 | 0 | 0 | 0 | 0 | 0 | 0 | 0 | 0 | 0 | 0 | 0 | 0 | 0
Region | Technology | 2023-24 | 2024-25 | 2025-26 | 2026-27 | 2027-28 | 2028-29 | 2029-30 | 2030-31 | 2031-32 | 2032-33 | 2033-34 | 2034-35 | 2035-36 | 2036-37 | 2037-38 | 2038-39 | 2039-40 | 2040-41 | 2041-42 | 2042-43 | 2043-44 | 2044-45 | 2045-46 | 2046-47 | 2047-48 | 2048-49 | 2049-50
SA1 | Black Coal | 0 | 0 | 0 | 0 | 0 | 0 | 0 | 0 | 0 | 0 | 0 | 0 | 0 | 0 | 0 | 0 | 0 | 0 | 0 | 0 | 0 | 0 | 0 | 0 | 0 | 0 | 0
SA1 | Brown Coal | 0 | 0 | 0 | 0 | 0 | 0 | 0 | 0 | 0 | 0 | 0 | 0 | 0 | 0 | 0 | 0 | 0 | 0 | 0 | 0 | 0 | 0 | 0 | 0 | 0 | 0 | 0
SA1 | CCGT | 0 | 0 | 0 | 0 | 0 | 0 | 0 | 0 | 0 | 0 | 0 | 0 | 0 | 0 | 0 | 0 | 0 | 0 | 0 | 0 | 0 | 0 | 0 | 0 | 0 | 0 | 0
SA1 | Gas - Steam | 0 | 0 | 0 | 0 | 0 | 0 | 0 | 0 | 0 | 0 | 0 | 0 | 0 | 0 | 0 | 0 | 0 | 0 | 0 | 0 | 0 | 0 | 0 | 0 | 0 | 0 | 0
SA1 | OCGT / Diesel | 0 | 0 | 0 | 0 | 0 | 0 | 0 | 0 | 0 | 0 | 0 | 0 | 0 | 0 | 0 | 0 | 0 | 0 | 0 | 0 | 0 | 0 | 0 | 0 | 0 | 0 | 0
SA1 | Hydro | 0 | 0 | 0 | 0 | 0 | 0 | 0 | 0 | 0 | 0 | 0 | 0 | 0 | 0 | 0 | 0 | 0 | 0 | 0 | 0 | 0 | 0 | 0 | 0 | 0 | 0 | 0
SA1 | Hydrogen Turbine | 0 | 0 | 0 | 0 | 0 | 0 | 0 | 0 | 0 | 0 | 0 | 0 | 0 | 0 | 0 | 0 | 0 | 0 | 0 | 0 | 0 | 0 | 0 | 0 | 0 | 0 | 0
SA1 | Wind | 0 | 0 | 0 | 0 | 0 | 0 | 0 | 0 | 0 | 0 | 0 | 0 | 0 | 0 | 0 | 0 | 0 | 0 | 0 | 0 | 0 | 0 | 0 | 0 | 0 | 0 | 0
SA1 | Solar PV | 0 | 0 | 0 | 0 | 0 | 0 | 0 | 0 | 0 | 0 | 0 | 0 | 0 | 0 | 0 | 0 | 0 | 0 | 0 | 0 | 0 | 0 | 0 | 0 | 0 | 0 | 0
SA1 | Grid Battery | 0 | 0 | 0 | 0 | 0 | 0 | 0 | 0 | 0 | 0 | 0 | 0 | 0 | 0 | 0 | 0 | 0 | 0 | 0 | 0 | 0 | 0 | 0 | 0 | 0 | 0 | 0
SA1 | Pumped Hydro | 0 | 0 | 0 | 0 | 0 | 0 | 0 | 0 | 0 | 0 | 0 | 0 | 0 | 0 | 0 | 0 | 0 | 0 | 0 | 0 | 0 | 0 | 0 | 0 | 0 | 0 | 0
SA1 | VPP | 0 | 0 | 0 | 0 | 0 | 0 | 0 | 0 | 0 | 0 | 0 | 0 | 0 | 0 | 0 | 0 | 0 | 0 | 0 | 0 | 0 | 0 | 0 | 0 | 0 | 0 | 0
Total excluding storage |  | 0 | 0 | 0 | 0 | 0 | 0 | 0 | 0 | 0 | 0 | 0 | 0 | 0 | 0 | 0 | 0 | 0 | 0 | 0 | 0 | 0 | 0 | 0 | 0 | 0 | 0 | 0
Region | Technology | 2023-24 | 2024-25 | 2025-26 | 2026-27 | 2027-28 | 2028-29 | 2029-30 | 2030-31 | 2031-32 | 2032-33 | 2033-34 | 2034-35 | 2035-36 | 2036-37 | 2037-38 | 2038-39 | 2039-40 | 2040-41 | 2041-42 | 2042-43 | 2043-44 | 2044-45 | 2045-46 | 2046-47 | 2047-48 | 2048-49 | 2049-50
TAS1 | Black Coal | 0 | 0 | 0 | 0 | 0 | 0 | 0 | 0 | 0 | 0 | 0 | 0 | 0 | 0 | 0 | 0 | 0 | 0 | 0 | 0 | 0 | 0 | 0 | 0 | 0 | 0 | 0
TAS1 | Brown Coal | 0 | 0 | 0 | 0 | 0 | 0 | 0 | 0 | 0 | 0 | 0 | 0 | 0 | 0 | 0 | 0 | 0 | 0 | 0 | 0 | 0 | 0 | 0 | 0 | 0 | 0 | 0
TAS1 | CCGT | 0 | 0 | 0 | 0 | 0 | 0 | 0 | 0 | 0 | 0 | 0 | 0 | 0 | 0 | 0 | 0 | 0 | 0 | 0 | 0 | 0 | 0 | 0 | 0 | 0 | 0 | 0
TAS1 | Gas - Steam | 0 | 0 | 0 | 0 | 0 | 0 | 0 | 0 | 0 | 0 | 0 | 0 | 0 | 0 | 0 | 0 | 0 | 0 | 0 | 0 | 0 | 0 | 0 | 0 | 0 | 0 | 0
TAS1 | OCGT / Diesel | 0 | 0 | 0 | 0 | 0 | 0 | 0 | 0 | 0 | 0 | 0 | 0 | 0 | 0 | 0 | 0 | 0 | 0 | 0 | 0 | 0 | 0 | 0 | 0 | 0 | 0 | 0
TAS1 | Hydro | 0 | 0 | 0 | 0 | 0 | 0 | 0 | 0 | 0 | 0 | 0 | 0 | 0 | 0 | 0 | 0 | 0 | 0 | 0 | 0 | 0 | 0 | 0 | 0 | 0 | 0 | 0
TAS1 | Hydrogen Turbine | 0 | 0 | 0 | 0 | 0 | 0 | 0 | 0 | 0 | 0 | 0 | 0 | 0 | 0 | 0 | 0 | 0 | 0 | 0 | 0 | 0 | 0 | 0 | 0 | 0 | 0 | 0
TAS1 | Wind | 0 | 0 | 0 | 0 | 0 | 0 | 0 | 0 | 0 | 0 | 0 | 0 | 0 | 0 | 0 | 0 | 0 | 0 | 0 | 0 | 0 | 0 | 0 | 0 | 0 | 0 | 0
TAS1 | Solar PV | 0 | 0 | 0 | 0 | 0 | 0 | 0 | 0 | 0 | 0 | 0 | 0 | 0 | 0 | 0 | 0 | 0 | 0 | 0 | 0 | 0 | 0 | 0 | 0 | 0 | 0 | 0
TAS1 | Grid Battery | 0 | 0 | 0 | 0 | 0 | 0 | 0 | 0 | 0 | 0 | 0 | 0 | 0 | 0 | 0 | 0 | 0 | 0 | 0 | 0 | 0 | 0 | 0 | 0 | 0 | 0 | 0
TAS1 | Pumped Hydro | 0 | 0 | 0 | 0 | 0 | 0 | 0 | 0 | 0 | 0 | 0 | 0 | 0 | 0 | 0 | 0 | 0 | 0 | 0 | 0 | 0 | 0 | 0 | 0 | 0 | 0 | 0
TAS1 | VPP | 0 | 0 | 0 | 0 | 0 | 0 | 0 | 0 | 0 | 0 | 0 | 0 | 0 | 0 | 0 | 0 | 0 | 0 | 0 | 0 | 0 | 0 | 0 | 0 | 0 | 0 | 0
Total excluding storage |  | 0 | 0 | 0 | 0 | 0 | 0 | 0 | 0 | 0 | 0 | 0 | 0 | 0 | 0 | 0 | 0 | 0 | 0 | 0 | 0 | 0 | 0 | 0 | 0 | 0 | 0 | 0

## BaseCase_REZ Tx Cost
REZ transmission expansion cost by region ($000s) - BaseCase, Step Change Scenario
REZ Expansion | Real June 2021 dollars discounted to 1 July 2021. As with the total capital costs, the REZ transmission expansion costs are annualised for modelling purposes.
Explicitly modelled generation
Region | Technology | 2023-24 | 2024-25 | 2025-26 | 2026-27 | 2027-28 | 2028-29 | 2029-30 | 2030-31 | 2031-32 | 2032-33 | 2033-34 | 2034-35 | 2035-36 | 2036-37 | 2037-38 | 2038-39 | 2039-40 | 2040-41 | 2041-42 | 2042-43 | 2043-44 | 2044-45 | 2045-46 | 2046-47 | 2047-48 | 2048-49 | 2049-50 | Sum | Raw | Equal
NSW1 | Transmission | 0 | 0.00084591 | 0.0010101 | 0.0013709 | 0.0014227 | 0.0019197 | 0.003113 | 3941.8296 | 4208.6636 | 7880.4848 | 15203.7286 | 14411.1173 | 13696.2464 | 12945.8042 | 13126.4201 | 12496.7841 | 12130.3302 | 18534.192 | 17567.9548 | 30467.6903 | 40209.5294 | 38006.3757 | 37015.559 | 62415.1652 | 70141.4483 | 71003.6985 | 67302.085 | 562705.1169 | 562705.1169 | TRUE
QLD1 | Transmission | 69.5156 | 65.8384 | 62.4067 | 79.1512 | 89.1992 | 53057.7558 | 50295.2429 | 58315.8472 | 58884.0044 | 75907.7021 | 86111.2924 | 83280.1216 | 79064.1024 | 75687.1364 | 127320.9423 | 121097.7801 | 151934.2467 | 169197.645 | 165210.1788 | 214696.1105 | 220660.0814 | 208692.8042 | 201103.6441 | 212968.4922 | 214701.4155 | 218862.2331 | 232909.9029 | 3080324.7931 | 3080324.7931 | TRUE
VIC1 | Transmission | 0 | 0.00024704 | 0.00026586 | 0.00027981 | 0.00030892 | 0.00036902 | 0.00078998 | 3915.216 | 6196.4994 | 13453.7224 | 31751.5739 | 30096.2786 | 28603.3373 | 27036.1083 | 27016.117 | 27680.2538 | 28699.3942 | 27126.9026 | 26242.4458 | 29623.7638 | 29158.9705 | 27561.2972 | 26124.4524 | 24762.5142 | 27309.9897 | 25813.6255 | 24488.792 | 492661.257 | 492661.257 | TRUE
SA1 | Transmission | 57.1304 | 1398.6587 | 1392.2075 | 2622.2855 | 2492.2072 | 2382.1846 | 2258.7835 | 2407.6696 | 2288.2362 | 2665.9896 | 2903.2972 | 2751.9431 | 2721.0799 | 2571.9876 | 16742.8552 | 17232.8556 | 16836.2731 | 19674.837 | 18667.0335 | 21558.0272 | 41111.302 | 39817.1657 | 38385.8405 | 42638.9823 | 44186.651 | 43460.479 | 41199.784 | 432425.7467 | 432425.7467 | TRUE
TAS1 | Transmission | 0 | 0.00062404 | 40.8674 | 38.737 | 8508.834 | 8042.627 | 7623.3432 | 7225.9178 | 6867.4726 | 6491.1917 | 6152.7888 | 5832.0274 | 5542.7267 | 5239.0307 | 4965.906 | 4707.02 | 4473.5259 | 4228.4133 | 4007.9748 | 3799.0288 | 3879.3607 | 3666.8035 | 3475.6434 | 3294.4488 | 3131.026 | 2959.4714 | 2805.1862 | 116999.3741 | 116999.3741 | TRUE
NEM | Total | 126.646 | 1464.4989 | 1495.4829 | 2740.1753 | 11090.2422 | 63482.5697 | 60177.3736 | 75806.4803 | 78444.8763 | 106399.0907 | 142122.6809 | 136371.4879 | 129627.4927 | 123480.0673 | 189172.2406 | 183214.6936 | 214073.7702 | 238761.9899 | 231695.5876 | 300144.6207 | 335019.244 | 317744.4463 | 306105.1394 | 346079.6027 | 359470.5306 | 362099.5076 | 368705.7501

## BaseCase_USE+DSP Cost
USE+DSP cost by region ($000s) - BaseCase, Step Change Scenario
USE+DSP | Real June 2021 dollars discounted to 1 July 2021
Explicitly modelled generation
Region | Technology | 2023-24 | 2024-25 | 2025-26 | 2026-27 | 2027-28 | 2028-29 | 2029-30 | 2030-31 | 2031-32 | 2032-33 | 2033-34 | 2034-35 | 2035-36 | 2036-37 | 2037-38 | 2038-39 | 2039-40 | 2040-41 | 2041-42 | 2042-43 | 2043-44 | 2044-45 | 2045-46 | 2046-47 | 2047-48 | 2048-49 | 2049-50
NSW1 | USE+DSP | 32851.55 | 37512.9439 | 111269.3665 | 1189.2643 | 13604.8328 | 18.4625 | 0.20946 | 815.0291 | 0.21147 | 817.9751 | 10905.213 | 47.0753 | 379.563 | 98.7354 | 6031.2227 | 0.21617 | 2733.2595 | 10740.8018 | 6603.2994 | 10781.5633 | 13886.9552 | 9802.7024 | 11797.1594 | 13483.012 | 11359.1045 | 11395.2585 | 12547.0544
QLD1 | USE+DSP | 0.024703 | 0.024488 | 0.024976 | 661.2129 | 22.91 | 77112.6568 | 0.02569 | 3339.5992 | 1299.8928 | 808.7059 | 1004.9676 | 2602.749 | 2339.635 | 896.6983 | 7102.5455 | 0.026498 | 8432.0085 | 18333.4258 | 18621.1498 | 36897.2005 | 47901.7886 | 41670.5277 | 54628.5648 | 59491.2209 | 54654.1966 | 57905.5809 | 59128.9216
VIC1 | USE+DSP | 26909.4272 | 20507.61 | 24.6087 | 28566.9404 | 177.9152 | 0.26902 | 730.1742 | 651.5343 | 0.27257 | 866.8998 | 756.0632 | 510.6804 | 2577.9297 | 84.1708 | 2608.8589 | 15.1308 | 2269.9709 | 4228.7357 | 6609.8766 | 5980.836 | 7390.8784 | 7157.7122 | 5745.657 | 5118.5932 | 5396.3791 | 9044.5155 | 9724.3273
SA1 | USE+DSP | 808.6623 | 0.02892 | 8.8133 | 846.8697 | 73.5684 | 0.029653 | 0.029582 | 795.8609 | 0.029916 | 929.4967 | 12.3406 | 81.6624 | 940.6632 | 165.2198 | 5153.0196 | 0.031556 | 981.0524 | 2877.5371 | 2729.0485 | 3707.2058 | 6100.0246 | 4333.8883 | 4850.1678 | 5155.4339 | 4683.3924 | 6143.4323 | 6785.4962
TAS1 | USE+DSP | 0.017421 | 0.01721 | 0.017315 | 0.0174 | 0.017412 | 0.01746 | 0.017691 | 36.2411 | 0.018244 | 43.8559 | 0.018645 | 72.9742 | 675.1679 | 79.3875 | 335.205 | 0.019475 | 245.935 | 1563.5282 | 2107.3634 | 1680.225 | 2106.5819 | 1788.6764 | 1303.6425 | 1927.7414 | 1727.5604 | 2534.5508 | 1956.3863
NEM | Total | 60569.6817 | 58020.6245 | 111302.8307 | 31264.3047 | 13879.2438 | 77131.4354 | 730.4566 | 5638.2646 | 1300.425 | 3466.9335 | 12678.6031 | 3315.1413 | 6912.9588 | 1324.2118 | 21230.8517 | 15.4245 | 14662.2263 | 37744.0285 | 36670.7378 | 59047.0307 | 77386.2287 | 64753.5071 | 78325.1916 | 85176.0014 | 77820.633 | 87023.338 | 90142.1858

## Option 3A_CF
Annual capacity factor by technology - Option 3A, Step Change Scenario
Explicitly modelled generation
Region | Technology | 2023-24 | 2024-25 | 2025-26 | 2026-27 | 2027-28 | 2028-29 | 2029-30 | 2030-31 | 2031-32 | 2032-33 | 2033-34 | 2034-35 | 2035-36 | 2036-37 | 2037-38 | 2038-39 | 2039-40 | 2040-41 | 2041-42 | 2042-43 | 2043-44 | 2044-45 | 2045-46 | 2046-47 | 2047-48 | 2048-49 | 2049-50
NEM | Black Coal | 58.97% | 51.62% | 52.68% | 63.31% | 60.3% | 61.88% | 63.4% | 59.8% | 57.7% | 58.61% | 62.67% | 62.51% | 54.71% | 53.16% | 55.63% | 52.7% | 56.02% | 44.63% | 43.61% | - | - | - | - | - | - | - | -
NEM | Brown Coal | 68.73% | 60.14% | 65.88% | 62.99% | 63.47% | 63.58% | 66.19% | 63.72% | 50.8% | - | - | - | - | - | - | - | - | - | - | - | - | - | - | - | - | - | -
NEM | CCGT | 8.14% | 6.614% | 12.96% | 16.41% | 16.84% | 19.65% | 22.84% | 26.92% | 23.72% | 23.07% | 31.16% | 35.7% | 26.72% | 28.13% | 27.33% | 30.81% | 30.95% | 26.47% | 22.61% | 26.15% | 27.81% | 22.35% | 24.1% | 28.9% | 28.46% | 28.04% | 28.74%
NEM | Gas - Steam | 0.9865% | 0.9479% | 2.996% | 3.749% | 2.496% | 5.251% | 4.413% | 22.65% | 4.213% | 8.974% | 7.965% | 14.04% | 8.661% | 11.8% | 12.9% | 12.76% | - | - | - | - | - | - | - | - | - | - | -
NEM | OCGT / Diesel | 0.3094% | 0.2412% | 0.5399% | 0.5885% | 0.4336% | 0.6013% | 0.5021% | 2.293% | 1.093% | 1.801% | 3.563% | 6.701% | 3.794% | 5.04% | 3.931% | 3.629% | 9.51% | 9.243% | 4.666% | 6.457% | 10.44% | 5.578% | 6.906% | 8.376% | 6.222% | 7.574% | 7.754%
NEM | Hydro | 26.73% | 24.18% | 24.67% | 23.87% | 20.41% | 25.09% | 27.01% | 26.17% | 24.82% | 23.66% | 25.99% | 26.49% | 24.29% | 22.46% | 26.41% | 23.84% | 22.45% | 21.39% | 20.01% | 22.91% | 23.58% | 21.25% | 20.17% | 26.66% | 25.28% | 25.19% | 24.3%
NEM | Hydrogen Turbine | bar: 2023-24 to 2049-50
NEM | Wind | 32.72% | 33.4% | 34.06% | 35.48% | 37.25% | 36.21% | 35.95% | 34.97% | 36.68% | 35.3% | 34.46% | 33.87% | 35.03% | 36.02% | 34.69% | 34.79% | 34.01% | 34.15% | 33.49% | 32.8% | 32.17% | 32.93% | 34.01% | 33.12% | 32.38% | 31.85% | 31.64%
NEM | Solar PV | 26.37% | 22.22% | 23.44% | 24.67% | 24.44% | 22.4% | 23.53% | 24.32% | 24.71% | 24.76% | 24.3% | 23.65% | 24.36% | 24.45% | 20.78% | 21.92% | 21.74% | 20.31% | 21.26% | 20.9% | 20.03% | 20% | 20.5% | 17.85% | 18% | 18.73% | 18.2%
NEM | Grid Battery | 4.762% | 4.718% | 7.353% | 11.15% | 15.25% | 17.37% | 17.59% | 19.33% | 18.64% | 20.87% | 19.86% | 19.23% | 20.03% | 20.24% | 18.26% | 18.53% | 20.03% | 19.15% | 20.95% | 20.5% | 19.61% | 19.37% | 20.19% | 17.08% | 16.81% | 17.34% | 16.68%
NEM | Pumped Hydro | 7.629% | 12.59% | 13.03% | 19.42% | 9.891% | 13.35% | 14.78% | 19.35% | 19.79% | 18.77% | 20.34% | 20.42% | 21.48% | 22.17% | 20.21% | 20.63% | 20.74% | 18.08% | 18.71% | 19.1% | 16.91% | 16.28% | 16.07% | 16.84% | 14.67% | 14.75% | 13.3%
NEM | VPP | 7.922% | 8.09% | 8.664% | 8.501% | 8.238% | 7.717% | 7.551% | 7.473% | 7.276% | 7.255% | 7.197% | 6.92% | 7.03% | 7.043% | 6.583% | 6.5% | 6.629% | 6.326% | 6.589% | 6.463% | 6.292% | 6.462% | 6.648% | 6.252% | 6.188% | 6.292% | 6.169%
Region | Technology | 2023-24 | 2024-25 | 2025-26 | 2026-27 | 2027-28 | 2028-29 | 2029-30 | 2030-31 | 2031-32 | 2032-33 | 2033-34 | 2034-35 | 2035-36 | 2036-37 | 2037-38 | 2038-39 | 2039-40 | 2040-41 | 2041-42 | 2042-43 | 2043-44 | 2044-45 | 2045-46 | 2046-47 | 2047-48 | 2048-49 | 2049-50
NSW1 | Black Coal | 57.9% | 48.23% | 44.38% | 64.23% | 58.52% | 64.23% | 66.94% | 57.5% | 56.49% | 57.27% | 61.65% | 63.19% | 55.47% | 49.28% | 54.41% | 54.34% | - | - | - | - | - | - | - | - | - | - | -
NSW1 | Brown Coal | bar: 2023-24 to 2049-50
NSW1 | CCGT | 0.3544% | 0.1609% | 7.94% | 17.48% | 19.84% | 17.02% | 28.68% | 28.77% | 26.27% | 23.92% | 36.42% | 43.04% | 27.86% | 28.92% | 29.35% | 35.76% | 36.91% | 29.22% | 25.56% | 30.17% | - | - | - | - | - | - | -
NSW1 | Gas - Steam | bar: 2023-24 to 2049-50
NSW1 | OCGT / Diesel | 0.05169% | 0.02283% | 0.1551% | 0.1465% | 0.1192% | 0.02425% | 0.0001776% | 0.663% | 0.1046% | 0.5075% | 1.048% | 3.876% | 1.729% | 3.144% | 1.714% | 1.937% | 7.186% | 8.893% | 4.082% | 5.068% | 9.825% | 5.784% | 8.368% | 7.389% | 7.116% | 6.336% | 8.154%
NSW1 | Hydro | 9.225% | 12.9% | 13.51% | 13.58% | 11.34% | 16.25% | 13.82% | 14.02% | 13.23% | 11.71% | 14.45% | 15.12% | 14.01% | 12.37% | 17.06% | 14.18% | 12.66% | 12.25% | 11.19% | 13.05% | 13.38% | 12.12% | 10.44% | 16.08% | 15.7% | 15.72% | 15.24%
NSW1 | Hydrogen Turbine | bar: 2023-24 to 2049-50
NSW1 | Wind | 36.22% | 33.88% | 34.02% | 35.41% | 35.92% | 36.38% | 34.49% | 34.21% | 34.01% | 34.12% | 33.23% | 32.74% | 34.11% | 34.1% | 34.53% | 32.93% | 32.69% | 30.69% | 31.99% | 30.78% | 29.77% | 30.93% | 31.4% | 32.28% | 30.11% | 29.89% | 28.06%
NSW1 | Solar PV | 26.89% | 21.21% | 22.17% | 24.47% | 24.69% | 22.42% | 23.24% | 24.66% | 24.47% | 24.7% | 24.33% | 23.63% | 25.01% | 24.77% | 21.15% | 21.77% | 22.62% | 20.65% | 22% | 20.82% | 19.93% | 20.83% | 21.12% | 18.69% | 17.89% | 18.97% | 18.5%
NSW1 | Grid Battery | 4.714% | 5.728% | 12.26% | 23.82% | 24.32% | 22.17% | 22.46% | 24.25% | 22.93% | 23.87% | 22.26% | 20.84% | 22.8% | 22.75% | 21.04% | 21.01% | 21.66% | 20.61% | 22.62% | 21.05% | 19% | 20.2% | 20.76% | 18.03% | 17.23% | 18.46% | 18.32%
NSW1 | Pumped Hydro | 5.258% | 10.47% | 17.33% | 27.19% | 8.947% | 14.68% | 16.07% | 21.26% | 21.76% | 20.8% | 22.9% | 23.02% | 24.28% | 25.49% | 23.92% | 22.36% | 21.15% | 16.43% | 18.03% | 18.41% | 15.61% | 14.7% | 15.59% | 19.38% | 15.05% | 14.4% | 12.15%
NSW1 | VPP | 6.817% | 7.854% | 8.791% | 8.677% | 8.393% | 7.761% | 7.494% | 7.566% | 7.365% | 7.414% | 7.356% | 7.041% | 7.23% | 7.097% | 6.744% | 6.64% | 6.807% | 6.489% | 6.72% | 6.545% | 6.304% | 6.577% | 6.648% | 6.278% | 6.15% | 6.35% | 6.374%
Region | Technology | 2023-24 | 2024-25 | 2025-26 | 2026-27 | 2027-28 | 2028-29 | 2029-30 | 2030-31 | 2031-32 | 2032-33 | 2033-34 | 2034-35 | 2035-36 | 2036-37 | 2037-38 | 2038-39 | 2039-40 | 2040-41 | 2041-42 | 2042-43 | 2043-44 | 2044-45 | 2045-46 | 2046-47 | 2047-48 | 2048-49 | 2049-50
QLD1 | Black Coal | 60.08% | 55.09% | 62% | 62.57% | 61.53% | 60.2% | 61.24% | 61.82% | 58.76% | 60.14% | 63.51% | 61.96% | 54.08% | 56.34% | 56.64% | 51.35% | 56.02% | 44.63% | 43.61% | - | - | - | - | - | - | - | -
QLD1 | Brown Coal | bar: 2023-24 to 2049-50
QLD1 | CCGT | 7.298% | 6.108% | 12.02% | 18.11% | 18.94% | 22.1% | 24.67% | 29.07% | 27.98% | 26.56% | 36.12% | 39.46% | 32.13% | 34.48% | 31.28% | 34.3% | 34.52% | 30.5% | 25.79% | 29.59% | 33.22% | 26.7% | 35.92% | 62.28% | 61.35% | 60.43% | 61.95%
QLD1 | Gas - Steam | bar: 2023-24 to 2049-50
QLD1 | OCGT / Diesel | 0.01426% | 2.557e-06% | 0.01569% | 0.1074% | 0.1441% | 0.1134% | 0.0524% | 2.514% | 2.079% | 2.04% | 7.776% | 10.07% | 7.559% | 10.39% | 4.977% | 4.131% | 9.781% | 8.991% | 4.18% | 7.52% | 9.5% | 5.611% | 8.513% | 10.44% | 4.751% | 6.714% | 6.308%
QLD1 | Hydro | 54.44% | 54.49% | 55.85% | 53.53% | 54.61% | 55.55% | 55.05% | 54.66% | 54.49% | 54.58% | 54.1% | 53.59% | 53.19% | 53.43% | 37.99% | 35.55% | 28.94% | 26.62% | 24.88% | - | - | - | - | - | - | - | -
QLD1 | Hydrogen Turbine | bar: 2023-24 to 2049-50
QLD1 | Wind | 40.69% | 36.72% | 38.83% | 38.6% | 39.89% | 37.77% | 37.35% | 36.88% | 36.19% | 35.57% | 33.52% | 33.39% | 32.98% | 35.12% | 34.52% | 34.1% | 33.82% | 31.73% | 32.32% | 31.11% | 31.32% | 30.54% | 32.3% | 31.86% | 30.77% | 31.6% | 29.71%
QLD1 | Solar PV | 26.9% | 24.11% | 26.31% | 26.61% | 25.77% | 23.22% | 25.49% | 25.42% | 26.3% | 25.87% | 25.4% | 24.93% | 24.99% | 24.96% | 21.12% | 23.54% | 22.09% | 21.37% | 22.01% | 22.64% | 22.2% | 21.29% | 21.31% | 18.57% | 19.66% | 20.29% | 19.79%
QLD1 | Grid Battery | 6.123% | 6.098% | 6.22% | 6.298% | 6.3% | 21.46% | 21.43% | 22.73% | 22.34% | 23.13% | 22.16% | 22.02% | 22.23% | 22.66% | 19.57% | 20.59% | 21.64% | 22.01% | 22.22% | 22.97% | 21.73% | 21.18% | 21.66% | 18.43% | 19.21% | 18.49% | 18.7%
QLD1 | Pumped Hydro | 8.628% | 13.48% | 9.296% | 12.66% | 13.09% | 9.577% | 11.15% | 13.97% | 13.95% | 12.16% | 12.86% | 15.03% | 16.17% | 16.08% | 16.72% | 19.26% | 20.4% | 19.14% | 19.15% | 19.67% | 17.75% | 16.86% | 15.67% | 14.98% | 13.87% | 14.43% | 13.34%
QLD1 | VPP | 8.295% | 8.174% | 8.259% | 8.47% | 8.12% | 7.697% | 7.583% | 7.625% | 7.499% | 7.431% | 7.488% | 7.321% | 7.218% | 7.246% | 6.691% | 6.695% | 6.846% | 6.784% | 6.797% | 6.939% | 6.893% | 6.76% | 6.905% | 6.734% | 6.662% | 6.512% | 6.556%
Region | Technology | 2023-24 | 2024-25 | 2025-26 | 2026-27 | 2027-28 | 2028-29 | 2029-30 | 2030-31 | 2031-32 | 2032-33 | 2033-34 | 2034-35 | 2035-36 | 2036-37 | 2037-38 | 2038-39 | 2039-40 | 2040-41 | 2041-42 | 2042-43 | 2043-44 | 2044-45 | 2045-46 | 2046-47 | 2047-48 | 2048-49 | 2049-50
VIC1 | Black Coal | bar: 2023-24 to 2049-50
VIC1 | Brown Coal | 68.73% | 60.14% | 65.88% | 62.99% | 63.47% | 63.58% | 66.19% | 63.72% | 50.8% | - | - | - | - | - | - | - | - | - | - | - | - | - | - | - | - | - | -
VIC1 | CCGT | bar: 2023-24 to 2049-50
VIC1 | Gas - Steam | 0.386% | 0.4193% | 1.612% | 3.749% | 2.496% | 5.251% | 4.413% | 22.65% | 4.213% | 8.974% | 7.965% | 14.04% | 8.661% | 11.8% | 12.9% | 12.76% | - | - | - | - | - | - | - | - | - | - | -
VIC1 | OCGT / Diesel | 0.1382% | 0.09496% | 0.2358% | 0.879% | 0.5072% | 0.8584% | 0.586% | 2.553% | 0.4538% | 2.108% | 2.016% | 6.047% | 2.876% | 3.018% | 4.696% | 3.935% | 11.84% | 9.718% | 5.411% | 6.86% | 11.64% | 5.622% | 5.622% | 8.201% | 7.242% | 10.29% | 9.809%
VIC1 | Hydro | 13.86% | 16.82% | 17.37% | 16.47% | 13.77% | 20.65% | 17.23% | 14.89% | 14.91% | 13.6% | 16.62% | 17.17% | 16.33% | 13.67% | 20.58% | 17.22% | 14.91% | 14.91% | 13.59% | 16.59% | 17.17% | 16.27% | 13.66% | 20.54% | 20.57% | 20.54% | 20.53%
VIC1 | Hydrogen Turbine | bar: 2023-24 to 2049-50
VIC1 | Wind | 28.18% | 29.23% | 30.05% | 31.45% | 35.79% | 33.54% | 35.05% | 32.71% | 37.26% | 33.4% | 34.09% | 33.35% | 34.86% | 35.99% | 32.45% | 35.21% | 33.56% | 37.54% | 33.7% | 34.52% | 33.77% | 34.99% | 36.28% | 33.42% | 35.52% | 32.9% | 37.04%
VIC1 | Solar PV | 23.27% | 19.92% | 20.08% | 20.39% | 19.92% | 19.73% | 19.52% | 19.25% | 21.76% | 23.03% | 22.08% | 21.4% | 21.92% | 22.74% | 19.78% | 19.43% | 18.73% | 17.34% | 19.12% | 18.24% | 17.35% | 18.26% | 19.24% | 16.48% | 16.6% | 17% | 16.01%
VIC1 | Grid Battery | 4.879% | 4.527% | 5.318% | 5.226% | 5.026% | 4.809% | 4.765% | 10.24% | 9.944% | 12.91% | 12.09% | 11.64% | 14.24% | 14.21% | 12.86% | 12.65% | 14.76% | 13.79% | 18.37% | 17.18% | 16% | 16.54% | 17.04% | 14.58% | 14.36% | 15.55% | 13.56%
VIC1 | Pumped Hydro | - | - | - | - | - | - | - | - | - | - | - | - | - | - | - | - | - | - | - | - | - | 24.6% | 26.5% | 23.67% | 22.41% | 23.29% | 23.41%
VIC1 | VPP | 8.346% | 7.859% | 9.411% | 8.901% | 8.594% | 7.972% | 7.768% | 7.398% | 7.037% | 6.964% | 6.699% | 6.459% | 6.746% | 6.856% | 6.353% | 6.232% | 6.34% | 5.772% | 6.367% | 6.034% | 5.683% | 6.161% | 6.444% | 5.892% | 6.008% | 6.174% | 5.786%
Region | Technology | 2023-24 | 2024-25 | 2025-26 | 2026-27 | 2027-28 | 2028-29 | 2029-30 | 2030-31 | 2031-32 | 2032-33 | 2033-34 | 2034-35 | 2035-36 | 2036-37 | 2037-38 | 2038-39 | 2039-40 | 2040-41 | 2041-42 | 2042-43 | 2043-44 | 2044-45 | 2045-46 | 2046-47 | 2047-48 | 2048-49 | 2049-50
SA1 | Black Coal | bar: 2023-24 to 2049-50
SA1 | Brown Coal | bar: 2023-24 to 2049-50
SA1 | CCGT | 17.26% | 16.11% | 25.06% | 16.83% | 14.64% | 22.15% | 21.43% | 29.48% | 18.07% | 20.86% | 24.07% | 32.29% | 19.95% | 23.97% | - | - | - | - | - | - | - | - | - | - | - | - | -
SA1 | Gas - Steam | 1.362% | 1.278% | 3.861% | - | - | - | - | - | - | - | - | - | - | - | - | - | - | - | - | - | - | - | - | - | - | - | -
SA1 | OCGT / Diesel | 1.298% | 1.178% | 2.398% | 1.723% | 1.346% | 2.082% | 1.994% | 5.721% | 2.886% | 4.97% | 7.141% | 12.09% | 6.976% | 8.092% | 9.537% | 9.929% | 14.94% | 11% | 7.24% | 9.174% | 12.14% | 4.487% | 4.123% | 2.617% | 1.561% | 2.783% | 3.004%
SA1 | Hydro | bar: 2023-24 to 2049-50
SA1 | Hydrogen Turbine | bar: 2023-24 to 2049-50
SA1 | Wind | 32.81% | 32.43% | 31.4% | 34.83% | 34.63% | 33.28% | 33.29% | 32.03% | 34.33% | 32.4% | 33.1% | 29.92% | 34.5% | 34.83% | 32.65% | 33.72% | 32% | 33.49% | 31.25% | 31.87% | 29.42% | 32.43% | 32.75% | 31.08% | 31.23% | 29.78% | 30.28%
SA1 | Solar PV | 25.45% | 21.87% | 22.55% | 21.75% | 21.95% | 21.68% | 20.91% | 20.04% | 19.82% | 22.2% | 21.09% | 21.27% | 21.49% | 23.05% | 19.04% | 19.19% | 18.47% | 17.06% | 18.83% | 16.63% | 16.53% | 16.31% | 18.15% | 15.1% | 14.49% | 15.11% | 14.48%
SA1 | Grid Battery | 4.393% | 4.474% | 4.326% | 4.26% | 4.262% | 4.17% | 4.116% | 4.236% | 4.116% | 14.83% | 14.08% | 13.78% | 15.25% | 15.78% | 15.54% | 15.4% | 15.61% | 15.57% | 18.07% | 15.52% | 18.44% | 16.91% | 19.11% | 15.18% | 13.46% | 14.68% | 12.67%
SA1 | Pumped Hydro | bar: 2023-24 to 2049-50
SA1 | VPP | 9.092% | 9.069% | 8.675% | 8.174% | 7.99% | 7.679% | 7.584% | 7.371% | 7.167% | 7.256% | 7.333% | 6.87% | 6.922% | 7.156% | 6.708% | 6.588% | 6.481% | 6.181% | 6.494% | 6.269% | 6.47% | 6.384% | 6.858% | 6.145% | 5.848% | 6.17% | 5.721%
Region | Technology | 2023-24 | 2024-25 | 2025-26 | 2026-27 | 2027-28 | 2028-29 | 2029-30 | 2030-31 | 2031-32 | 2032-33 | 2033-34 | 2034-35 | 2035-36 | 2036-37 | 2037-38 | 2038-39 | 2039-40 | 2040-41 | 2041-42 | 2042-43 | 2043-44 | 2044-45 | 2045-46 | 2046-47 | 2047-48 | 2048-49 | 2049-50
TAS1 | Black Coal | bar: 2023-24 to 2049-50
TAS1 | Brown Coal | bar: 2023-24 to 2049-50
TAS1 | CCGT | bar: 2023-24 to 2049-50
TAS1 | Gas - Steam | bar: 2023-24 to 2049-50
TAS1 | OCGT / Diesel | 6.059e-06% | 1.24e-05% | 1.317e-05% | 0.01166% | 1.446e-05% | 1.539e-05% | 0.08967% | 0.3033% | 0.1323% | 0.6221% | 0.2715% | 1.322% | 0.8097% | 0.8238% | 1.055% | 0.769% | 3.569% | 1.909% | 1.134% | 1.982% | 2.256% | 0.9182% | 1.152% | 1.173% | 0.796% | 2.296% | 1.832%
TAS1 | Hydro | 53.82% | 40.06% | 40.34% | 38.85% | 33.25% | 35.96% | 47.06% | 46.51% | 43.33% | 42.56% | 44.03% | 44.4% | 39.81% | 38.38% | 40.53% | 38.97% | 38.66% | 36.05% | 34.31% | 38.27% | 39.36% | 34.7% | 35.58% | 42.58% | 38.92% | 38.69% | 36.62%
TAS1 | Hydrogen Turbine | bar: 2023-24 to 2049-50
TAS1 | Wind | 37.86% | 44.81% | 47.84% | 48.2% | 50.66% | 47.23% | 47.49% | 46.59% | 48.96% | 48.77% | 46.45% | 47.97% | 48.75% | 50.84% | 48.65% | 47.35% | 46.47% | 50.2% | 48.89% | 46.85% | 48.83% | 50.6% | 52.19% | 50.5% | 49.08% | 48.01% | 52.01%
TAS1 | Solar PV | - | - | - | - | - | - | - | - | - | - | - | - | - | - | - | - | - | 17.2% | 17.96% | 19.93% | 18.85% | 19.7% | 19.8% | 16.86% | 18.79% | 18.98% | 17.85%
TAS1 | Grid Battery | bar: 2023-24 to 2049-50
TAS1 | Pumped Hydro | - | - | - | - | - | - | - | 18.98% | 25.14% | 20.32% | 20.77% | 19.34% | 19.61% | 19.56% | 20.41% | 19.62% | 20.78% | 19.4% | 19.26% | 19.04% | 17.92% | 18.56% | 18.56% | 17.27% | 17.01% | 16.96% | 16.18%
TAS1 | VPP | 0.7726% | 3.549% | 3.013% | 3.529% | 4.286% | 4.321% | 5.21% | 5.507% | 6.275% | 5.809% | 5.736% | 5.022% | 5.064% | 5.092% | 4.656% | 4.327% | 4.872% | 4.536% | 4.755% | 4.6% | 4.241% | 4.556% | 4.714% | 4.103% | 4.212% | 4.477% | 4.317%
Explicitly modelled pumping
Region | Technology | 2023-24 | 2024-25 | 2025-26 | 2026-27 | 2027-28 | 2028-29 | 2029-30 | 2030-31 | 2031-32 | 2032-33 | 2033-34 | 2034-35 | 2035-36 | 2036-37 | 2037-38 | 2038-39 | 2039-40 | 2040-41 | 2041-42 | 2042-43 | 2043-44 | 2044-45 | 2045-46 | 2046-47 | 2047-48 | 2048-49 | 2049-50
NEM | Grid Battery pump | 5.934% | 5.903% | 9.116% | 13.85% | 18.83% | 21.2% | 21.51% | 23.57% | 22.79% | 25.32% | 24.11% | 23.35% | 24.28% | 24.55% | 22.2% | 22.49% | 24.2% | 23.24% | 25.28% | 24.8% | 23.65% | 23.4% | 24.42% | 20.59% | 20.34% | 20.89% | 20.13%
NEM | Pumped Hydro Pump | 11.2% | 19.48% | 18.35% | 26.92% | 16.05% | 17.62% | 20.84% | 26% | 27.92% | 25.17% | 28.12% | 26.69% | 28.89% | 30.31% | 26.77% | 27.63% | 27.24% | 24.17% | 24.42% | 25.52% | 21.61% | 21.4% | 21.63% | 21.95% | 19.44% | 19.18% | 17.07%
NEM | VPP pump | 9.293% | 9.529% | 10.2% | 9.993% | 9.704% | 9.069% | 8.893% | 8.785% | 8.579% | 8.526% | 8.469% | 8.143% | 8.266% | 8.284% | 7.76% | 7.652% | 7.781% | 7.463% | 7.735% | 7.612% | 7.397% | 7.603% | 7.833% | 7.343% | 7.293% | 7.389% | 7.255%
Region | Technology | 2023-24 | 2024-25 | 2025-26 | 2026-27 | 2027-28 | 2028-29 | 2029-30 | 2030-31 | 2031-32 | 2032-33 | 2033-34 | 2034-35 | 2035-36 | 2036-37 | 2037-38 | 2038-39 | 2039-40 | 2040-41 | 2041-42 | 2042-43 | 2043-44 | 2044-45 | 2045-46 | 2046-47 | 2047-48 | 2048-49 | 2049-50
NSW1 | Grid Battery pump | 5.591% | 6.819% | 14.76% | 28.68% | 29.36% | 26.67% | 27.1% | 29.17% | 27.69% | 28.73% | 26.82% | 25.1% | 27.45% | 27.41% | 25.44% | 25.32% | 26.04% | 24.92% | 27.21% | 25.37% | 22.86% | 24.34% | 25.1% | 21.64% | 20.84% | 22.17% | 22.07%
NSW1 | Pumped Hydro Pump | 9.077% | 17.39% | 20.34% | 30.77% | 15.06% | 18.45% | 21.87% | 27.27% | 29.59% | 26.71% | 30.48% | 28.5% | 31.27% | 33.38% | 29.96% | 29.28% | 26.81% | 21.67% | 22.8% | 24.39% | 18.9% | 18.96% | 20.66% | 24% | 19.32% | 17.67% | 14.95%
NSW1 | VPP pump | 7.994% | 9.244% | 10.34% | 10.21% | 9.878% | 9.127% | 8.817% | 8.903% | 8.685% | 8.708% | 8.654% | 8.289% | 8.499% | 8.349% | 7.958% | 7.814% | 7.987% | 7.656% | 7.884% | 7.703% | 7.416% | 7.737% | 7.841% | 7.367% | 7.256% | 7.451% | 7.498%
Region | Technology | 2023-24 | 2024-25 | 2025-26 | 2026-27 | 2027-28 | 2028-29 | 2029-30 | 2030-31 | 2031-32 | 2032-33 | 2033-34 | 2034-35 | 2035-36 | 2036-37 | 2037-38 | 2038-39 | 2039-40 | 2040-41 | 2041-42 | 2042-43 | 2043-44 | 2044-45 | 2045-46 | 2046-47 | 2047-48 | 2048-49 | 2049-50
QLD1 | Grid Battery pump | 7.268% | 7.259% | 7.425% | 7.477% | 7.5% | 25.85% | 25.81% | 27.37% | 26.99% | 27.82% | 26.71% | 26.58% | 26.73% | 27.28% | 23.66% | 24.77% | 26.04% | 26.58% | 26.77% | 27.69% | 26.16% | 25.52% | 26.07% | 22.26% | 23.09% | 22.3% | 22.51%
QLD1 | Pumped Hydro Pump | 15% | 23.23% | 14.72% | 19.91% | 20.66% | 14.45% | 16.89% | 21.19% | 21.24% | 18.33% | 19.4% | 22% | 23.59% | 23.65% | 23.09% | 26.15% | 27.67% | 26.33% | 25.94% | 26.78% | 23.92% | 22.94% | 21.59% | 20.04% | 18.74% | 19.68% | 17.77%
QLD1 | VPP pump | 9.731% | 9.617% | 9.742% | 9.947% | 9.553% | 9.055% | 8.922% | 8.97% | 8.846% | 8.722% | 8.816% | 8.625% | 8.485% | 8.517% | 7.896% | 7.866% | 8.043% | 7.995% | 7.994% | 8.165% | 8.108% | 7.954% | 8.119% | 7.93% | 7.828% | 7.667% | 7.704%
Region | Technology | 2023-24 | 2024-25 | 2025-26 | 2026-27 | 2027-28 | 2028-29 | 2029-30 | 2030-31 | 2031-32 | 2032-33 | 2033-34 | 2034-35 | 2035-36 | 2036-37 | 2037-38 | 2038-39 | 2039-40 | 2040-41 | 2041-42 | 2042-43 | 2043-44 | 2044-45 | 2045-46 | 2046-47 | 2047-48 | 2048-49 | 2049-50
VIC1 | Grid Battery pump | 5.794% | 5.407% | 6.33% | 6.205% | 6.001% | 5.708% | 5.69% | 12.28% | 11.97% | 15.52% | 14.54% | 13.98% | 17.12% | 17.11% | 15.47% | 15.29% | 17.71% | 16.68% | 22.09% | 20.79% | 19.2% | 19.92% | 20.62% | 17.47% | 17.4% | 18.64% | 16.33%
VIC1 | Pumped Hydro Pump | - | - | - | - | - | - | - | - | - | - | - | - | - | - | - | - | - | - | - | - | - | 32.37% | 35.23% | 30.78% | 29.84% | 30.29% | 30.81%
VIC1 | VPP pump | 9.792% | 9.273% | 11.08% | 10.46% | 10.14% | 9.36% | 9.16% | 8.686% | 8.301% | 8.188% | 7.889% | 7.585% | 7.933% | 8.066% | 7.475% | 7.355% | 7.437% | 6.814% | 7.468% | 7.121% | 6.665% | 7.248% | 7.604% | 6.91% | 7.092% | 7.241% | 6.807%
Region | Technology | 2023-24 | 2024-25 | 2025-26 | 2026-27 | 2027-28 | 2028-29 | 2029-30 | 2030-31 | 2031-32 | 2032-33 | 2033-34 | 2034-35 | 2035-36 | 2036-37 | 2037-38 | 2038-39 | 2039-40 | 2040-41 | 2041-42 | 2042-43 | 2043-44 | 2044-45 | 2045-46 | 2046-47 | 2047-48 | 2048-49 | 2049-50
SA1 | Grid Battery pump | 5.785% | 5.913% | 5.705% | 5.625% | 5.643% | 5.492% | 5.45% | 5.624% | 5.474% | 18.79% | 17.78% | 17.41% | 19.11% | 19.77% | 19.33% | 19.22% | 19.35% | 19.24% | 22.09% | 19.09% | 22.5% | 20.65% | 23.4% | 18.45% | 16.51% | 17.84% | 15.47%
SA1 | Pumped Hydro Pump | bar: 2023-24 to 2049-50
SA1 | VPP pump | 10.67% | 10.68% | 10.19% | 9.616% | 9.424% | 9.013% | 8.946% | 8.654% | 8.43% | 8.556% | 8.613% | 8.08% | 8.143% | 8.419% | 7.892% | 7.773% | 7.605% | 7.293% | 7.618% | 7.389% | 7.608% | 7.512% | 8.076% | 7.212% | 6.904% | 7.237% | 6.731%
Region | Technology | 2023-24 | 2024-25 | 2025-26 | 2026-27 | 2027-28 | 2028-29 | 2029-30 | 2030-31 | 2031-32 | 2032-33 | 2033-34 | 2034-35 | 2035-36 | 2036-37 | 2037-38 | 2038-39 | 2039-40 | 2040-41 | 2041-42 | 2042-43 | 2043-44 | 2044-45 | 2045-46 | 2046-47 | 2047-48 | 2048-49 | 2049-50
TAS1 | Grid Battery pump | bar: 2023-24 to 2049-50
TAS1 | Pumped Hydro Pump | - | - | - | - | - | - | - | 24.98% | 33.16% | 26.73% | 27.61% | 25.17% | 25.8% | 26.03% | 26.59% | 25.89% | 27.28% | 25.84% | 25.04% | 25.06% | 23.62% | 24.37% | 24.72% | 22.42% | 22.69% | 22% | 21.29%
TAS1 | VPP pump | 0.8823% | 4.191% | 3.538% | 4.151% | 5.068% | 5.065% | 6.154% | 6.459% | 7.382% | 6.838% | 6.749% | 5.907% | 5.955% | 6.014% | 5.456% | 5.092% | 5.731% | 5.359% | 5.575% | 5.412% | 4.988% | 5.359% | 5.569% | 4.804% | 4.979% | 5.245% | 5.079%
Non-controllable capacity
Region | Technology | 2023-24 | 2024-25 | 2025-26 | 2026-27 | 2027-28 | 2028-29 | 2029-30 | 2030-31 | 2031-32 | 2032-33 | 2033-34 | 2034-35 | 2035-36 | 2036-37 | 2037-38 | 2038-39 | 2039-40 | 2040-41 | 2041-42 | 2042-43 | 2043-44 | 2044-45 | 2045-46 | 2046-47 | 2047-48 | 2048-49 | 2049-50
NEM | Distributed PV | 14.23% | 13.97% | 13.66% | 14.76% | 14.89% | 13.44% | 14.16% | 14.79% | 15.16% | 15.21% | 14.84% | 14.44% | 15.53% | 15.58% | 13.97% | 14.7% | 15.35% | 15.67% | 15.69% | 15.31% | 14.87% | 15.93% | 15.94% | 14.29% | 15.04% | 15.67% | 15.97%
NEM | Behind the meter battery | 4.897% | 4.862% | 4.791% | 4.705% | 4.639% | 4.529% | 4.488% | 4.437% | 4.376% | 4.329% | 4.385% | 4.417% | 4.433% | 4.398% | 4.361% | 4.299% | 4.266% | 4.207% | 4.151% | 4.111% | 4.152% | 4.184% | 4.217% | 4.239% | 4.261% | 4.237% | 4.213%
NEM | Behind the meter battery pump | 5.764% | 5.722% | 5.638% | 5.537% | 5.461% | 5.329% | 5.283% | 5.222% | 5.15% | 5.095% | 5.16% | 5.199% | 5.218% | 5.177% | 5.133% | 5.06% | 5.021% | 4.95% | 4.886% | 4.838% | 4.886% | 4.925% | 4.963% | 4.99% | 5.016% | 4.988% | 4.958%
Region | Technology | 2023-24 | 2024-25 | 2025-26 | 2026-27 | 2027-28 | 2028-29 | 2029-30 | 2030-31 | 2031-32 | 2032-33 | 2033-34 | 2034-35 | 2035-36 | 2036-37 | 2037-38 | 2038-39 | 2039-40 | 2040-41 | 2041-42 | 2042-43 | 2043-44 | 2044-45 | 2045-46 | 2046-47 | 2047-48 | 2048-49 | 2049-50
NSW1 | Distributed PV | 13.95% | 13.97% | 13.61% | 15.11% | 14.98% | 13.37% | 13.79% | 14.67% | 15.35% | 14.94% | 14.77% | 14.29% | 15.76% | 15.56% | 13.87% | 14.28% | 15.19% | 15.83% | 15.4% | 15.21% | 14.69% | 16.12% | 15.89% | 14.16% | 14.59% | 15.47% | 16.09%
NSW1 | Behind the meter battery | 4.884% | 4.831% | 4.757% | 4.683% | 4.62% | 4.52% | 4.491% | 4.444% | 4.405% | 4.375% | 4.441% | 4.454% | 4.456% | 4.412% | 4.358% | 4.289% | 4.257% | 4.188% | 4.148% | 4.121% | 4.175% | 4.211% | 4.237% | 4.254% | 4.256% | 4.24% | 4.206%
NSW1 | Behind the meter battery pump | 5.747% | 5.687% | 5.598% | 5.511% | 5.44% | 5.32% | 5.287% | 5.232% | 5.182% | 5.148% | 5.225% | 5.24% | 5.245% | 5.193% | 5.129% | 5.046% | 5.012% | 4.928% | 4.883% | 4.849% | 4.911% | 4.959% | 4.986% | 5.008% | 5.011% | 4.991% | 4.951%
Region | Technology | 2023-24 | 2024-25 | 2025-26 | 2026-27 | 2027-28 | 2028-29 | 2029-30 | 2030-31 | 2031-32 | 2032-33 | 2033-34 | 2034-35 | 2035-36 | 2036-37 | 2037-38 | 2038-39 | 2039-40 | 2040-41 | 2041-42 | 2042-43 | 2043-44 | 2044-45 | 2045-46 | 2046-47 | 2047-48 | 2048-49 | 2049-50
QLD1 | Distributed PV | 15.03% | 14.46% | 14.67% | 15.73% | 15.87% | 13.4% | 14.58% | 15.12% | 16% | 15.82% | 15.21% | 15.39% | 16.39% | 16.42% | 13.85% | 15.06% | 15.64% | 16.42% | 16.23% | 15.62% | 15.79% | 16.72% | 16.74% | 14.11% | 15.37% | 15.91% | 16.71%
QLD1 | Behind the meter battery | 4.94% | 4.904% | 4.833% | 4.738% | 4.663% | 4.563% | 4.529% | 4.478% | 4.408% | 4.348% | 4.393% | 4.421% | 4.437% | 4.396% | 4.354% | 4.3% | 4.282% | 4.232% | 4.163% | 4.125% | 4.169% | 4.194% | 4.229% | 4.244% | 4.261% | 4.245% | 4.236%
QLD1 | Behind the meter battery pump | 5.815% | 5.773% | 5.687% | 5.578% | 5.487% | 5.368% | 5.33% | 5.269% | 5.189% | 5.118% | 5.17% | 5.205% | 5.223% | 5.176% | 5.124% | 5.063% | 5.038% | 4.98% | 4.9% | 4.855% | 4.906% | 4.935% | 4.976% | 4.996% | 5.017% | 4.999% | 4.984%
Region | Technology | 2023-24 | 2024-25 | 2025-26 | 2026-27 | 2027-28 | 2028-29 | 2029-30 | 2030-31 | 2031-32 | 2032-33 | 2033-34 | 2034-35 | 2035-36 | 2036-37 | 2037-38 | 2038-39 | 2039-40 | 2040-41 | 2041-42 | 2042-43 | 2043-44 | 2044-45 | 2045-46 | 2046-47 | 2047-48 | 2048-49 | 2049-50
VIC1 | Distributed PV | 13.3% | 13.06% | 12.42% | 13.32% | 13.59% | 13.11% | 13.75% | 14.34% | 13.9% | 14.65% | 14.31% | 13.53% | 14.42% | 14.65% | 13.83% | 14.47% | 15.09% | 14.55% | 15.26% | 14.92% | 14.07% | 14.95% | 15.11% | 14.28% | 14.94% | 15.54% | 14.95%
VIC1 | Behind the meter battery | 4.922% | 4.924% | 4.853% | 4.759% | 4.698% | 4.556% | 4.474% | 4.403% | 4.302% | 4.208% | 4.268% | 4.344% | 4.395% | 4.391% | 4.402% | 4.332% | 4.283% | 4.218% | 4.147% | 4.064% | 4.079% | 4.124% | 4.164% | 4.22% | 4.277% | 4.242% | 4.209%
VIC1 | Behind the meter battery pump | 5.794% | 5.795% | 5.709% | 5.602% | 5.531% | 5.362% | 5.266% | 5.18% | 5.063% | 4.951% | 5.023% | 5.115% | 5.172% | 5.166% | 5.183% | 5.097% | 5.041% | 4.963% | 4.88% | 4.783% | 4.802% | 4.853% | 4.9% | 4.969% | 5.033% | 4.993% | 4.954%
Region | Technology | 2023-24 | 2024-25 | 2025-26 | 2026-27 | 2027-28 | 2028-29 | 2029-30 | 2030-31 | 2031-32 | 2032-33 | 2033-34 | 2034-35 | 2035-36 | 2036-37 | 2037-38 | 2038-39 | 2039-40 | 2040-41 | 2041-42 | 2042-43 | 2043-44 | 2044-45 | 2045-46 | 2046-47 | 2047-48 | 2048-49 | 2049-50
SA1 | Distributed PV | 15.11% | 14.83% | 14.15% | 14.8% | 15.36% | 14.69% | 15.37% | 15.62% | 15.63% | 16.06% | 15.54% | 14.77% | 15.4% | 15.93% | 15.16% | 15.87% | 16.14% | 16.14% | 16.55% | 16% | 15.2% | 15.81% | 16.3% | 15.49% | 16.24% | 16.49% | 16.45%
SA1 | Behind the meter battery | 4.815% | 4.725% | 4.641% | 4.542% | 4.474% | 4.387% | 4.404% | 4.389% | 4.377% | 4.405% | 4.448% | 4.451% | 4.434% | 4.377% | 4.295% | 4.252% | 4.207% | 4.164% | 4.135% | 4.149% | 4.202% | 4.208% | 4.244% | 4.225% | 4.248% | 4.192% | 4.182%
SA1 | Behind the meter battery pump | 5.667% | 5.562% | 5.46% | 5.346% | 5.265% | 5.161% | 5.184% | 5.165% | 5.152% | 5.183% | 5.234% | 5.238% | 5.218% | 5.153% | 5.054% | 5.004% | 4.953% | 4.903% | 4.87% | 4.885% | 4.947% | 4.956% | 4.995% | 4.971% | 4.998% | 4.935% | 4.924%
Region | Technology | 2023-24 | 2024-25 | 2025-26 | 2026-27 | 2027-28 | 2028-29 | 2029-30 | 2030-31 | 2031-32 | 2032-33 | 2033-34 | 2034-35 | 2035-36 | 2036-37 | 2037-38 | 2038-39 | 2039-40 | 2040-41 | 2041-42 | 2042-43 | 2043-44 | 2044-45 | 2045-46 | 2046-47 | 2047-48 | 2048-49 | 2049-50
TAS1 | Distributed PV | 12.03% | 12.09% | 11.56% | 12.4% | 12.42% | 12.16% | 12.24% | 12.52% | 12.4% | 12.76% | 12.71% | 12.11% | 12.89% | 12.83% | 12.48% | 12.53% | 12.81% | 12.66% | 12.97% | 12.94% | 12.31% | 13.07% | 12.97% | 12.63% | 12.69% | 12.99% | 12.77%
TAS1 | Behind the meter battery | 4.891% | 4.832% | 4.753% | 4.664% | 4.597% | 4.506% | 4.479% | 4.427% | 4.378% | 4.382% | 4.417% | 4.439% | 4.429% | 4.4% | 4.347% | 4.292% | 4.268% | 4.207% | 4.152% | 4.139% | 4.176% | 4.183% | 4.231% | 4.218% | 4.232% | 4.231% | 4.186%
TAS1 | Behind the meter battery pump | 5.757% | 5.685% | 5.596% | 5.489% | 5.412% | 5.302% | 5.27% | 5.211% | 5.154% | 5.156% | 5.198% | 5.224% | 5.215% | 5.178% | 5.116% | 5.054% | 5.023% | 4.952% | 4.886% | 4.87% | 4.914% | 4.925% | 4.979% | 4.967% | 4.983% | 4.979% | 4.926%

## Option 3A_Generation
Annual sent-out generation by technology (GWh) - Option 3A, Step Change Scenario
Explicitly modelled generation
Region | Technology | 2023-24 | 2024-25 | 2025-26 | 2026-27 | 2027-28 | 2028-29 | 2029-30 | 2030-31 | 2031-32 | 2032-33 | 2033-34 | 2034-35 | 2035-36 | 2036-37 | 2037-38 | 2038-39 | 2039-40 | 2040-41 | 2041-42 | 2042-43 | 2043-44 | 2044-45 | 2045-46 | 2046-47 | 2047-48 | 2048-49 | 2049-50
NEM | Black Coal | 85015.0927 | 74408.5287 | 72714.114 | 67528.0016 | 53651.0342 | 44866.1591 | 40606.5149 | 30971.9497 | 29882.9251 | 26606.5664 | 16920.0473 | 16877.802 | 14770.7617 | 14352.2693 | 15020.2251 | 14227.9209 | 4181.3346 | 1665.6154 | 1627.4789 | 0 | 0 | 0 | 0 | 0 | 0 | 0 | 0
NEM | Brown Coal | 29020.204 | 25393.7311 | 23778.4771 | 18595.4754 | 18736.9598 | 15649.6852 | 9973.604 | 6474.7322 | 5161.8442 | 0 | 0 | 0 | 0 | 0 | 0 | 0 | 0 | 0 | 0 | 0 | 0 | 0 | 0 | 0 | 0 | 0 | 0
NEM | CCGT | 2107.0944 | 1607.7637 | 3149.9806 | 3988.9766 | 4094.0397 | 4776.5224 | 5552.2275 | 6544.7335 | 5765.7422 | 5606.9159 | 7575.1866 | 8678.6267 | 6494.9081 | 5889.2222 | 4455.0982 | 5022.5633 | 4653.4697 | 3980.6829 | 3399.4671 | 3932.6174 | 3109.2413 | 2498.9028 | 1334.1792 | 982.1071 | 967.4145 | 952.9067 | 976.7746
NEM | Gas - Steam | 112.3438 | 107.9451 | 341.1777 | 164.2237 | 109.3115 | 229.996 | 193.287 | 992.1381 | 184.5415 | 393.0805 | 348.8709 | 615.1268 | 379.3666 | 516.7432 | 564.8054 | 558.7018 | 0 | 0 | 0 | 0 | 0 | 0 | 0 | 0 | 0 | 0 | 0
NEM | OCGT / Diesel | 200.089 | 171.8454 | 384.6251 | 419.2296 | 308.8963 | 435.6191 | 363.7393 | 1584.026 | 755.4089 | 1200.7372 | 2190.1343 | 4050.7533 | 2472.9527 | 3285.2735 | 3128.0012 | 2887.5202 | 7201.5181 | 6902.1456 | 3484.5468 | 4768.5367 | 8667.4121 | 5156.8495 | 6384.1688 | 8625.2187 | 6089.1652 | 8984.1143 | 8845.4511
NEM | Hydro | 17541.8744 | 15870.2765 | 16193.994 | 15667.0485 | 13397.9144 | 16468.2661 | 17724.9571 | 17177.4869 | 16293.4019 | 15526.5312 | 17055.2503 | 17385.3343 | 15943.5164 | 14739.7561 | 17131.381 | 15466.1811 | 14565.0816 | 13877.4667 | 12981.2366 | 14727.7058 | 15159.5077 | 13662.2967 | 12968.1973 | 17144.9432 | 16251.5854 | 16195.8952 | 15626.3356
NEM | Hydrogen Turbine | 0 | 0 | 0 | 0 | 0 | 0 | 0 | 0 | 0 | 0 | 0 | 0 | 0 | 0 | 0 | 0 | 0 | 0 | 0 | 0 | 0 | 0 | 0 | 0 | 0 | 0 | 0
NEM | Wind | 28826.698 | 46944.163 | 48018.6947 | 56652.7045 | 74885.5005 | 88868.6408 | 93143.4388 | 100176.2691 | 108590.2324 | 113742.5267 | 121914.9123 | 120010.9875 | 128360.4536 | 134115.704 | 143569.5636 | 142741.9908 | 139592.4501 | 140161.1424 | 138516.8389 | 145482.0949 | 146254.872 | 147863.1659 | 151587.8614 | 170952.7178 | 176034.7464 | 177776.2899 | 177294.423
NEM | Solar PV | 20914.2429 | 19293.39 | 22128.7025 | 23291.8675 | 23080.1544 | 22503.5696 | 25785.7403 | 31310.3719 | 32583.4585 | 39488.2625 | 42512.2453 | 45894.7925 | 47267.4748 | 48023.9625 | 50581.9208 | 55428.7486 | 75644.0128 | 83218.2565 | 96100.2 | 111889.0646 | 116573.0673 | 117334.3187 | 120772.6485 | 114041.5206 | 115580.8589 | 126810.8525 | 131143.7403
NEM | Grid Battery | 419.243 | 415.3183 | 920.9466 | 1396.5251 | 2750.8075 | 5021.9389 | 5200.5113 | 6365.142 | 6187.2936 | 11331.8112 | 11023.442 | 10628.0289 | 12074.219 | 12111.9733 | 11360.9231 | 11533.2479 | 18154.0777 | 19466.5939 | 28121.4094 | 32577.8142 | 32988.2051 | 35121.6514 | 35856.9024 | 30337.8542 | 28938.1213 | 32383.9675 | 31330.1627
NEM | Pumped Hydro | 541.3376 | 893.0678 | 1750.7058 | 2608.6541 | 3115.5771 | 4394.3212 | 4868.2829 | 6455.0888 | 6603.2885 | 7072.1201 | 7663.9331 | 8135.0571 | 8782.3816 | 9063.6247 | 11541.6286 | 11778.3078 | 12624.1898 | 11006.7676 | 11388.6354 | 11623.6223 | 10291.8971 | 10049.1874 | 9917.1229 | 11616.6665 | 10124.7377 | 10177.9452 | 9173.4999
NEM | VPP | 221.1925 | 441.557 | 785.8863 | 1146.0014 | 1546.3591 | 1897.8537 | 2526.4038 | 3059.8568 | 3517.7807 | 4130.6088 | 4853.4 | 5462.0412 | 6367.3805 | 7227.365 | 7528.1735 | 8177.8167 | 8895.92 | 8985.9884 | 9799.62 | 10050.5511 | 10203.6242 | 10930.0048 | 11697.5595 | 11449.582 | 11770.5991 | 12437.2603 | 12644.1304
Total excluding storage |  | 184919.4122 | 185547.5866 | 190167.3045 | 191458.7079 | 195676.5545 | 205112.5721 | 205938.707 | 211111.7951 | 215525.9175 | 225099.1605 | 232057.4222 | 237738.5503 | 242913.415 | 249325.8938 | 264881.7205 | 267822.9991 | 285512.0544 | 289264.6593 | 305419.4331 | 335052.0068 | 343247.8268 | 342616.3772 | 350518.64 | 365150.6101 | 365757.2284 | 385719.2317 | 387034.5175
Region | Technology | 2023-24 | 2024-25 | 2025-26 | 2026-27 | 2027-28 | 2028-29 | 2029-30 | 2030-31 | 2031-32 | 2032-33 | 2033-34 | 2034-35 | 2035-36 | 2036-37 | 2037-38 | 2038-39 | 2039-40 | 2040-41 | 2041-42 | 2042-43 | 2043-44 | 2044-45 | 2045-46 | 2046-47 | 2047-48 | 2048-49 | 2049-50
NSW1 | Black Coal | 42250.5387 | 35196.2946 | 32381.1846 | 30662.5156 | 21173.0698 | 19384.4395 | 16184.7797 | 13902.49 | 13658.2778 | 13847.5709 | 7506.6633 | 7693.7534 | 6754.5398 | 6001.0581 | 6624.9541 | 6616.615 | 0 | 0 | 0 | 0 | 0 | 0 | 0 | 0 | 0 | 0 | 0
NSW1 | Brown Coal | 0 | 0 | 0 | 0 | 0 | 0 | 0 | 0 | 0 | 0 | 0 | 0 | 0 | 0 | 0 | 0 | 0 | 0 | 0 | 0 | 0 | 0 | 0 | 0 | 0 | 0 | 0
NSW1 | CCGT | 13.66 | 6.2 | 306.0531 | 673.6786 | 764.627 | 656.2097 | 1105.4594 | 1108.9742 | 1012.5752 | 922.0726 | 1403.6632 | 1658.9786 | 1073.7759 | 1114.6398 | 1131.3047 | 1378.4058 | 1422.5154 | 1126.2722 | 985.2396 | 1162.7125 | 0 | 0 | 0 | 0 | 0 | 0 | 0
NSW1 | Gas - Steam | 0 | 0 | 0 | 0 | 0 | 0 | 0 | 0 | 0 | 0 | 0 | 0 | 0 | 0 | 0 | 0 | 0 | 0 | 0 | 0 | 0 | 0 | 0 | 0 | 0 | 0 | 0
NSW1 | OCGT / Diesel | 8.5533 | 5.278 | 35.8508 | 33.8618 | 27.5655 | 5.6054 | 0.041061 | 153.2677 | 24.1902 | 117.3298 | 242.2577 | 896.0888 | 399.7598 | 726.7701 | 524.9021 | 593.4238 | 2201.2145 | 2723.9649 | 1250.3994 | 1552.3837 | 3009.5184 | 1504.3654 | 2176.5883 | 2109.7357 | 2031.7891 | 1809.2229 | 2328.1222
NSW1 | Hydro | 2040.5142 | 2854.3267 | 2989.3522 | 3003.8815 | 2507.3156 | 3594.5963 | 3057.0423 | 3100.4627 | 2926.742 | 2589.894 | 3196.8508 | 3343.91 | 3098.4194 | 2736.8581 | 3774.2811 | 3137.3019 | 2799.7345 | 2710.5994 | 2475.1138 | 2885.6483 | 2958.7109 | 2681.9129 | 2308.5321 | 3555.9826 | 3473.5863 | 3477.1897 | 3371.5014
NSW1 | Hydrogen Turbine | 0 | 0 | 0 | 0 | 0 | 0 | 0 | 0 | 0 | 0 | 0 | 0 | 0 | 0 | 0 | 0 | 0 | 0 | 0 | 0 | 0 | 0 | 0 | 0 | 0 | 0 | 0
NSW1 | Wind | 5987.6522 | 13855.5456 | 14065.0648 | 17348.5962 | 27729.2768 | 30582.0606 | 29721.9523 | 29628.4195 | 29458.6397 | 32990.73 | 34230.0098 | 34402.4464 | 40626.9751 | 42690.7652 | 44359.122 | 41719.9204 | 41449.2844 | 38540.4045 | 40441.2005 | 42445.1365 | 44369.184 | 46094.9117 | 46915.6014 | 51841.1877 | 53009.1652 | 51593.0282 | 48153.5134
NSW1 | Solar PV | 8824.4134 | 8285.9972 | 10339.6015 | 11414.817 | 11516.0639 | 11533.3728 | 14031.954 | 18035.8038 | 17898.8568 | 19134.9244 | 20581.1818 | 19992.5275 | 21160.6772 | 21502.671 | 22034.7708 | 23631.1218 | 31081.6221 | 32529.365 | 35233.4041 | 35529.4189 | 34860.1019 | 36433.1391 | 36936.7731 | 36272.9506 | 35685.3553 | 40009.4908 | 41733.7714
NSW1 | Grid Battery | 20.6458 | 25.0907 | 509.8583 | 990.5731 | 2351.3061 | 2873.4026 | 3058.411 | 3301.4279 | 3121.7002 | 4752.6903 | 4433.2308 | 4149.3256 | 4540.4439 | 4430.5382 | 4098.4909 | 4092.1949 | 7159.7473 | 6811.7124 | 9169.6987 | 8818.7636 | 8162.6889 | 9685.1481 | 9216.3697 | 8003.6339 | 6696.9563 | 8735.2656 | 8549.1928
NSW1 | Pumped Hydro | 110.5375 | 220.1672 | 1082.924 | 1699.4161 | 2175.493 | 3569.3746 | 3908.2191 | 5168.0821 | 5291.2365 | 5058.5746 | 5568.8544 | 5597.4791 | 5903.07 | 6197.0417 | 5816.2795 | 5437.7677 | 5142.2268 | 3994.9566 | 4383.4493 | 4477.3567 | 3794.9808 | 3574.9107 | 3789.6382 | 4711.3495 | 3659.8507 | 3501.0348 | 2953.2174
NSW1 | VPP | 58.0371 | 133.3909 | 247.5665 | 362.8138 | 488.1285 | 601.1393 | 803.283 | 999.6976 | 1173.036 | 1415.1827 | 1687.2022 | 1906.0798 | 2255.9007 | 2517.3877 | 2663.6196 | 2885.4715 | 3152.5665 | 3176.4109 | 3439.4486 | 3502.9906 | 3518.2205 | 3828.8011 | 4026.5702 | 3958.0804 | 4026.7815 | 4319.6817 | 4494.5132
Total excluding storage |  | 59314.5522 | 60582.2911 | 61957.4558 | 66190.1539 | 68732.8461 | 72800.2007 | 71871.1418 | 75398.6255 | 74565.2545 | 80828.9694 | 78849.9139 | 79640.5892 | 85813.5617 | 87917.7298 | 91027.7248 | 89492.2229 | 94408.9115 | 91613.6861 | 97377.954 | 100374.4108 | 100673.4054 | 103803.1891 | 105370.073 | 110452.9203 | 108583.4844 | 113444.9138 | 111583.8318
Region | Technology | 2023-24 | 2024-25 | 2025-26 | 2026-27 | 2027-28 | 2028-29 | 2029-30 | 2030-31 | 2031-32 | 2032-33 | 2033-34 | 2034-35 | 2035-36 | 2036-37 | 2037-38 | 2038-39 | 2039-40 | 2040-41 | 2041-42 | 2042-43 | 2043-44 | 2044-45 | 2045-46 | 2046-47 | 2047-48 | 2048-49 | 2049-50
QLD1 | Black Coal | 42764.554 | 39212.2341 | 40332.9294 | 36865.486 | 32477.9644 | 25481.7196 | 24421.7352 | 17069.4597 | 16224.6473 | 12758.9955 | 9413.384 | 9184.0486 | 8016.2219 | 8351.2112 | 8395.271 | 7611.3059 | 4181.3346 | 1665.6154 | 1627.4789 | 0 | 0 | 0 | 0 | 0 | 0 | 0 | 0
QLD1 | Brown Coal | 0 | 0 | 0 | 0 | 0 | 0 | 0 | 0 | 0 | 0 | 0 | 0 | 0 | 0 | 0 | 0 | 0 | 0 | 0 | 0 | 0 | 0 | 0 | 0 | 0 | 0 | 0
QLD1 | CCGT | 1021.5521 | 855.0152 | 1682.4277 | 2535.2985 | 2651.0022 | 3093.8979 | 3453.6309 | 4069.7103 | 3915.9318 | 3718.0878 | 5056.3288 | 5523.3837 | 4496.8105 | 3663.6285 | 3323.7935 | 3644.1575 | 3230.9543 | 2854.4107 | 2414.2275 | 2769.9049 | 3109.2413 | 2498.9028 | 1334.1792 | 982.1071 | 967.4145 | 952.9067 | 976.7746
QLD1 | Gas - Steam | 0 | 0 | 0 | 0 | 0 | 0 | 0 | 0 | 0 | 0 | 0 | 0 | 0 | 0 | 0 | 0 | 0 | 0 | 0 | 0 | 0 | 0 | 0 | 0 | 0 | 0 | 0
QLD1 | OCGT / Diesel | 2.4407 | 0.00043785 | 2.6864 | 18.3964 | 24.6757 | 20.7792 | 9.6049 | 460.8781 | 381.0559 | 374.0052 | 1136.8861 | 1368.8678 | 1027.6349 | 1412.9834 | 980.8954 | 814.1507 | 1927.5619 | 1772.0181 | 823.7343 | 1481.9736 | 1872.3101 | 1105.8452 | 1677.7679 | 3031.8928 | 1380.0055 | 3343.9279 | 2854.8118
QLD1 | Hydro | 726.8489 | 727.4228 | 745.5463 | 714.5777 | 729.0688 | 741.5601 | 734.9035 | 729.7756 | 727.4683 | 728.6885 | 722.2508 | 715.3776 | 710.0813 | 713.2628 | 219.6458 | 205.5448 | 167.3127 | 153.8959 | 143.8552 | 0 | 0 | 0 | 0 | 0 | 0 | 0 | 0
QLD1 | Hydrogen Turbine | 0 | 0 | 0 | 0 | 0 | 0 | 0 | 0 | 0 | 0 | 0 | 0 | 0 | 0 | 0 | 0 | 0 | 0 | 0 | 0 | 0 | 0 | 0 | 0 | 0 | 0 | 0
QLD1 | Wind | 4040.3748 | 7803.5748 | 8250.6078 | 9965.8973 | 14351.2278 | 23564.9617 | 23480.5161 | 28341.6836 | 27874.8581 | 31415.7082 | 33291.7425 | 33212.886 | 32806.0232 | 34933.9902 | 40646.6197 | 40148.5866 | 39823.021 | 38043.6612 | 39537.7139 | 40891.8749 | 42585.7828 | 40302.6244 | 42512.7715 | 53114.5318 | 53405.2497 | 58746.8513 | 55726.6481
QLD1 | Solar PV | 8594.5619 | 8011.7629 | 8743.1704 | 8842.3861 | 8563.4651 | 8001.098 | 8843.7401 | 10434.2068 | 11629.2539 | 13954.0863 | 15813.3384 | 17630.3586 | 17675.272 | 17385.6517 | 18562.4911 | 21873.6339 | 34125.519 | 37634.745 | 39795.6431 | 55175.1254 | 53779.0522 | 51214.8171 | 51850.0189 | 50060.4439 | 52530.7901 | 56687.6699 | 60133.5438
QLD1 | Grid Battery | 53.6332 | 53.4146 | 54.4834 | 55.1668 | 55.186 | 1815.2004 | 1812.4912 | 2408.0251 | 2428.7553 | 4457.2137 | 4643.9216 | 4615.8134 | 4658.9634 | 4750.6105 | 4101.4155 | 4316.7949 | 7495.0259 | 7622.1796 | 10432.6896 | 16132.8143 | 15259.6178 | 14874.1511 | 15208.3327 | 12945.6491 | 13490.7803 | 14137.4852 | 14298.9891
QLD1 | Pumped Hydro | 430.8002 | 672.9006 | 667.7779 | 909.2319 | 940.0776 | 824.9399 | 960.0558 | 1203.7169 | 1201.7542 | 1047.3438 | 1107.4096 | 1617.6633 | 1740.5602 | 1730.7826 | 4377.2324 | 5044.0306 | 6108.9145 | 5729.9336 | 5732.8424 | 5888.1542 | 5313.2662 | 5049.5312 | 4690.8119 | 5574.268 | 5160.0616 | 5369.8821 | 4965.7104
QLD1 | VPP | 51.3346 | 108.8289 | 193.0954 | 301.6515 | 407.8665 | 522.5437 | 723.3909 | 908.1439 | 1057.0405 | 1237.5846 | 1479.8732 | 1693.8854 | 1919.4453 | 2182.7527 | 2243.83 | 2473.7498 | 2696.3564 | 2823.5183 | 2954.106 | 3149.924 | 3260.1182 | 3329.7852 | 3533.7942 | 3581.3027 | 3674.7185 | 3728.697 | 3885.2886
Total excluding storage |  | 57686.1003 | 57445.1545 | 60672.7248 | 60208.0923 | 60200.5341 | 64066.7006 | 64440.0684 | 65625.6001 | 65440.7652 | 69691.7136 | 72665.1349 | 75562.2844 | 73051.0127 | 75124.8737 | 82851.1942 | 86131.9546 | 99756.0004 | 98299.9779 | 103462.2909 | 125489.7713 | 125179.3886 | 118375.6571 | 120807.6765 | 129290.1954 | 130609.0203 | 142967.4201 | 142841.7663
Region | Technology | 2023-24 | 2024-25 | 2025-26 | 2026-27 | 2027-28 | 2028-29 | 2029-30 | 2030-31 | 2031-32 | 2032-33 | 2033-34 | 2034-35 | 2035-36 | 2036-37 | 2037-38 | 2038-39 | 2039-40 | 2040-41 | 2041-42 | 2042-43 | 2043-44 | 2044-45 | 2045-46 | 2046-47 | 2047-48 | 2048-49 | 2049-50
VIC1 | Black Coal | 0 | 0 | 0 | 0 | 0 | 0 | 0 | 0 | 0 | 0 | 0 | 0 | 0 | 0 | 0 | 0 | 0 | 0 | 0 | 0 | 0 | 0 | 0 | 0 | 0 | 0 | 0
VIC1 | Brown Coal | 29020.204 | 25393.7311 | 23778.4771 | 18595.4754 | 18736.9598 | 15649.6852 | 9973.604 | 6474.7322 | 5161.8442 | 0 | 0 | 0 | 0 | 0 | 0 | 0 | 0 | 0 | 0 | 0 | 0 | 0 | 0 | 0 | 0 | 0 | 0
VIC1 | CCGT | 0 | 0 | 0 | 0 | 0 | 0 | 0 | 0 | 0 | 0 | 0 | 0 | 0 | 0 | 0 | 0 | 0 | 0 | 0 | 0 | 0 | 0 | 0 | 0 | 0 | 0 | 0
VIC1 | Gas - Steam | 16.9069 | 18.366 | 70.6118 | 164.2237 | 109.3115 | 229.996 | 193.287 | 992.1381 | 184.5415 | 393.0805 | 348.8709 | 615.1268 | 379.3666 | 516.7432 | 564.8054 | 558.7018 | 0 | 0 | 0 | 0 | 0 | 0 | 0 | 0 | 0 | 0 | 0
VIC1 | OCGT / Diesel | 22.9956 | 15.8053 | 39.2488 | 146.3026 | 84.4166 | 142.8666 | 97.528 | 424.8492 | 75.53 | 350.8058 | 305.4837 | 916.4704 | 592.1453 | 621.366 | 1003.1278 | 840.5645 | 2072.9895 | 1701.2735 | 947.2131 | 1144.4538 | 2947.7893 | 2319.1778 | 2319.25 | 3382.9782 | 2616.8627 | 3718.6488 | 3544.5733
VIC1 | Hydro | 2748.3489 | 3335.8073 | 3444.6416 | 3267.3167 | 2730.8892 | 4096.3377 | 3417.3495 | 2953.3841 | 2956.4433 | 2697.6681 | 3295.7602 | 3404.3489 | 3238.9522 | 2712.1202 | 4080.8532 | 3414.6506 | 2957.887 | 2957.7718 | 2695.5861 | 3290.9463 | 3405.1672 | 3226.0669 | 2708.9995 | 4074.4898 | 4079.8857 | 4072.8084 | 4071.3999
VIC1 | Hydrogen Turbine | 0 | 0 | 0 | 0 | 0 | 0 | 0 | 0 | 0 | 0 | 0 | 0 | 0 | 0 | 0 | 0 | 0 | 0 | 0 | 0 | 0 | 0 | 0 | 0 | 0 | 0 | 0
VIC1 | Wind | 10176.7414 | 12809.4903 | 13169.7305 | 14900.1515 | 17795.0402 | 17947.2974 | 20813.5344 | 23623.4166 | 26915.5029 | 25192.7478 | 30563.2848 | 29343.92 | 30671.1422 | 31663.5085 | 33241.8725 | 35549.6948 | 33875.8933 | 37223.4222 | 33415.519 | 35559.5733 | 33827.6726 | 34091.315 | 35228.1945 | 36278.2721 | 38067.4401 | 36375.1169 | 39219.5129
VIC1 | Solar PV | 2204.9925 | 1887.0866 | 1902.4895 | 1931.8801 | 1887.5942 | 1869.8058 | 1849.8413 | 1824.1991 | 2061.3612 | 4531.9886 | 4344.0179 | 5275.3891 | 5404.1908 | 5887.8312 | 5471.7703 | 5375.9221 | 5696.2643 | 5273.2085 | 11027.8181 | 11718.4964 | 13855.5479 | 16166.6022 | 16978.8113 | 14739.5252 | 14923.8521 | 16600.1653 | 16252.9931
VIC1 | Grid Battery | 160.4022 | 148.8499 | 174.8425 | 171.8271 | 165.2463 | 158.128 | 156.682 | 488.8667 | 474.7185 | 792.8881 | 684.1906 | 658.5664 | 1193.7301 | 1191.6877 | 1077.8908 | 1060.4484 | 1407.5255 | 1975.0321 | 4039.691 | 3778.1754 | 3853.7583 | 4905.1117 | 5055.1147 | 4323.2449 | 4260.5956 | 4611.8563 | 4253.3474
VIC1 | Pumped Hydro | 0 | 0 | 0.0011097 | 0.0025288 | 0.0025866 | 0.002541 | 0.002561 | 0.0041083 | 0.0040072 | 0.0039789 | 0.0039185 | 0.0038761 | 0.0056086 | 0.0054791 | 0.011574 | 0.011675 | 0.012581 | 0.012764 | 0.014476 | 0.013788 | 0.013542 | 157.3419 | 169.504 | 151.3908 | 143.3498 | 148.9287 | 149.753
VIC1 | VPP | 40.7979 | 94.435 | 210.0173 | 317.8997 | 449.6113 | 539.5259 | 697.3802 | 793.3284 | 864.3067 | 975.5593 | 1090.0025 | 1220.0285 | 1455.5161 | 1674.5973 | 1741.2301 | 1880.3625 | 2047.5777 | 1983.5924 | 2304.704 | 2284.2064 | 2243.9845 | 2538.3088 | 2763.5739 | 2631.6737 | 2788.8663 | 2981.0037 | 2899.5347
Total excluding storage |  | 44391.3894 | 43703.5715 | 42790.0602 | 39495.0793 | 41959.0716 | 40633.6452 | 37199.2087 | 37574.9186 | 38694.2522 | 34934.7422 | 40631.6146 | 41433.8539 | 42935.0488 | 44267.8596 | 47181.5615 | 48680.3564 | 48058.1498 | 51114.3132 | 54430.5457 | 57775.8654 | 60133.9333 | 63403.9243 | 65223.4479 | 65581.5747 | 66880.8524 | 68508.5281 | 70391.1145
Region | Technology | 2023-24 | 2024-25 | 2025-26 | 2026-27 | 2027-28 | 2028-29 | 2029-30 | 2030-31 | 2031-32 | 2032-33 | 2033-34 | 2034-35 | 2035-36 | 2036-37 | 2037-38 | 2038-39 | 2039-40 | 2040-41 | 2041-42 | 2042-43 | 2043-44 | 2044-45 | 2045-46 | 2046-47 | 2047-48 | 2048-49 | 2049-50
SA1 | Black Coal | 0 | 0 | 0 | 0 | 0 | 0 | 0 | 0 | 0 | 0 | 0 | 0 | 0 | 0 | 0 | 0 | 0 | 0 | 0 | 0 | 0 | 0 | 0 | 0 | 0 | 0 | 0
SA1 | Brown Coal | 0 | 0 | 0 | 0 | 0 | 0 | 0 | 0 | 0 | 0 | 0 | 0 | 0 | 0 | 0 | 0 | 0 | 0 | 0 | 0 | 0 | 0 | 0 | 0 | 0 | 0 | 0
SA1 | CCGT | 1071.8822 | 746.5485 | 1161.4998 | 779.9995 | 678.4105 | 1026.4149 | 993.1373 | 1366.049 | 837.2352 | 966.7555 | 1115.1946 | 1496.2644 | 924.3217 | 1110.9539 | 0 | 0 | 0 | 0 | 0 | 0 | 0 | 0 | 0 | 0 | 0 | 0 | 0
SA1 | Gas - Steam | 95.4369 | 89.579 | 270.5659 | 0 | 0 | 0 | 0 | 0 | 0 | 0 | 0 | 0 | 0 | 0 | 0 | 0 | 0 | 0 | 0 | 0 | 0 | 0 | 0 | 0 | 0 | 0 | 0
SA1 | OCGT / Diesel | 166.0993 | 150.7615 | 306.8389 | 220.487 | 172.2384 | 266.3675 | 255.1671 | 540.301 | 272.57 | 348.896 | 501.2726 | 848.7102 | 440.7874 | 511.309 | 602.6266 | 627.3902 | 944.0987 | 695.1898 | 457.4402 | 579.6553 | 826.3296 | 222.7956 | 204.7112 | 94.6518 | 56.4633 | 100.6466 | 108.6365
SA1 | Hydro | 0 | 0 | 0 | 0 | 0 | 0 | 0 | 0 | 0 | 0 | 0 | 0 | 0 | 0 | 0 | 0 | 0 | 0 | 0 | 0 | 0 | 0 | 0 | 0 | 0 | 0 | 0
SA1 | Hydrogen Turbine | 0 | 0 | 0 | 0 | 0 | 0 | 0 | 0 | 0 | 0 | 0 | 0 | 0 | 0 | 0 | 0 | 0 | 0 | 0 | 0 | 0 | 0 | 0 | 0 | 0 | 0 | 0
SA1 | Wind | 6752.6964 | 7908.9396 | 7658.6409 | 9458.4978 | 9302.9069 | 11212.1419 | 11615.1263 | 11186.4657 | 11987.6074 | 11834.2002 | 12107.3614 | 10945.6209 | 11951.812 | 11996.7972 | 13042.7203 | 13373.702 | 12671.5983 | 13342.2587 | 12450.7829 | 14442.93 | 12814.6673 | 14896.8713 | 14061.0331 | 17266.1299 | 19448.9519 | 19222.3725 | 21370.4074
SA1 | Solar PV | 1290.275 | 1108.5428 | 1143.4406 | 1102.7837 | 1113.0306 | 1099.2925 | 1060.2044 | 1016.1616 | 993.986 | 1867.2623 | 1773.7062 | 2996.516 | 3027.3336 | 3247.8073 | 4512.8875 | 4548.0697 | 4740.6058 | 7554.8652 | 9807.3132 | 9204.2073 | 13830.7297 | 13260.915 | 14746.9353 | 12746.9989 | 12193.8955 | 13264.1874 | 12788.9367
SA1 | Grid Battery | 184.5619 | 187.9621 | 181.7612 | 178.9568 | 179.0676 | 175.2063 | 172.9251 | 166.819 | 162.1155 | 1329.0141 | 1262.0939 | 1204.3184 | 1681.0759 | 1739.1314 | 2083.1195 | 2063.8033 | 2091.7722 | 3057.6606 | 4479.3208 | 3848.0515 | 5712.1295 | 5657.2268 | 6377.0718 | 5065.3136 | 4489.7753 | 4899.3457 | 4228.6152
SA1 | Pumped Hydro | 0 | 0 | 0.0010536 | 0.0015669 | 0.0016155 | 0.0016008 | 0.0016428 | 0.0020781 | 0.0021159 | 0.0020974 | 0.0020966 | 0.0021236 | 0.0026049 | 0.002599 | 0.0032483 | 0.0032992 | 0.0034179 | 0.0037764 | 0.0043735 | 0.0044785 | 0.0045954 | 0.0056601 | 0.0057557 | 0.0055614 | 0.0056414 | 0.0057048 | 0.0062385
SA1 | VPP | 70.5844 | 100.8414 | 129.3816 | 153.4181 | 183.4021 | 211.2973 | 263.4201 | 308.1921 | 354.9106 | 426.4748 | 507.5299 | 550.8379 | 630.6914 | 731.7773 | 756.3152 | 811.9113 | 847.4863 | 852.4106 | 936.2067 | 945.6858 | 1019.4526 | 1051.0896 | 1177.0864 | 1100.0239 | 1089.5459 | 1196.9092 | 1153.6348
Total excluding storage |  | 9631.536 | 10293.1748 | 10852.13 | 11894.1445 | 11629.0577 | 13990.7222 | 14359.982 | 14583.9905 | 14608.427 | 16772.605 | 17267.1607 | 18042.27 | 18656.0245 | 19337.7788 | 20997.6724 | 21424.8797 | 21295.5648 | 25502.3886 | 28131.0682 | 29020.5345 | 34203.3133 | 35088.9039 | 36566.8436 | 36273.1237 | 37278.6375 | 38683.4671 | 39650.2369
Region | Technology | 2023-24 | 2024-25 | 2025-26 | 2026-27 | 2027-28 | 2028-29 | 2029-30 | 2030-31 | 2031-32 | 2032-33 | 2033-34 | 2034-35 | 2035-36 | 2036-37 | 2037-38 | 2038-39 | 2039-40 | 2040-41 | 2041-42 | 2042-43 | 2043-44 | 2044-45 | 2045-46 | 2046-47 | 2047-48 | 2048-49 | 2049-50
TAS1 | Black Coal | 0 | 0 | 0 | 0 | 0 | 0 | 0 | 0 | 0 | 0 | 0 | 0 | 0 | 0 | 0 | 0 | 0 | 0 | 0 | 0 | 0 | 0 | 0 | 0 | 0 | 0 | 0
TAS1 | Brown Coal | 0 | 0 | 0 | 0 | 0 | 0 | 0 | 0 | 0 | 0 | 0 | 0 | 0 | 0 | 0 | 0 | 0 | 0 | 0 | 0 | 0 | 0 | 0 | 0 | 0 | 0 | 0
TAS1 | CCGT | 0 | 0 | 0 | 0 | 0 | 0 | 0 | 0 | 0 | 0 | 0 | 0 | 0 | 0 | 0 | 0 | 0 | 0 | 0 | 0 | 0 | 0 | 0 | 0 | 0 | 0 | 0
TAS1 | Gas - Steam | 0 | 0 | 0 | 0 | 0 | 0 | 0 | 0 | 0 | 0 | 0 | 0 | 0 | 0 | 0 | 0 | 0 | 0 | 0 | 0 | 0 | 0 | 0 | 0 | 0 | 0 | 0
TAS1 | OCGT / Diesel | 9.4477e-05 | 0.00019335 | 0.00020531 | 0.18174 | 0.00022552 | 0.00024003 | 1.3983 | 4.73 | 2.0628 | 9.7004 | 4.2341 | 20.6162 | 12.6254 | 12.845 | 16.4494 | 11.9911 | 55.6535 | 9.6992 | 5.7598 | 10.0703 | 11.4647 | 4.6656 | 5.8514 | 5.9602 | 4.0446 | 11.6681 | 9.3072
TAS1 | Hydro | 12026.1625 | 8952.7196 | 9014.4539 | 8681.2726 | 7430.6408 | 8035.7721 | 10515.6618 | 10393.8644 | 9682.7484 | 9510.2805 | 9840.3885 | 9921.6978 | 8896.0636 | 8577.515 | 9056.601 | 8708.6838 | 8640.1473 | 8055.1996 | 7666.6814 | 8551.1111 | 8795.6296 | 7754.3169 | 7950.6657 | 9514.4708 | 8698.1134 | 8645.8971 | 8183.4343
TAS1 | Hydrogen Turbine | 0 | 0 | 0 | 0 | 0 | 0 | 0 | 0 | 0 | 0 | 0 | 0 | 0 | 0 | 0 | 0 | 0 | 0 | 0 | 0 | 0 | 0 | 0 | 0 | 0 | 0 | 0
TAS1 | Wind | 1869.2332 | 4566.6127 | 4874.6507 | 4979.5616 | 5707.0487 | 5562.1792 | 7512.3098 | 7396.2837 | 12353.6243 | 12309.1405 | 11722.5138 | 12106.1142 | 12304.501 | 12830.6429 | 12279.2291 | 11950.0869 | 11772.6531 | 13011.3958 | 12671.6226 | 12142.5803 | 12657.5654 | 12477.4436 | 12870.2609 | 12452.5963 | 12103.9394 | 11838.9211 | 12824.3412
TAS1 | Solar PV | 0 | 0.00050198 | 0.00049595 | 0.00057382 | 0.00055057 | 0.00047109 | 0.00049691 | 0.00066554 | 0.00061014 | 0.00088107 | 0.00092935 | 0.0012714 | 0.0012553 | 0.0012437 | 0.0011677 | 0.0012019 | 0.0015665 | 226.0727 | 236.0217 | 261.8165 | 247.6357 | 258.8453 | 260.1098 | 221.602 | 246.9659 | 249.3391 | 234.4953
TAS1 | Grid Battery | 0 | 0.0010026 | 0.0011753 | 0.001326 | 0.0015938 | 0.0016059 | 0.0019737 | 0.0032907 | 0.0041047 | 0.005015 | 0.0051769 | 0.0050948 | 0.0056646 | 0.0055839 | 0.0064088 | 0.0065003 | 0.0068959 | 0.0092014 | 0.0093334 | 0.0093794 | 0.01044 | 0.013652 | 0.013472 | 0.012778 | 0.01379 | 0.014753 | 0.018134
TAS1 | Pumped Hydro | 0 | 0 | 0.0017488 | 0.0019006 | 0.0022653 | 0.0024873 | 0.0038663 | 83.2836 | 110.2917 | 966.1956 | 987.6631 | 919.9086 | 1138.7433 | 1135.7923 | 1348.1019 | 1296.4945 | 1373.0325 | 1281.8609 | 1272.3248 | 1258.0931 | 1183.632 | 1267.3979 | 1267.163 | 1179.6526 | 1161.4698 | 1158.0939 | 1104.8129
TAS1 | VPP | 0.43857 | 4.0608 | 5.8254 | 10.2183 | 17.3508 | 23.3474 | 38.9297 | 50.4948 | 68.4868 | 75.8074 | 88.7922 | 91.2095 | 105.827 | 120.8499 | 123.1785 | 126.3215 | 151.9331 | 150.0561 | 165.1547 | 167.7442 | 161.8485 | 182.02 | 196.5348 | 178.5014 | 190.687 | 210.9687 | 211.1591
Total excluding storage |  | 13895.8344 | 13523.3948 | 13894.9336 | 13671.238 | 13155.045 | 13621.3035 | 18068.306 | 17928.6604 | 22217.2186 | 22871.1303 | 22643.5979 | 23059.5527 | 22457.7672 | 22677.6519 | 22823.5675 | 22093.5855 | 21993.428 | 22734.2935 | 22017.5743 | 22391.4249 | 23057.7862 | 21944.7028 | 22550.599 | 23552.796 | 22405.2338 | 22114.9027 | 22567.568
Explicitly modelled pumping
Region | Technology | 2023-24 | 2024-25 | 2025-26 | 2026-27 | 2027-28 | 2028-29 | 2029-30 | 2030-31 | 2031-32 | 2032-33 | 2033-34 | 2034-35 | 2035-36 | 2036-37 | 2037-38 | 2038-39 | 2039-40 | 2040-41 | 2041-42 | 2042-43 | 2043-44 | 2044-45 | 2045-46 | 2046-47 | 2047-48 | 2048-49 | 2049-50
NEM | Grid Battery pump | 496.3642 | 493.7736 | 1101.8386 | 1674.1057 | 3313.7026 | 6036.2866 | 6264.6761 | 7656.022 | 7468.0213 | 13635.6376 | 13276.9116 | 12805.5568 | 14526.7825 | 14582.6679 | 13717.3072 | 13898.0628 | 21825.1151 | 23525.3068 | 33833.0146 | 39295.8809 | 39686.5617 | 42316.6219 | 43267.0159 | 36493.0035 | 34916.1693 | 38941.1835 | 37730.1781
NEM | Pumped Hydro Pump | 1285.6284 | 2235.9647 | 3268.4761 | 4796.0367 | 5756.9252 | 6574.532 | 7773.7814 | 9812.3563 | 10537.4048 | 10588.1895 | 11826.3029 | 11801.8743 | 13078.4046 | 13720.1808 | 16460.6346 | 16985.6735 | 17773.0707 | 15767.2464 | 15933.6257 | 16651.473 | 14101.6139 | 14146.0248 | 14300.2699 | 16106.845 | 14264.1307 | 14072.9916 | 12525.7872
NEM | VPP pump | 259.4794 | 520.0707 | 925.0741 | 1347.143 | 1821.4802 | 2230.5347 | 2975.2013 | 3597.3336 | 4147.7109 | 4853.8821 | 5711.43 | 6427.2561 | 7486.3256 | 8501.2312 | 8873.7739 | 9628.0109 | 10441.627 | 10600.3989 | 11504.7436 | 11836.308 | 11994.5626 | 12858.7947 | 13783.5295 | 13448.1206 | 13871.9009 | 14605.912 | 14870.371
Region | Technology | 2023-24 | 2024-25 | 2025-26 | 2026-27 | 2027-28 | 2028-29 | 2029-30 | 2030-31 | 2031-32 | 2032-33 | 2033-34 | 2034-35 | 2035-36 | 2036-37 | 2037-38 | 2038-39 | 2039-40 | 2040-41 | 2041-42 | 2042-43 | 2043-44 | 2044-45 | 2045-46 | 2046-47 | 2047-48 | 2048-49 | 2049-50
NSW1 | Grid Battery pump | 24.489 | 29.8698 | 613.981 | 1192.9313 | 2838.3277 | 3455.7205 | 3689.5348 | 3972.439 | 3770.2525 | 5720.9244 | 5340.6521 | 4998.4754 | 5465.6251 | 5337.9971 | 4954.5595 | 4931.0934 | 8608.843 | 8236.3438 | 11030.0387 | 10627.3891 | 9821.0255 | 11668.3434 | 11140.0073 | 9606.9807 | 8101.1289 | 10491.9053 | 10300.2287
NSW1 | Pumped Hydro Pump | 667.8901 | 1279.3627 | 2340.1901 | 3540.2155 | 4453.6337 | 5456.5641 | 6466.7896 | 8063.2016 | 8748.4521 | 7898.9728 | 9011.879 | 8428.7815 | 9246.7797 | 9870.3975 | 8859.3447 | 8659.0781 | 7927.7196 | 6408.6558 | 6741.4328 | 7213.3803 | 5588.4194 | 5606.4004 | 6109.9805 | 7097.8414 | 5713.3088 | 5226.1796 | 4419.6674
NSW1 | VPP pump | 68.0512 | 157.0126 | 291.1727 | 426.8397 | 574.495 | 706.9964 | 945.0388 | 1176.4037 | 1383.1877 | 1662.0907 | 1985.1234 | 2243.8749 | 2651.7887 | 2961.6324 | 3143.1092 | 3395.472 | 3698.9703 | 3747.9241 | 4035.1321 | 4122.3962 | 4138.755 | 4503.8861 | 4748.8431 | 4644.5451 | 4750.6639 | 5068.7039 | 5287.6626
Region | Technology | 2023-24 | 2024-25 | 2025-26 | 2026-27 | 2027-28 | 2028-29 | 2029-30 | 2030-31 | 2031-32 | 2032-33 | 2033-34 | 2034-35 | 2035-36 | 2036-37 | 2037-38 | 2038-39 | 2039-40 | 2040-41 | 2041-42 | 2042-43 | 2043-44 | 2044-45 | 2045-46 | 2046-47 | 2047-48 | 2048-49 | 2049-50
QLD1 | Grid Battery pump | 63.6704 | 63.5888 | 65.0397 | 65.4962 | 65.6976 | 2186.2259 | 2182.9741 | 2900.4696 | 2934.5364 | 5360.2745 | 5597.7292 | 5570.4769 | 5603.4597 | 5718.494 | 4958.8653 | 5192.7718 | 9018.8417 | 9205.5944 | 12567.2224 | 19448.7135 | 18371.1514 | 17921.7474 | 18305.8952 | 15628.85 | 16217.7436 | 17045.6523 | 17211.1619
QLD1 | Pumped Hydro Pump | 617.7383 | 956.602 | 928.2808 | 1255.8133 | 1303.283 | 1117.9592 | 1306.9812 | 1639.5631 | 1643.4819 | 1418.1465 | 1501.4894 | 2176.0825 | 2333.3282 | 2338.35 | 5844.4112 | 6616.431 | 8042.9395 | 7651.6235 | 7538.1804 | 7782.6408 | 6952.8723 | 6668.0028 | 6276.5445 | 7281.058 | 6810.5861 | 7150.3982 | 6455.367
QLD1 | VPP pump | 60.2263 | 128.034 | 227.7899 | 354.2653 | 479.843 | 614.7573 | 851.0481 | 1068.4045 | 1246.9689 | 1452.5901 | 1742.147 | 1995.5385 | 2256.4338 | 2565.829 | 2647.8008 | 2906.6543 | 3167.8225 | 3327.7883 | 3474.313 | 3706.2573 | 3834.959 | 3917.7244 | 4155.2314 | 4217.351 | 4317.821 | 4390.0586 | 4565.851
Region | Technology | 2023-24 | 2024-25 | 2025-26 | 2026-27 | 2027-28 | 2028-29 | 2029-30 | 2030-31 | 2031-32 | 2032-33 | 2033-34 | 2034-35 | 2035-36 | 2036-37 | 2037-38 | 2038-39 | 2039-40 | 2040-41 | 2041-42 | 2042-43 | 2043-44 | 2044-45 | 2045-46 | 2046-47 | 2047-48 | 2048-49 | 2049-50
VIC1 | Grid Battery pump | 190.495 | 177.7869 | 208.1117 | 204.0056 | 197.3064 | 187.6629 | 187.0751 | 586.2509 | 571.6116 | 953.2313 | 822.683 | 791.2248 | 1435.4771 | 1434.1665 | 1297.2503 | 1281.7207 | 1688.799 | 2388.443 | 4856.8334 | 4571.6164 | 4623.4838 | 5909.7728 | 6116.9344 | 5182.2936 | 5159.6826 | 5530.0179 | 5124.5143
VIC1 | Pumped Hydro Pump | 0 | 0 | 0.0014656 | 0.0033225 | 0.0034209 | 0.0033258 | 0.0033866 | 0.0053942 | 0.0052842 | 0.0052336 | 0.0051598 | 0.0050922 | 0.0073689 | 0.0072403 | 0.015246 | 0.015399 | 0.016471 | 0.016896 | 0.018961 | 0.018211 | 0.017738 | 207.0288 | 225.3372 | 196.8928 | 190.8496 | 193.7274 | 197.0434
VIC1 | VPP pump | 47.8657 | 111.4244 | 247.226 | 373.5285 | 530.2988 | 633.3919 | 822.3893 | 931.4451 | 1019.5548 | 1147.0614 | 1283.5927 | 1432.6699 | 1711.6648 | 1970.1144 | 2048.7298 | 2219.1654 | 2401.7167 | 2341.6446 | 2703.4098 | 2695.5445 | 2631.7836 | 2986.2005 | 3261.1414 | 3086.2084 | 3291.8816 | 3496.2006 | 3411.2175
Region | Technology | 2023-24 | 2024-25 | 2025-26 | 2026-27 | 2027-28 | 2028-29 | 2029-30 | 2030-31 | 2031-32 | 2032-33 | 2033-34 | 2034-35 | 2035-36 | 2036-37 | 2037-38 | 2038-39 | 2039-40 | 2040-41 | 2041-42 | 2042-43 | 2043-44 | 2044-45 | 2045-46 | 2046-47 | 2047-48 | 2048-49 | 2049-50
SA1 | Grid Battery pump | 217.7097 | 222.5268 | 214.7048 | 211.6711 | 212.3689 | 206.6754 | 205.0899 | 196.8586 | 191.6159 | 1601.2015 | 1515.8411 | 1445.3736 | 2022.2139 | 2092.0037 | 2506.6245 | 2492.4692 | 2508.6231 | 3694.9148 | 5378.909 | 4648.1508 | 6870.8887 | 6816.742 | 7704.1631 | 6074.864 | 5437.5978 | 5873.5904 | 5094.2515
SA1 | Pumped Hydro Pump | 0 | 0 | 0.0013885 | 0.0020595 | 0.002135 | 0.0020972 | 0.0021711 | 0.002728 | 0.0027845 | 0.0027621 | 0.0027608 | 0.0027878 | 0.003426 | 0.0034264 | 0.0042713 | 0.004351 | 0.0044842 | 0.0049914 | 0.0057314 | 0.00591 | 0.0060338 | 0.0074541 | 0.0075945 | 0.0072849 | 0.0074601 | 0.007469 | 0.0082206
SA1 | VPP pump | 82.8354 | 118.8054 | 152.0452 | 180.4919 | 216.3289 | 248.0234 | 310.7422 | 361.8579 | 417.4267 | 502.8957 | 596.0937 | 647.8843 | 741.9898 | 860.9145 | 889.7826 | 958.0671 | 994.4112 | 1005.7546 | 1098.2552 | 1114.7745 | 1198.6855 | 1236.8615 | 1386.1505 | 1290.9846 | 1286.14 | 1403.8071 | 1357.2174
Region | Technology | 2023-24 | 2024-25 | 2025-26 | 2026-27 | 2027-28 | 2028-29 | 2029-30 | 2030-31 | 2031-32 | 2032-33 | 2033-34 | 2034-35 | 2035-36 | 2036-37 | 2037-38 | 2038-39 | 2039-40 | 2040-41 | 2041-42 | 2042-43 | 2043-44 | 2044-45 | 2045-46 | 2046-47 | 2047-48 | 2048-49 | 2049-50
TAS1 | Grid Battery pump | 0 | 0.0011915 | 0.0013959 | 0.0015747 | 0.0018942 | 0.0019074 | 0.0023461 | 0.0039081 | 0.0048874 | 0.0059753 | 0.0061596 | 0.0060684 | 0.0067358 | 0.006654 | 0.007621 | 0.0077364 | 0.0081961 | 0.010951 | 0.011096 | 0.011152 | 0.012408 | 0.016225 | 0.016034 | 0.015166 | 0.01641 | 0.017506 | 0.02156
TAS1 | Pumped Hydro Pump | 0 | 0 | 0.0023098 | 0.0024999 | 0.0029896 | 0.0032648 | 0.0051153 | 109.5836 | 145.4627 | 1271.0622 | 1312.9266 | 1197.0024 | 1498.2859 | 1511.4226 | 1756.8592 | 1710.1446 | 1802.3907 | 1706.9453 | 1653.9878 | 1655.4277 | 1560.2984 | 1664.5854 | 1688.4001 | 1531.0455 | 1549.3787 | 1502.6788 | 1453.7011
TAS1 | VPP pump | 0.50083 | 4.7943 | 6.8404 | 12.0176 | 20.5145 | 27.3658 | 45.983 | 59.2224 | 80.5728 | 89.2442 | 104.4731 | 107.2884 | 124.4485 | 142.7408 | 144.3514 | 148.6521 | 178.7063 | 177.2873 | 193.6334 | 197.3355 | 190.3795 | 214.1222 | 232.1631 | 209.0315 | 225.3944 | 247.1417 | 248.4225
Non-controllable capacity
Region | Technology | 2023-24 | 2024-25 | 2025-26 | 2026-27 | 2027-28 | 2028-29 | 2029-30 | 2030-31 | 2031-32 | 2032-33 | 2033-34 | 2034-35 | 2035-36 | 2036-37 | 2037-38 | 2038-39 | 2039-40 | 2040-41 | 2041-42 | 2042-43 | 2043-44 | 2044-45 | 2045-46 | 2046-47 | 2047-48 | 2048-49 | 2049-50
NEM | Distributed PV | 26560.6016 | 29104.0967 | 31473.6633 | 37081.5432 | 40418.5958 | 38926.5586 | 43592.2929 | 48229.3969 | 51979.7521 | 54755.1652 | 55953.7685 | 56902.3907 | 63643.8244 | 66153.9262 | 61300.8009 | 66595.7504 | 71779.8603 | 75487.274 | 77777.5549 | 77977.9251 | 77783.2771 | 85452.7067 | 87607.0329 | 80381.6538 | 86543.9253 | 92200.6928 | 95960.9879
NEM | Behind the meter battery | 657.5137 | 1006.7447 | 1317.3393 | 1566.0098 | 1773.1566 | 1890.8424 | 2143.9911 | 2489.4047 | 2789.0704 | 3113.0752 | 3597.6322 | 4070.11 | 4511.1194 | 4860.9793 | 5165.9009 | 5364.9705 | 5454.5291 | 5447.6237 | 5401.3096 | 5348.7634 | 5404.7881 | 5430.708 | 5462.7544 | 5462.5562 | 5467.5685 | 5397.6579 | 5331.7203
NEM | Behind the meter battery pump | 773.9288 | 1184.9284 | 1550.1053 | 1843.1255 | 2087.3228 | 2225.0785 | 2523.5712 | 2929.616 | 3282.4864 | 3663.3641 | 4233.7384 | 4790.7173 | 5309.6304 | 5721.7019 | 6080.1627 | 6314.2799 | 6420.1964 | 6410.0458 | 6358.28 | 6294.3025 | 6360.4049 | 6392.115 | 6428.6141 | 6430.2842 | 6436.1891 | 6354.3022 | 6274.968
Region | Technology | 2023-24 | 2024-25 | 2025-26 | 2026-27 | 2027-28 | 2028-29 | 2029-30 | 2030-31 | 2031-32 | 2032-33 | 2033-34 | 2034-35 | 2035-36 | 2036-37 | 2037-38 | 2038-39 | 2039-40 | 2040-41 | 2041-42 | 2042-43 | 2043-44 | 2044-45 | 2045-46 | 2046-47 | 2047-48 | 2048-49 | 2049-50
NSW1 | Distributed PV | 8462.3385 | 9458.3162 | 10159.0762 | 12271.5737 | 13113.6881 | 12546.804 | 13815.0616 | 15639.2599 | 17348.1141 | 17854.1428 | 18611.9033 | 18922.4793 | 21829.4782 | 22416.5655 | 20726.2835 | 22104.3897 | 24295.3559 | 26132.7136 | 26218.1837 | 26660.5244 | 26477.5898 | 29878.3743 | 30218.882 | 27626.6637 | 29170.2276 | 31670.4989 | 33704.5634
NSW1 | Behind the meter battery | 236.0997 | 340.3977 | 426.8203 | 496.5989 | 552.178 | 593.1144 | 678.601 | 795.0042 | 915.6299 | 1045.6392 | 1229.8005 | 1397.7866 | 1551.5025 | 1674.213 | 1770.8636 | 1835.975 | 1865.6994 | 1856.8353 | 1844.8207 | 1833.1068 | 1857.9164 | 1869.6097 | 1877.4406 | 1875.4554 | 1868.3381 | 1847.8317 | 1820.6144
NSW1 | Behind the meter battery pump | 277.8328 | 400.6658 | 502.3022 | 584.3175 | 650.1429 | 698.0717 | 798.8828 | 935.9349 | 1077.2855 | 1230.342 | 1446.9719 | 1644.5885 | 1826.2437 | 1970.4983 | 2083.9438 | 2160.393 | 2196.8689 | 2184.5941 | 2172.0639 | 2156.8121 | 2185.7851 | 2201.4161 | 2209.4144 | 2207.8793 | 2199.915 | 2174.9865 | 2143.0425
Region | Technology | 2023-24 | 2024-25 | 2025-26 | 2026-27 | 2027-28 | 2028-29 | 2029-30 | 2030-31 | 2031-32 | 2032-33 | 2033-34 | 2034-35 | 2035-36 | 2036-37 | 2037-38 | 2038-39 | 2039-40 | 2040-41 | 2041-42 | 2042-43 | 2043-44 | 2044-45 | 2045-46 | 2046-47 | 2047-48 | 2048-49 | 2049-50
QLD1 | Distributed PV | 8227.6935 | 8801.311 | 9863.4451 | 11475.6724 | 12457.4377 | 11268.4695 | 13105.084 | 14471.0511 | 16095.1163 | 16714.6015 | 16849.2773 | 17798.0916 | 19695.8152 | 20424.5671 | 17788.0739 | 19963.1524 | 21368.2537 | 23094.2817 | 23468.3879 | 23181.6046 | 24006.8726 | 26011.0707 | 26622.9939 | 22900.3003 | 25459.338 | 26869.7455 | 28762.9682
QLD1 | Behind the meter battery | 170.7366 | 271.0266 | 364.6122 | 433.5151 | 491.3321 | 537.9626 | 628.6386 | 744.6914 | 834.1762 | 930.9932 | 1074.1494 | 1213.5721 | 1346.8461 | 1448.2671 | 1535.4985 | 1600.0345 | 1631.782 | 1631.2572 | 1608.2973 | 1592.3827 | 1609.1851 | 1612.6466 | 1621.0805 | 1616.2546 | 1614.1068 | 1594.795 | 1578.9698
QLD1 | Behind the meter battery pump | 200.9896 | 319.0374 | 429.0447 | 510.4005 | 578.2214 | 632.9301 | 739.7227 | 876.2329 | 981.9917 | 1095.8935 | 1264.3808 | 1428.9002 | 1585.3756 | 1705.2134 | 1807.0518 | 1884.0736 | 1919.9871 | 1919.529 | 1893.1536 | 1873.7884 | 1893.7201 | 1897.3207 | 1907.6047 | 1902.393 | 1900.3283 | 1877.9375 | 1857.7419
Region | Technology | 2023-24 | 2024-25 | 2025-26 | 2026-27 | 2027-28 | 2028-29 | 2029-30 | 2030-31 | 2031-32 | 2032-33 | 2033-34 | 2034-35 | 2035-36 | 2036-37 | 2037-38 | 2038-39 | 2039-40 | 2040-41 | 2041-42 | 2042-43 | 2043-44 | 2044-45 | 2045-46 | 2046-47 | 2047-48 | 2048-49 | 2049-50
VIC1 | Distributed PV | 5927.2192 | 6615.7267 | 7089.2973 | 8452.9512 | 9493.9945 | 9691.0714 | 10721.6826 | 11762.0101 | 11872.7118 | 13025.0994 | 13231.2584 | 12987.9308 | 14324.1638 | 15011.5217 | 14621.0269 | 15763.9665 | 16944.6695 | 16846.5259 | 18190.4559 | 18283.4941 | 17708.0148 | 19320.8985 | 20019.7175 | 19388.6033 | 20772.1582 | 22108.9801 | 21761.2072
VIC1 | Behind the meter battery | 143.293 | 255.764 | 357.528 | 445.5417 | 520.1297 | 534.0202 | 574.5348 | 646.8898 | 695.0103 | 741.5967 | 840.8801 | 953.3033 | 1060.5591 | 1150.0707 | 1245.2576 | 1291.8352 | 1313.6739 | 1317.4793 | 1309.5395 | 1283.2305 | 1289.176 | 1299.8888 | 1310.3468 | 1322.1048 | 1335.0646 | 1315.6099 | 1298.5463
VIC1 | Behind the meter battery pump | 168.7049 | 300.9657 | 420.6293 | 524.3864 | 612.3835 | 628.4616 | 676.2866 | 761.0496 | 817.9236 | 872.5457 | 989.6107 | 1122.4325 | 1248.0938 | 1353.2335 | 1466.2928 | 1520.0169 | 1546.0309 | 1550.041 | 1541.089 | 1510.2224 | 1517.4149 | 1529.652 | 1542.0634 | 1556.6244 | 1571.0173 | 1548.7907 | 1528.2244
Region | Technology | 2023-24 | 2024-25 | 2025-26 | 2026-27 | 2027-28 | 2028-29 | 2029-30 | 2030-31 | 2031-32 | 2032-33 | 2033-34 | 2034-35 | 2035-36 | 2036-37 | 2037-38 | 2038-39 | 2039-40 | 2040-41 | 2041-42 | 2042-43 | 2043-44 | 2044-45 | 2045-46 | 2046-47 | 2047-48 | 2048-49 | 2049-50
SA1 | Distributed PV | 3601.2396 | 3836.6945 | 3940.5566 | 4383.5313 | 4811.2285 | 4846.7445 | 5330.4758 | 5678.8981 | 5951.7698 | 6386.844 | 6448.2993 | 6380.437 | 6890.5661 | 7363.0567 | 7215.5741 | 7772.2023 | 8117.152 | 8332.5404 | 8752.0675 | 8666.5061 | 8424.5566 | 8962.749 | 9436.6247 | 9153.8367 | 9787.2603 | 10128.2605 | 10296.799
SA1 | Behind the meter battery | 89.6576 | 114.2984 | 136.4992 | 153.4714 | 168.7112 | 182.0004 | 212.3649 | 244.9938 | 278.8759 | 319.969 | 366.7485 | 408.2686 | 445.0039 | 472.6485 | 491.7265 | 509.3402 | 512.972 | 511.5296 | 508.7854 | 510.011 | 516.6645 | 516.2922 | 519.8793 | 515.4168 | 516.5139 | 506.6341 | 502.8644
SA1 | Behind the meter battery pump | 105.5364 | 134.5421 | 160.6012 | 180.616 | 198.5417 | 214.1386 | 250.02 | 288.3253 | 328.3143 | 376.4625 | 431.505 | 480.4342 | 523.687 | 556.4807 | 578.644 | 599.3439 | 603.8566 | 602.2642 | 599.156 | 600.4794 | 608.3176 | 607.9903 | 611.8434 | 606.4216 | 607.6875 | 596.3267 | 592.1078
Region | Technology | 2023-24 | 2024-25 | 2025-26 | 2026-27 | 2027-28 | 2028-29 | 2029-30 | 2030-31 | 2031-32 | 2032-33 | 2033-34 | 2034-35 | 2035-36 | 2036-37 | 2037-38 | 2038-39 | 2039-40 | 2040-41 | 2041-42 | 2042-43 | 2043-44 | 2044-45 | 2045-46 | 2046-47 | 2047-48 | 2048-49 | 2049-50
TAS1 | Distributed PV | 342.1107 | 392.0482 | 421.2881 | 497.8146 | 542.247 | 573.4692 | 619.9889 | 678.1777 | 712.0401 | 774.4775 | 813.0302 | 813.4519 | 903.8011 | 938.2152 | 949.8426 | 992.0395 | 1054.4291 | 1081.2124 | 1148.4599 | 1185.7959 | 1166.2433 | 1279.6142 | 1308.8147 | 1312.2497 | 1354.9412 | 1423.2078 | 1435.4501
TAS1 | Behind the meter battery | 17.7268 | 25.258 | 31.8796 | 36.8828 | 40.8056 | 43.7449 | 49.8517 | 57.8255 | 65.3781 | 74.8771 | 86.0537 | 97.1794 | 107.2079 | 115.78 | 122.5546 | 127.7856 | 130.4018 | 130.5224 | 129.8666 | 130.0323 | 131.846 | 132.2708 | 134.0073 | 133.3247 | 133.5451 | 132.7872 | 130.7254
TAS1 | Behind the meter battery pump | 20.8652 | 29.7174 | 37.5279 | 43.4051 | 48.0333 | 51.4765 | 58.6591 | 68.0734 | 76.9713 | 88.1205 | 101.27 | 114.362 | 126.2303 | 136.2759 | 144.2303 | 150.4525 | 153.4529 | 153.6175 | 152.8175 | 153.0002 | 155.1672 | 155.7358 | 157.6882 | 156.9658 | 157.2412 | 156.2607 | 153.8514

## Option 3A_Capacity
Installed capacity by technology (MW) - Option 3A, Step Change Scenario
Capacity calculated on 1 July. In early study years some wind and solar projects enter later in the financial year and are therefore reflected in the following financial year's capacity.
Explicitly modelled generation
Region | Technology | 2023-24 | 2024-25 | 2025-26 | 2026-27 | 2027-28 | 2028-29 | 2029-30 | 2030-31 | 2031-32 | 2032-33 | 2033-34 | 2034-35 | 2035-36 | 2036-37 | 2037-38 | 2038-39 | 2039-40 | 2040-41 | 2041-42 | 2042-43 | 2043-44 | 2044-45 | 2045-46 | 2046-47 | 2047-48 | 2048-49 | 2049-50
NEM | Black Coal | 16456 | 16456 | 15756 | 12176 | 10156 | 8277 | 7312 | 5912 | 5912 | 5182 | 3082 | 3082 | 3082 | 3082 | 3082 | 3082 | 852 | 426 | 426 | 0 | 0 | 0 | 0 | 0 | 0 | 0 | 0
NEM | Brown Coal | 4820 | 4820 | 4120 | 3370 | 3370 | 2810 | 1720 | 1160 | 1160 | 0 | 0 | 0 | 0 | 0 | 0 | 0 | 0 | 0 | 0 | 0 | 0 | 0 | 0 | 0 | 0 | 0 | 0
NEM | CCGT | 2954.9 | 2774.9 | 2774.9 | 2774.9 | 2774.9 | 2774.9 | 2774.9 | 2774.9 | 2774.9 | 2774.9 | 2774.9 | 2774.9 | 2774.9 | 2389.9 | 1860.9 | 1860.9 | 1716.5 | 1716.5 | 1716.5 | 1716.5 | 1276.5 | 1276.5 | 632 | 388 | 388 | 388 | 388
NEM | Gas - Steam | 1300 | 1300 | 1300 | 500 | 500 | 500 | 500 | 500 | 500 | 500 | 500 | 500 | 500 | 500 | 500 | 500 | 0 | 0 | 0 | 0 | 0 | 0 | 0 | 0 | 0 | 0 | 0
NEM | OCGT / Diesel | 7382.159 | 8132.1602 | 8132.1602 | 8132.1603 | 8132.1603 | 8270.1479 | 8270.1479 | 7887.648 | 7887.648 | 7610.7883 | 7017.2883 | 6900.2883 | 7440.6907 | 7440.6907 | 9084.1758 | 9084.1759 | 8644.1759 | 8524.1759 | 8524.1759 | 8430.1759 | 9473.1471 | 10552.7988 | 10552.7988 | 11755.3784 | 11171.3784 | 13540.6643 | 13021.6643
NEM | Hydro | 7492.42 | 7492.42 | 7492.42 | 7492.42 | 7492.42 | 7492.42 | 7492.42 | 7492.42 | 7492.42 | 7492.42 | 7492.42 | 7492.42 | 7492.42 | 7492.42 | 7406.02 | 7406.02 | 7406.02 | 7406.02 | 7406.02 | 7340.02 | 7340.02 | 7340.02 | 7340.02 | 7340.02 | 7340.02 | 7340.02 | 7340.02
NEM | Hydrogen Turbine | 0 | 0 | 0 | 0 | 0 | 0 | 0 | 0 | 0 | 0 | 0 | 0 | 0 | 0 | 0 | 0 | 0 | 0 | 0 | 0 | 0 | 0 | 0 | 0 | 0 | 0 | 0
NEM | Wind | 10055.738 | 16044.3641 | 16095.6358 | 18228.9958 | 22947.8963 | 28016.6535 | 29579.6441 | 32702.626 | 33792.4105 | 36782.2786 | 40386.1056 | 40451.5081 | 41830.4844 | 42502.1974 | 47239.6691 | 46836.3543 | 46851.8145 | 46846.3022 | 47220.8812 | 50639.8016 | 51898.8453 | 51262.1337 | 50878.0384 | 58915.2459 | 62069.7696 | 63727.2613 | 63958.2258
NEM | Solar PV | 9052.829 | 9912.9341 | 10778.0748 | 10778.0762 | 10778.661 | 11467.645 | 12511.8706 | 14694.6897 | 15049.981 | 18207.4539 | 19971.4061 | 22154.4474 | 22154.4474 | 22425.7137 | 27789.6234 | 28864.381 | 39718.049 | 46769.0742 | 51603.7414 | 61103.6639 | 66446.6784 | 66964.4577 | 67241.9789 | 72918.1169 | 73292.0874 | 77282.4513 | 82264.058
NEM | Grid Battery | 1004.93 | 1004.935 | 1429.7522 | 1429.7565 | 2058.4797 | 3299.8823 | 3374.8826 | 3758.559 | 3790.1076 | 6197.1877 | 6335.1038 | 6310.1039 | 6881.259 | 6831.2591 | 7103.2776 | 7103.2777 | 10345.6161 | 11603.3314 | 15326.7453 | 18139.5579 | 19205.3518 | 20695.2084 | 20278.5668 | 20278.5651 | 19649.8429 | 21324.8681 | 21445.922
NEM | Pumped Hydro | 810 | 810 | 1533.4356 | 1533.4368 | 3595.6272 | 3758.9248 | 3758.9255 | 3809.0071 | 3809.0073 | 4301.7803 | 4301.7804 | 4547.4077 | 4667.5129 | 4667.513 | 6518.6642 | 6518.6642 | 6947.7288 | 6947.729 | 6947.7296 | 6947.7298 | 6947.7301 | 7046.1583 | 7046.1584 | 7876.1613 | 7876.1613 | 7876.1617 | 7876.1621
NEM | VPP | 318.73 | 623.03 | 1035.46 | 1538.9 | 2142.79 | 2807.6 | 3819.27 | 4674.27 | 5519.2001 | 6499.25 | 7698.5399 | 9010.2399 | 10339.3001 | 11714.6999 | 13054.31 | 14363.1999 | 15318.2998 | 16214.4898 | 16978.9203 | 17751.1898 | 18511.9699 | 19307.4097 | 20087.2598 | 20907.45 | 21712.49 | 22566.1805 | 23396.9398
Total excluding storage |  | 61647.706 | 69370.7434 | 70447.8387 | 67954.6456 | 73948.9343 | 79475.1735 | 81114.0607 | 85366.1199 | 87687.6744 | 95548.0587 | 99559.5441 | 103223.3152 | 107163.0145 | 109046.3937 | 123638.6401 | 125618.9729 | 137800.2041 | 146453.6225 | 156150.7138 | 172068.6389 | 181100.2427 | 184444.6867 | 184056.8212 | 200378.9375 | 203499.7496 | 214045.6072 | 219690.992
Region | Technology | 2023-24 | 2024-25 | 2025-26 | 2026-27 | 2027-28 | 2028-29 | 2029-30 | 2030-31 | 2031-32 | 2032-33 | 2033-34 | 2034-35 | 2035-36 | 2036-37 | 2037-38 | 2038-39 | 2039-40 | 2040-41 | 2041-42 | 2042-43 | 2043-44 | 2044-45 | 2045-46 | 2046-47 | 2047-48 | 2048-49 | 2049-50
NSW1 | Black Coal | 8330 | 8330 | 8330 | 5450 | 4130 | 3445 | 2760 | 2760 | 2760 | 2760 | 1390 | 1390 | 1390 | 1390 | 1390 | 1390 | 0 | 0 | 0 | 0 | 0 | 0 | 0 | 0 | 0 | 0 | 0
NSW1 | Brown Coal | 0 | 0 | 0 | 0 | 0 | 0 | 0 | 0 | 0 | 0 | 0 | 0 | 0 | 0 | 0 | 0 | 0 | 0 | 0 | 0 | 0 | 0 | 0 | 0 | 0 | 0 | 0
NSW1 | CCGT | 440 | 440 | 440 | 440 | 440 | 440 | 440 | 440 | 440 | 440 | 440 | 440 | 440 | 440 | 440 | 440 | 440 | 440 | 440 | 440 | 0 | 0 | 0 | 0 | 0 | 0 | 0
NSW1 | Gas - Steam | 0 | 0 | 0 | 0 | 0 | 0 | 0 | 0 | 0 | 0 | 0 | 0 | 0 | 0 | 0 | 0 | 0 | 0 | 0 | 0 | 0 | 0 | 0 | 0 | 0 | 0 | 0
NSW1 | OCGT / Diesel | 1888.999 | 2638.9997 | 2638.9997 | 2638.9997 | 2638.9997 | 2638.9997 | 2638.9997 | 2638.9997 | 2638.9997 | 2638.9997 | 2638.9997 | 2638.9997 | 2638.9997 | 2638.9997 | 3496.6925 | 3496.6925 | 3496.6925 | 3496.6925 | 3496.6925 | 3496.6925 | 3496.6926 | 2969.2173 | 2969.2173 | 3259.4359 | 3259.4359 | 3259.4368 | 3259.4368
NSW1 | Hydro | 2525 | 2525 | 2525 | 2525 | 2525 | 2525 | 2525 | 2525 | 2525 | 2525 | 2525 | 2525 | 2525 | 2525 | 2525 | 2525 | 2525 | 2525 | 2525 | 2525 | 2525 | 2525 | 2525 | 2525 | 2525 | 2525 | 2525
NSW1 | Hydrogen Turbine | 0 | 0 | 0 | 0 | 0 | 0 | 0 | 0 | 0 | 0 | 0 | 0 | 0 | 0 | 0 | 0 | 0 | 0 | 0 | 0 | 0 | 0 | 0 | 0 | 0 | 0 | 0
NSW1 | Wind | 1886.96 | 4667.8122 | 4719.0839 | 5593.4808 | 8812.9017 | 9595.3133 | 9837.0061 | 9886.933 | 9886.9331 | 11038.6686 | 11757.6129 | 11994.8635 | 13595.7338 | 14289.703 | 14664.0461 | 14461.5663 | 14472.5918 | 14335.255 | 14432.2127 | 15742.7511 | 17013.4562 | 17013.4564 | 17055.017 | 18334.2851 | 20098.7034 | 19702.7036 | 19589.5174
NSW1 | Solar PV | 3745.541 | 4459.6431 | 5324.7828 | 5324.7829 | 5325.3674 | 5873.3855 | 6891.0705 | 8348.6163 | 8348.6163 | 8843.6752 | 9658.5421 | 9658.5462 | 9658.5462 | 9910.4316 | 11890.7988 | 12393.3188 | 15682.4557 | 17984.0253 | 18283.1721 | 19482.754 | 19968.5996 | 19968.5996 | 19968.5996 | 22149.2358 | 22776.5529 | 24080.5289 | 25755.6052
NSW1 | Grid Battery | 50 | 50.0032 | 474.8202 | 474.8206 | 1103.5434 | 1479.3836 | 1554.3837 | 1554.3851 | 1554.3852 | 2273.304 | 2273.304 | 2273.304 | 2273.3054 | 2223.3054 | 2223.3055 | 2223.3056 | 3773.6817 | 3773.6834 | 4626.7326 | 4782.4498 | 4904.0889 | 5473.4984 | 5066.8569 | 5066.8586 | 4438.1361 | 5402.6546 | 5327.6615
NSW1 | Pumped Hydro | 240 | 240 | 713.4334 | 713.4334 | 2775.6236 | 2775.6238 | 2775.6239 | 2775.6239 | 2775.6239 | 2775.6239 | 2775.6239 | 2775.6239 | 2775.6241 | 2775.6241 | 2775.6263 | 2775.6263 | 2775.6263 | 2775.6263 | 2775.6264 | 2775.6264 | 2775.6266 | 2775.63 | 2775.63 | 2775.6318 | 2775.6318 | 2775.6318 | 2775.6319
NSW1 | VPP | 97.18 | 193.89 | 321.47 | 477.31 | 663.94 | 884.26 | 1223.6 | 1508.4199 | 1818.1601 | 2178.94 | 2618.45 | 3090.16 | 3561.6901 | 4049.33 | 4508.48 | 4960.7201 | 5286.7 | 5588.1199 | 5842.6702 | 6109.57 | 6370.5701 | 6645.5899 | 6914.0398 | 7197.4098 | 7473.8901 | 7766.0502 | 8050.0099
Total excluding storage |  | 19203.68 | 23545.3482 | 25487.59 | 23637.8274 | 28415.3758 | 29656.9659 | 30645.6838 | 32437.978 | 32747.7182 | 35474.2113 | 36077.5326 | 36786.4973 | 38858.8993 | 40242.3939 | 43913.9491 | 44666.2296 | 48452.748 | 50918.4025 | 52422.1065 | 55354.8438 | 57054.034 | 57370.9915 | 57274.3605 | 61307.857 | 63347.3503 | 65512.0059 | 67282.8626
Region | Technology | 2023-24 | 2024-25 | 2025-26 | 2026-27 | 2027-28 | 2028-29 | 2029-30 | 2030-31 | 2031-32 | 2032-33 | 2033-34 | 2034-35 | 2035-36 | 2036-37 | 2037-38 | 2038-39 | 2039-40 | 2040-41 | 2041-42 | 2042-43 | 2043-44 | 2044-45 | 2045-46 | 2046-47 | 2047-48 | 2048-49 | 2049-50
QLD1 | Black Coal | 8126 | 8126 | 7426 | 6726 | 6026 | 4832 | 4552 | 3152 | 3152 | 2422 | 1692 | 1692 | 1692 | 1692 | 1692 | 1692 | 852 | 426 | 426 | 0 | 0 | 0 | 0 | 0 | 0 | 0 | 0
QLD1 | Brown Coal | 0 | 0 | 0 | 0 | 0 | 0 | 0 | 0 | 0 | 0 | 0 | 0 | 0 | 0 | 0 | 0 | 0 | 0 | 0 | 0 | 0 | 0 | 0 | 0 | 0 | 0 | 0
QLD1 | CCGT | 1597.9 | 1597.9 | 1597.9 | 1597.9 | 1597.9 | 1597.9 | 1597.9 | 1597.9 | 1597.9 | 1597.9 | 1597.9 | 1597.9 | 1597.9 | 1212.9 | 1212.9 | 1212.9 | 1068.5 | 1068.5 | 1068.5 | 1068.5 | 1068.5 | 1068.5 | 424 | 180 | 180 | 180 | 180
QLD1 | Gas - Steam | 0 | 0 | 0 | 0 | 0 | 0 | 0 | 0 | 0 | 0 | 0 | 0 | 0 | 0 | 0 | 0 | 0 | 0 | 0 | 0 | 0 | 0 | 0 | 0 | 0 | 0 | 0
QLD1 | OCGT / Diesel | 1954.5 | 1954.5001 | 1954.5001 | 1954.5001 | 1954.5001 | 2092.4877 | 2092.4877 | 2092.4877 | 2092.4877 | 2092.4877 | 1668.9877 | 1551.9877 | 1551.9877 | 1551.9877 | 2249.7473 | 2249.7474 | 2249.7474 | 2249.7474 | 2249.7474 | 2249.7474 | 2249.7474 | 2249.7474 | 2249.7474 | 3316.1083 | 3316.1083 | 5685.3933 | 5166.3933
QLD1 | Hydro | 152.4 | 152.4 | 152.4 | 152.4 | 152.4 | 152.4 | 152.4 | 152.4 | 152.4 | 152.4 | 152.4 | 152.4 | 152.4 | 152.4 | 66 | 66 | 66 | 66 | 66 | 0 | 0 | 0 | 0 | 0 | 0 | 0 | 0
QLD1 | Hydrogen Turbine | 0 | 0 | 0 | 0 | 0 | 0 | 0 | 0 | 0 | 0 | 0 | 0 | 0 | 0 | 0 | 0 | 0 | 0 | 0 | 0 | 0 | 0 | 0 | 0 | 0 | 0 | 0
QLD1 | Wind | 1133.518 | 2425.709 | 2425.709 | 2947.4924 | 4106.5214 | 7122.6174 | 7175.9396 | 8771.6201 | 8793.6133 | 10082.1856 | 11336.3877 | 11356.5395 | 11356.5395 | 11356.5397 | 13441.9935 | 13441.9935 | 13441.9935 | 13685.992 | 13963.6132 | 15005.7812 | 15519.6314 | 15066.6314 | 15023.4315 | 19030.529 | 19811.554 | 21220.5049 | 21409.6142
QLD1 | Solar PV | 3646.985 | 3792.9858 | 3792.9862 | 3792.9863 | 3792.9863 | 3933.9522 | 3960.4925 | 4685.7635 | 5047.1744 | 6157.6785 | 7106.7639 | 8072.8381 | 8072.8381 | 7951.8382 | 10034.7323 | 10606.9695 | 17634.1003 | 20107.798 | 20642.2931 | 27821.2251 | 27656.4059 | 27455.3059 | 27771.31 | 30767.9387 | 30498.4947 | 31889.1352 | 34689.7116
QLD1 | Grid Battery | 100 | 100.0004 | 100.0005 | 100.0007 | 100.0009 | 965.5633 | 965.5634 | 1209.6005 | 1241.1486 | 2199.545 | 2392.791 | 2392.791 | 2392.791 | 2392.791 | 2392.7911 | 2392.7911 | 3953.2429 | 3953.243 | 5359.5922 | 8016.6871 | 8016.6871 | 8016.6869 | 8016.6868 | 8016.6867 | 8016.6866 | 8727.1927 | 8727.1927
QLD1 | Pumped Hydro | 570 | 570 | 820.0005 | 820.0008 | 820.0008 | 983.2981 | 983.2981 | 983.2981 | 983.2981 | 983.2981 | 983.2981 | 1228.9253 | 1228.9254 | 1228.9254 | 2988.8734 | 2988.8734 | 3417.9379 | 3417.9379 | 3417.9379 | 3417.9379 | 3417.9379 | 3417.9379 | 3417.9379 | 4247.9389 | 4247.9389 | 4247.9389 | 4247.9389
QLD1 | VPP | 70.65 | 151.98 | 266.91 | 406.55 | 573.37 | 775 | 1088.95 | 1359.6801 | 1609.11 | 1901.09 | 2255.9299 | 2641.22 | 3035.73 | 3438.95 | 3828.0601 | 4218.1699 | 4496.1499 | 4751.3198 | 4961.6001 | 5182.0498 | 5399.3799 | 5623.0098 | 5842.4302 | 6071.3901 | 6296.3501 | 6536.04 | 6765.5898
Total excluding storage |  | 17351.953 | 18871.4753 | 18536.4063 | 18497.8303 | 19123.6795 | 22455.2186 | 22569.0312 | 24004.7499 | 24669.132 | 27588.5848 | 29186.4584 | 30686.6016 | 31081.1117 | 30978.3319 | 37907.0976 | 38869.4448 | 47179.672 | 49726.538 | 52155.2839 | 62761.9285 | 63328.2896 | 62897.8193 | 62745.5438 | 71630.5918 | 72367.1326 | 78486.2051 | 81186.4406
Region | Technology | 2023-24 | 2024-25 | 2025-26 | 2026-27 | 2027-28 | 2028-29 | 2029-30 | 2030-31 | 2031-32 | 2032-33 | 2033-34 | 2034-35 | 2035-36 | 2036-37 | 2037-38 | 2038-39 | 2039-40 | 2040-41 | 2041-42 | 2042-43 | 2043-44 | 2044-45 | 2045-46 | 2046-47 | 2047-48 | 2048-49 | 2049-50
VIC1 | Black Coal | 0 | 0 | 0 | 0 | 0 | 0 | 0 | 0 | 0 | 0 | 0 | 0 | 0 | 0 | 0 | 0 | 0 | 0 | 0 | 0 | 0 | 0 | 0 | 0 | 0 | 0 | 0
VIC1 | Brown Coal | 4820 | 4820 | 4120 | 3370 | 3370 | 2810 | 1720 | 1160 | 1160 | 0 | 0 | 0 | 0 | 0 | 0 | 0 | 0 | 0 | 0 | 0 | 0 | 0 | 0 | 0 | 0 | 0 | 0
VIC1 | CCGT | 0 | 0 | 0 | 0 | 0 | 0 | 0 | 0 | 0 | 0 | 0 | 0 | 0 | 0 | 0 | 0 | 0 | 0 | 0 | 0 | 0 | 0 | 0 | 0 | 0 | 0 | 0
VIC1 | Gas - Steam | 500 | 500 | 500 | 500 | 500 | 500 | 500 | 500 | 500 | 500 | 500 | 500 | 500 | 500 | 500 | 500 | 0 | 0 | 0 | 0 | 0 | 0 | 0 | 0 | 0 | 0 | 0
VIC1 | OCGT / Diesel | 1900 | 1900.0003 | 1900.0003 | 1900.0003 | 1900.0003 | 1900.0003 | 1900.0003 | 1900.0003 | 1900.0003 | 1900.0004 | 1730.0004 | 1730.0004 | 2350.4014 | 2350.4014 | 2438.4332 | 2438.4332 | 1998.4332 | 1998.4332 | 1998.4332 | 1904.4332 | 2891.8596 | 4708.9857 | 4708.9857 | 4708.9857 | 4124.9857 | 4124.9857 | 4124.9857
VIC1 | Hydro | 2264.02 | 2264.02 | 2264.02 | 2264.02 | 2264.02 | 2264.02 | 2264.02 | 2264.02 | 2264.02 | 2264.02 | 2264.02 | 2264.02 | 2264.02 | 2264.02 | 2264.02 | 2264.02 | 2264.02 | 2264.02 | 2264.02 | 2264.02 | 2264.02 | 2264.02 | 2264.02 | 2264.02 | 2264.02 | 2264.02 | 2264.02
VIC1 | Hydrogen Turbine | 0 | 0 | 0 | 0 | 0 | 0 | 0 | 0 | 0 | 0 | 0 | 0 | 0 | 0 | 0 | 0 | 0 | 0 | 0 | 0 | 0 | 0 | 0 | 0 | 0 | 0 | 0
VIC1 | Wind | 4121.91 | 5003.2955 | 5003.2955 | 5408.6975 | 5675.604 | 6108.6998 | 6778.2138 | 8245.3688 | 8245.3688 | 8611.0635 | 10235.0574 | 10043.0575 | 10043.0575 | 10043.0576 | 11692.4128 | 11524.1506 | 11524.1534 | 11318.304 | 11318.304 | 11758.6916 | 11434.8916 | 11122.8917 | 11083.6358 | 12393.3426 | 12235.2172 | 12619.6728 | 12088.4229
VIC1 | Solar PV | 1081.573 | 1081.5737 | 1081.5738 | 1081.5749 | 1081.5751 | 1081.5751 | 1081.5753 | 1081.5761 | 1081.5765 | 2246.0237 | 2246.0237 | 2814.6738 | 2814.6738 | 2955.0546 | 3158.5234 | 3158.5236 | 3471.5068 | 3471.5068 | 6583.4371 | 7332.2728 | 9118.1393 | 10107.0183 | 10075.9154 | 10212.0136 | 10263.0122 | 11145.0541 | 11589.0389
VIC1 | Grid Battery | 375.33 | 375.3306 | 375.3306 | 375.3335 | 375.3335 | 375.3335 | 375.3335 | 544.9634 | 544.9635 | 701.3505 | 646.0205 | 646.0205 | 957.1156 | 957.1156 | 957.1158 | 957.1158 | 1088.6259 | 1634.6716 | 2510.2647 | 2510.265 | 2749.291 | 3385.9605 | 3385.9605 | 3385.9578 | 3385.9579 | 3385.958 | 3582.0005
VIC1 | Pumped Hydro | 0 | 0 | 0.00045272 | 0.0010579 | 0.0010639 | 0.001069 | 0.0010763 | 0.0016802 | 0.0016814 | 0.0016864 | 0.0016917 | 0.0016976 | 0.0021896 | 0.0022071 | 0.0048039 | 0.0048101 | 0.0048813 | 0.0049077 | 0.0052815 | 0.0052981 | 0.0053171 | 73.0121 | 73.0122 | 73.0122 | 73.0122 | 73.0125 | 73.0125
VIC1 | VPP | 55.8 | 137.17 | 254.76 | 407.72 | 597.23 | 772.53 | 1024.9 | 1224.19 | 1402.07 | 1599.26 | 1857.38 | 2156.22 | 2463.1699 | 2788.1399 | 3128.7199 | 3444.1299 | 3686.7299 | 3923.1 | 4132.3601 | 4321.16 | 4507.69 | 4703.0901 | 4895.4999 | 5098.49 | 5298.7098 | 5511.8401 | 5721.1202
Total excluding storage |  | 15118.633 | 16081.3901 | 15498.9807 | 15307.3473 | 15763.7639 | 15812.1598 | 15644.044 | 16920.1204 | 17098.0008 | 17821.7197 | 19478.5036 | 20153.9938 | 21392.4404 | 21857.7913 | 24139.2299 | 24286.3779 | 24033.474 | 24610.0405 | 28806.8244 | 30090.8479 | 32965.8968 | 36364.9783 | 36487.0294 | 38135.822 | 37644.9151 | 39124.5432 | 39442.6008
Region | Technology | 2023-24 | 2024-25 | 2025-26 | 2026-27 | 2027-28 | 2028-29 | 2029-30 | 2030-31 | 2031-32 | 2032-33 | 2033-34 | 2034-35 | 2035-36 | 2036-37 | 2037-38 | 2038-39 | 2039-40 | 2040-41 | 2041-42 | 2042-43 | 2043-44 | 2044-45 | 2045-46 | 2046-47 | 2047-48 | 2048-49 | 2049-50
SA1 | Black Coal | 0 | 0 | 0 | 0 | 0 | 0 | 0 | 0 | 0 | 0 | 0 | 0 | 0 | 0 | 0 | 0 | 0 | 0 | 0 | 0 | 0 | 0 | 0 | 0 | 0 | 0 | 0
SA1 | Brown Coal | 0 | 0 | 0 | 0 | 0 | 0 | 0 | 0 | 0 | 0 | 0 | 0 | 0 | 0 | 0 | 0 | 0 | 0 | 0 | 0 | 0 | 0 | 0 | 0 | 0 | 0 | 0
SA1 | CCGT | 709 | 529 | 529 | 529 | 529 | 529 | 529 | 529 | 529 | 529 | 529 | 529 | 529 | 529 | 0 | 0 | 0 | 0 | 0 | 0 | 0 | 0 | 0 | 0 | 0 | 0 | 0
SA1 | Gas - Steam | 800 | 800 | 800 | 0 | 0 | 0 | 0 | 0 | 0 | 0 | 0 | 0 | 0 | 0 | 0 | 0 | 0 | 0 | 0 | 0 | 0 | 0 | 0 | 0 | 0 | 0 | 0
SA1 | OCGT / Diesel | 1460.66 | 1460.6601 | 1460.6601 | 1460.6601 | 1460.6601 | 1460.6601 | 1460.6601 | 1078.1601 | 1078.1601 | 801.3003 | 801.3003 | 801.3003 | 721.3011 | 721.3011 | 721.3019 | 721.3019 | 721.3019 | 721.3019 | 721.3019 | 721.3019 | 776.8467 | 566.8467 | 566.8467 | 412.8467 | 412.8467 | 412.8467 | 412.8467
SA1 | Hydro | 0 | 0 | 0 | 0 | 0 | 0 | 0 | 0 | 0 | 0 | 0 | 0 | 0 | 0 | 0 | 0 | 0 | 0 | 0 | 0 | 0 | 0 | 0 | 0 | 0 | 0 | 0
SA1 | Hydrogen Turbine | 0 | 0 | 0 | 0 | 0 | 0 | 0 | 0 | 0 | 0 | 0 | 0 | 0 | 0 | 0 | 0 | 0 | 0 | 0 | 0 | 0 | 0 | 0 | 0 | 0 | 0 | 0
SA1 | Wind | 2349.75 | 2784.2783 | 2784.2783 | 3099.8787 | 3066.8788 | 3845.6291 | 3982.6781 | 3986.3527 | 3986.3527 | 4169.3195 | 4176.0062 | 4176.0062 | 3954.1122 | 3931.8557 | 4560.1753 | 4527.6026 | 4521.0406 | 4547.7645 | 4547.7645 | 5173.591 | 4971.8793 | 5244.1675 | 4900.9675 | 6342.1024 | 7109.3081 | 7369.3931 | 8055.6844
SA1 | Solar PV | 578.73 | 578.7313 | 578.7317 | 578.7318 | 578.7318 | 578.7318 | 578.7319 | 578.7332 | 572.6132 | 960.0758 | 960.0758 | 1608.3884 | 1608.3884 | 1608.3884 | 2705.568 | 2705.568 | 2929.9849 | 5055.7433 | 5944.8385 | 6317.4112 | 9553.5328 | 9283.5328 | 9276.1528 | 9638.9276 | 9604.0264 | 10017.7312 | 10079.7003
SA1 | Grid Battery | 479.6 | 479.6004 | 479.6006 | 479.6013 | 479.6013 | 479.6013 | 479.6013 | 449.6086 | 449.6086 | 1022.9859 | 1022.9859 | 997.9859 | 1258.0446 | 1258.0446 | 1530.0624 | 1530.0624 | 1530.0627 | 2241.7306 | 2830.1529 | 2830.1532 | 3535.2815 | 3819.0584 | 3809.0583 | 3809.0577 | 3809.0577 | 3809.0578 | 3809.0613
SA1 | Pumped Hydro | 0 | 0 | 0.00038062 | 0.00056628 | 0.00057411 | 0.00057927 | 0.00059112 | 0.0007469 | 0.0007485 | 0.00076887 | 0.00077867 | 0.00078788 | 0.00092043 | 0.0009286 | 0.001176 | 0.0011809 | 0.0011949 | 0.0012848 | 0.001423 | 0.0015283 | 0.0015729 | 0.0018652 | 0.001873 | 0.0018772 | 0.0018826 | 0.0018925 | 0.0020407
SA1 | VPP | 88.62 | 126.93 | 170.25 | 214.27 | 262.04 | 314.13 | 396.52 | 477.31 | 565.27 | 670.98 | 790.06 | 915.3 | 1040.16 | 1167.34 | 1287.02 | 1406.9399 | 1492.74 | 1574.29 | 1645.8199 | 1722.14 | 1798.65 | 1879.62 | 1959.37 | 2043.49 | 2126.73 | 2214.3501 | 2301.9099
Total excluding storage |  | 6466.36 | 6759.2001 | 6802.5211 | 6362.1425 | 6376.9126 | 7207.7529 | 7427.192 | 7099.1654 | 7181.0055 | 8153.6623 | 8279.4289 | 9027.9815 | 9111.0073 | 9215.9308 | 10804.1287 | 10891.476 | 11195.1313 | 14140.8316 | 15689.8791 | 16764.5988 | 20636.1918 | 20793.2272 | 20512.3971 | 22246.4262 | 23061.9708 | 23823.3808 | 24659.2047
Region | Technology | 2023-24 | 2024-25 | 2025-26 | 2026-27 | 2027-28 | 2028-29 | 2029-30 | 2030-31 | 2031-32 | 2032-33 | 2033-34 | 2034-35 | 2035-36 | 2036-37 | 2037-38 | 2038-39 | 2039-40 | 2040-41 | 2041-42 | 2042-43 | 2043-44 | 2044-45 | 2045-46 | 2046-47 | 2047-48 | 2048-49 | 2049-50
TAS1 | Black Coal | 0 | 0 | 0 | 0 | 0 | 0 | 0 | 0 | 0 | 0 | 0 | 0 | 0 | 0 | 0 | 0 | 0 | 0 | 0 | 0 | 0 | 0 | 0 | 0 | 0 | 0 | 0
TAS1 | Brown Coal | 0 | 0 | 0 | 0 | 0 | 0 | 0 | 0 | 0 | 0 | 0 | 0 | 0 | 0 | 0 | 0 | 0 | 0 | 0 | 0 | 0 | 0 | 0 | 0 | 0 | 0 | 0
TAS1 | CCGT | 208 | 208 | 208 | 208 | 208 | 208 | 208 | 208 | 208 | 208 | 208 | 208 | 208 | 208 | 208 | 208 | 208 | 208 | 208 | 208 | 208 | 208 | 208 | 208 | 208 | 208 | 208
TAS1 | Gas - Steam | 0 | 0 | 0 | 0 | 0 | 0 | 0 | 0 | 0 | 0 | 0 | 0 | 0 | 0 | 0 | 0 | 0 | 0 | 0 | 0 | 0 | 0 | 0 | 0 | 0 | 0 | 0
TAS1 | OCGT / Diesel | 178 | 178 | 178 | 178 | 178 | 178.0001 | 178.0001 | 178.0001 | 178.0001 | 178.0003 | 178.0003 | 178.0003 | 178.0007 | 178.0007 | 178.0008 | 178.0008 | 178.0008 | 58.0008 | 58.0008 | 58.0008 | 58.0009 | 58.0018 | 58.0018 | 58.0018 | 58.0018 | 58.0018 | 58.0018
TAS1 | Hydro | 2551 | 2551 | 2551 | 2551 | 2551 | 2551 | 2551 | 2551 | 2551 | 2551 | 2551 | 2551 | 2551 | 2551 | 2551 | 2551 | 2551 | 2551 | 2551 | 2551 | 2551 | 2551 | 2551 | 2551 | 2551 | 2551 | 2551
TAS1 | Hydrogen Turbine | 0 | 0 | 0 | 0 | 0 | 0 | 0 | 0 | 0 | 0 | 0 | 0 | 0 | 0 | 0 | 0 | 0 | 0 | 0 | 0 | 0 | 0 | 0 | 0 | 0 | 0 | 0
TAS1 | Wind | 563.6 | 1163.2691 | 1163.2691 | 1179.4465 | 1285.9904 | 1344.394 | 1805.8065 | 1812.3514 | 2880.1427 | 2881.0414 | 2881.0414 | 2881.0414 | 2881.0414 | 2881.0414 | 2881.0414 | 2881.0413 | 2892.0352 | 2958.9867 | 2958.9868 | 2958.9868 | 2958.9868 | 2814.9868 | 2814.9867 | 2814.9868 | 2814.9869 | 2814.9869 | 2814.9869
TAS1 | Solar PV | 0 | 0.00025514 | 0.00025565 | 0.0003901 | 0.00039248 | 0.00039499 | 0.0004114 | 0.00052037 | 0.00052299 | 0.0006963 | 0.00069852 | 0.00092116 | 0.00092263 | 0.00092912 | 0.0010257 | 0.0010377 | 0.0013206 | 150.0007 | 150.0007 | 150.0007 | 150.0008 | 150.0011 | 150.0011 | 150.0012 | 150.0012 | 150.002 | 150.002
TAS1 | Grid Battery | 0 | 0.00031454 | 0.00039185 | 0.00045587 | 0.00056632 | 0.00056838 | 0.00072301 | 0.0014462 | 0.0016999 | 0.0023735 | 0.0023837 | 0.0023895 | 0.0024039 | 0.0024207 | 0.0028162 | 0.0028352 | 0.0028561 | 0.002873 | 0.0029166 | 0.002939 | 0.0032785 | 0.0043487 | 0.0042865 | 0.0042861 | 0.0044996 | 0.0050177 | 0.0060078
TAS1 | Pumped Hydro | 0 | 0 | 0.00082856 | 0.00092816 | 0.0011129 | 0.001232 | 0.0019333 | 50.0828 | 50.0829 | 542.8559 | 542.8559 | 542.8559 | 662.9604 | 662.9604 | 754.1586 | 754.1586 | 754.1586 | 754.1586 | 754.1586 | 754.1587 | 754.1587 | 779.5765 | 779.5765 | 779.5765 | 779.5765 | 779.5766 | 779.5767
TAS1 | VPP | 6.48 | 13.06 | 22.07 | 33.05 | 46.21 | 61.68 | 85.3 | 104.67 | 124.59 | 148.98 | 176.72 | 207.34 | 238.55 | 270.94 | 302.03 | 333.24 | 355.98 | 377.66 | 396.47 | 416.27 | 435.68 | 456.1 | 475.92 | 496.67 | 516.81 | 537.9 | 558.31
Total excluding storage |  | 3507.08 | 4113.3297 | 4122.3406 | 4149.4982 | 4269.2025 | 4343.0763 | 4828.1097 | 4904.1063 | 5991.8179 | 6509.8806 | 6537.6207 | 6568.2409 | 6719.5558 | 6751.9459 | 6874.2347 | 6905.4446 | 6939.1788 | 7057.8098 | 7076.6198 | 7096.4199 | 7115.8304 | 7017.6705 | 7037.4904 | 7058.2406 | 7078.3808 | 7099.4722 | 7119.8834
Explicitly modelled pumping
Region | Technology | 2023-24 | 2024-25 | 2025-26 | 2026-27 | 2027-28 | 2028-29 | 2029-30 | 2030-31 | 2031-32 | 2032-33 | 2033-34 | 2034-35 | 2035-36 | 2036-37 | 2037-38 | 2038-39 | 2039-40 | 2040-41 | 2041-42 | 2042-43 | 2043-44 | 2044-45 | 2045-46 | 2046-47 | 2047-48 | 2048-49 | 2049-50
NEM | Grid Battery pump | 954.93 | 954.935 | 1379.7522 | 1379.7565 | 2008.4797 | 3249.8823 | 3324.8826 | 3708.559 | 3740.1076 | 6147.1877 | 6285.1038 | 6260.1039 | 6831.259 | 6781.2591 | 7053.2776 | 7053.2777 | 10295.6161 | 11553.3314 | 15276.7453 | 18089.5579 | 19155.3518 | 20645.2084 | 20228.5668 | 20228.5651 | 19599.8429 | 21274.8681 | 21395.922
NEM | Pumped Hydro Pump | 1310 | 1310 | 2033.4356 | 2033.4368 | 4095.6272 | 4258.9248 | 4258.9255 | 4309.0071 | 4309.0073 | 4801.7803 | 4801.7804 | 5047.4077 | 5167.5129 | 5167.513 | 7018.6642 | 7018.6642 | 7447.7288 | 7447.729 | 7447.7296 | 7447.7298 | 7447.7301 | 7546.1583 | 7546.1584 | 8376.1613 | 8376.1613 | 8376.1617 | 8376.1621
NEM | VPP pump | 318.73 | 623.03 | 1035.46 | 1538.9 | 2142.79 | 2807.6 | 3819.27 | 4674.27 | 5519.2001 | 6499.25 | 7698.5399 | 9010.2399 | 10339.3001 | 11714.6999 | 13054.31 | 14363.1999 | 15318.2998 | 16214.4898 | 16978.9203 | 17751.1898 | 18511.9699 | 19307.4097 | 20087.2598 | 20907.45 | 21712.49 | 22566.1805 | 23396.9398
Region | Technology | 2023-24 | 2024-25 | 2025-26 | 2026-27 | 2027-28 | 2028-29 | 2029-30 | 2030-31 | 2031-32 | 2032-33 | 2033-34 | 2034-35 | 2035-36 | 2036-37 | 2037-38 | 2038-39 | 2039-40 | 2040-41 | 2041-42 | 2042-43 | 2043-44 | 2044-45 | 2045-46 | 2046-47 | 2047-48 | 2048-49 | 2049-50
NSW1 | Grid Battery pump | 50 | 50.0032 | 474.8202 | 474.8206 | 1103.5434 | 1479.3836 | 1554.3837 | 1554.3851 | 1554.3852 | 2273.304 | 2273.304 | 2273.304 | 2273.3054 | 2223.3054 | 2223.3055 | 2223.3056 | 3773.6817 | 3773.6834 | 4626.7326 | 4782.4498 | 4904.0889 | 5473.4984 | 5066.8569 | 5066.8586 | 4438.1361 | 5402.6546 | 5327.6615
NSW1 | Pumped Hydro Pump | 840 | 840 | 1313.4334 | 1313.4334 | 3375.6236 | 3375.6238 | 3375.6239 | 3375.6239 | 3375.6239 | 3375.6239 | 3375.6239 | 3375.6239 | 3375.6241 | 3375.6241 | 3375.6263 | 3375.6263 | 3375.6263 | 3375.6263 | 3375.6264 | 3375.6264 | 3375.6266 | 3375.63 | 3375.63 | 3375.6318 | 3375.6318 | 3375.6318 | 3375.6319
NSW1 | VPP pump | 97.18 | 193.89 | 321.47 | 477.31 | 663.94 | 884.26 | 1223.6 | 1508.4199 | 1818.1601 | 2178.94 | 2618.45 | 3090.16 | 3561.6901 | 4049.33 | 4508.48 | 4960.7201 | 5286.7 | 5588.1199 | 5842.6702 | 6109.57 | 6370.5701 | 6645.5899 | 6914.0398 | 7197.4098 | 7473.8901 | 7766.0502 | 8050.0099
Region | Technology | 2023-24 | 2024-25 | 2025-26 | 2026-27 | 2027-28 | 2028-29 | 2029-30 | 2030-31 | 2031-32 | 2032-33 | 2033-34 | 2034-35 | 2035-36 | 2036-37 | 2037-38 | 2038-39 | 2039-40 | 2040-41 | 2041-42 | 2042-43 | 2043-44 | 2044-45 | 2045-46 | 2046-47 | 2047-48 | 2048-49 | 2049-50
QLD1 | Grid Battery pump | 100 | 100.0004 | 100.0005 | 100.0007 | 100.0009 | 965.5633 | 965.5634 | 1209.6005 | 1241.1486 | 2199.545 | 2392.791 | 2392.791 | 2392.791 | 2392.791 | 2392.7911 | 2392.7911 | 3953.2429 | 3953.243 | 5359.5922 | 8016.6871 | 8016.6871 | 8016.6869 | 8016.6868 | 8016.6867 | 8016.6866 | 8727.1927 | 8727.1927
QLD1 | Pumped Hydro Pump | 470 | 470 | 720.0005 | 720.0008 | 720.0008 | 883.2981 | 883.2981 | 883.2981 | 883.2981 | 883.2981 | 883.2981 | 1128.9253 | 1128.9254 | 1128.9254 | 2888.8734 | 2888.8734 | 3317.9379 | 3317.9379 | 3317.9379 | 3317.9379 | 3317.9379 | 3317.9379 | 3317.9379 | 4147.9389 | 4147.9389 | 4147.9389 | 4147.9389
QLD1 | VPP pump | 70.65 | 151.98 | 266.91 | 406.55 | 573.37 | 775 | 1088.95 | 1359.6801 | 1609.11 | 1901.09 | 2255.9299 | 2641.22 | 3035.73 | 3438.95 | 3828.0601 | 4218.1699 | 4496.1499 | 4751.3198 | 4961.6001 | 5182.0498 | 5399.3799 | 5623.0098 | 5842.4302 | 6071.3901 | 6296.3501 | 6536.04 | 6765.5898
Region | Technology | 2023-24 | 2024-25 | 2025-26 | 2026-27 | 2027-28 | 2028-29 | 2029-30 | 2030-31 | 2031-32 | 2032-33 | 2033-34 | 2034-35 | 2035-36 | 2036-37 | 2037-38 | 2038-39 | 2039-40 | 2040-41 | 2041-42 | 2042-43 | 2043-44 | 2044-45 | 2045-46 | 2046-47 | 2047-48 | 2048-49 | 2049-50
VIC1 | Grid Battery pump | 375.33 | 375.3306 | 375.3306 | 375.3335 | 375.3335 | 375.3335 | 375.3335 | 544.9634 | 544.9635 | 701.3505 | 646.0205 | 646.0205 | 957.1156 | 957.1156 | 957.1158 | 957.1158 | 1088.6259 | 1634.6716 | 2510.2647 | 2510.265 | 2749.291 | 3385.9605 | 3385.9605 | 3385.9578 | 3385.9579 | 3385.958 | 3582.0005
VIC1 | Pumped Hydro Pump | 0 | 0 | 0.00045272 | 0.0010579 | 0.0010639 | 0.001069 | 0.0010763 | 0.0016802 | 0.0016814 | 0.0016864 | 0.0016917 | 0.0016976 | 0.0021896 | 0.0022071 | 0.0048039 | 0.0048101 | 0.0048813 | 0.0049077 | 0.0052815 | 0.0052981 | 0.0053171 | 73.0121 | 73.0122 | 73.0122 | 73.0122 | 73.0125 | 73.0125
VIC1 | VPP pump | 55.8 | 137.17 | 254.76 | 407.72 | 597.23 | 772.53 | 1024.9 | 1224.19 | 1402.07 | 1599.26 | 1857.38 | 2156.22 | 2463.1699 | 2788.1399 | 3128.7199 | 3444.1299 | 3686.7299 | 3923.1 | 4132.3601 | 4321.16 | 4507.69 | 4703.0901 | 4895.4999 | 5098.49 | 5298.7098 | 5511.8401 | 5721.1202
Region | Technology | 2023-24 | 2024-25 | 2025-26 | 2026-27 | 2027-28 | 2028-29 | 2029-30 | 2030-31 | 2031-32 | 2032-33 | 2033-34 | 2034-35 | 2035-36 | 2036-37 | 2037-38 | 2038-39 | 2039-40 | 2040-41 | 2041-42 | 2042-43 | 2043-44 | 2044-45 | 2045-46 | 2046-47 | 2047-48 | 2048-49 | 2049-50
SA1 | Grid Battery pump | 429.6 | 429.6004 | 429.6006 | 429.6013 | 429.6013 | 429.6013 | 429.6013 | 399.6086 | 399.6086 | 972.9859 | 972.9859 | 947.9859 | 1208.0446 | 1208.0446 | 1480.0624 | 1480.0624 | 1480.0627 | 2191.7306 | 2780.1529 | 2780.1532 | 3485.2815 | 3769.0584 | 3759.0583 | 3759.0577 | 3759.0577 | 3759.0578 | 3759.0613
SA1 | Pumped Hydro Pump | 0 | 0 | 0.00038062 | 0.00056628 | 0.00057411 | 0.00057927 | 0.00059112 | 0.0007469 | 0.0007485 | 0.00076887 | 0.00077867 | 0.00078788 | 0.00092043 | 0.0009286 | 0.001176 | 0.0011809 | 0.0011949 | 0.0012848 | 0.001423 | 0.0015283 | 0.0015729 | 0.0018652 | 0.001873 | 0.0018772 | 0.0018826 | 0.0018925 | 0.0020407
SA1 | VPP pump | 88.62 | 126.93 | 170.25 | 214.27 | 262.04 | 314.13 | 396.52 | 477.31 | 565.27 | 670.98 | 790.06 | 915.3 | 1040.16 | 1167.34 | 1287.02 | 1406.9399 | 1492.74 | 1574.29 | 1645.8199 | 1722.14 | 1798.65 | 1879.62 | 1959.37 | 2043.49 | 2126.73 | 2214.3501 | 2301.9099
Region | Technology | 2023-24 | 2024-25 | 2025-26 | 2026-27 | 2027-28 | 2028-29 | 2029-30 | 2030-31 | 2031-32 | 2032-33 | 2033-34 | 2034-35 | 2035-36 | 2036-37 | 2037-38 | 2038-39 | 2039-40 | 2040-41 | 2041-42 | 2042-43 | 2043-44 | 2044-45 | 2045-46 | 2046-47 | 2047-48 | 2048-49 | 2049-50
TAS1 | Grid Battery pump | 0 | 0.00031454 | 0.00039185 | 0.00045587 | 0.00056632 | 0.00056838 | 0.00072301 | 0.0014462 | 0.0016999 | 0.0023735 | 0.0023837 | 0.0023895 | 0.0024039 | 0.0024207 | 0.0028162 | 0.0028352 | 0.0028561 | 0.002873 | 0.0029166 | 0.002939 | 0.0032785 | 0.0043487 | 0.0042865 | 0.0042861 | 0.0044996 | 0.0050177 | 0.0060078
TAS1 | Pumped Hydro Pump | 0 | 0 | 0.00082856 | 0.00092816 | 0.0011129 | 0.001232 | 0.0019333 | 50.0828 | 50.0829 | 542.8559 | 542.8559 | 542.8559 | 662.9604 | 662.9604 | 754.1586 | 754.1586 | 754.1586 | 754.1586 | 754.1586 | 754.1587 | 754.1587 | 779.5765 | 779.5765 | 779.5765 | 779.5765 | 779.5766 | 779.5767
TAS1 | VPP pump | 6.48 | 13.06 | 22.07 | 33.05 | 46.21 | 61.68 | 85.3 | 104.67 | 124.59 | 148.98 | 176.72 | 207.34 | 238.55 | 270.94 | 302.03 | 333.24 | 355.98 | 377.66 | 396.47 | 416.27 | 435.68 | 456.1 | 475.92 | 496.67 | 516.81 | 537.9 | 558.31
Non-controllable capacity
Region | Technology | 2023-24 | 2024-25 | 2025-26 | 2026-27 | 2027-28 | 2028-29 | 2029-30 | 2030-31 | 2031-32 | 2032-33 | 2033-34 | 2034-35 | 2035-36 | 2036-37 | 2037-38 | 2038-39 | 2039-40 | 2040-41 | 2041-42 | 2042-43 | 2043-44 | 2044-45 | 2045-46 | 2046-47 | 2047-48 | 2048-49 | 2049-50
NEM | Distributed PV | 21305.3199 | 23783.7875 | 26307.9402 | 28683.0656 | 30997.3311 | 33056.1738 | 35131.4286 | 37225.1411 | 39139.2597 | 41092.1585 | 43056.1697 | 44973.918 | 46776.6488 | 48455.6888 | 50096.6069 | 51732.2029 | 53368.4087 | 54991.7064 | 56590.529 | 58157.7847 | 59721.6486 | 61252.1457 | 62750.1401 | 64227.6819 | 65692.4157 | 67156.842 | 68592.5947
NEM | Behind the meter battery | 1532.774 | 2363.942 | 3138.813 | 3799.655 | 4362.937 | 4766.226 | 5452.85 | 6404.258 | 7275.412 | 8208.606 | 9365.756 | 10518.285 | 11616.745 | 12616.001 | 13522.413 | 14246.216 | 14595.405 | 14782.715 | 14854.807 | 14850.894 | 14858.858 | 14816.816 | 14786.692 | 14709.851 | 14647.112 | 14542.039 | 14447.076
NEM | Behind the meter battery pump | 1532.774 | 2363.942 | 3138.813 | 3799.655 | 4362.937 | 4766.226 | 5452.85 | 6404.258 | 7275.412 | 8208.606 | 9365.756 | 10518.285 | 11616.745 | 12616.001 | 13522.413 | 14246.216 | 14595.405 | 14782.715 | 14854.807 | 14850.894 | 14858.858 | 14816.816 | 14786.692 | 14709.851 | 14647.112 | 14542.039 | 14447.076
Region | Technology | 2023-24 | 2024-25 | 2025-26 | 2026-27 | 2027-28 | 2028-29 | 2029-30 | 2030-31 | 2031-32 | 2032-33 | 2033-34 | 2034-35 | 2035-36 | 2036-37 | 2037-38 | 2038-39 | 2039-40 | 2040-41 | 2041-42 | 2042-43 | 2043-44 | 2044-45 | 2045-46 | 2046-47 | 2047-48 | 2048-49 | 2049-50
NSW1 | Distributed PV | 6922.7278 | 7729.2309 | 8520.6213 | 9270.916 | 9991.0548 | 10709.4737 | 11436.4432 | 12170.0293 | 12901.8102 | 13643.2719 | 14388.327 | 15121.2532 | 15810.1091 | 16449.2428 | 17061.911 | 17667.5949 | 18262.5884 | 18847.5107 | 19429.6702 | 20006.0115 | 20581.8604 | 21155.9203 | 21714.392 | 22270.0128 | 22818.1721 | 23366.9007 | 23907.737
NSW1 | Behind the meter battery | 551.877 | 804.322 | 1024.308 | 1210.452 | 1364.306 | 1497.826 | 1724.841 | 2042.145 | 2372.98 | 2728.353 | 3161.396 | 3582.597 | 3974.635 | 4331.67 | 4638.514 | 4887.035 | 5003.34 | 5060.883 | 5077.624 | 5077.998 | 5080.442 | 5067.991 | 5058.102 | 5033.27 | 5011.559 | 4974.783 | 4941.039
NSW1 | Behind the meter battery pump | 551.877 | 804.322 | 1024.308 | 1210.452 | 1364.306 | 1497.826 | 1724.841 | 2042.145 | 2372.98 | 2728.353 | 3161.396 | 3582.597 | 3974.635 | 4331.67 | 4638.514 | 4887.035 | 5003.34 | 5060.883 | 5077.624 | 5077.998 | 5080.442 | 5067.991 | 5058.102 | 5033.27 | 5011.559 | 4974.783 | 4941.039
Region | Technology | 2023-24 | 2024-25 | 2025-26 | 2026-27 | 2027-28 | 2028-29 | 2029-30 | 2030-31 | 2031-32 | 2032-33 | 2033-34 | 2034-35 | 2035-36 | 2036-37 | 2037-38 | 2038-39 | 2039-40 | 2040-41 | 2041-42 | 2042-43 | 2043-44 | 2044-45 | 2045-46 | 2046-47 | 2047-48 | 2048-49 | 2049-50
QLD1 | Distributed PV | 6248.8361 | 6947.0674 | 7675.3939 | 8329.1378 | 8959.7591 | 9601.5014 | 10257.5206 | 10923.9163 | 11482.7322 | 12062.7058 | 12645.1129 | 13200.5423 | 13720.0122 | 14196.9812 | 14666.6175 | 15133.8037 | 15601.3471 | 16059.6919 | 16507.7851 | 16936.909 | 17361.4807 | 17759.7202 | 18151.2329 | 18530.0201 | 18907.3395 | 19284.6318 | 19645.5083
QLD1 | Behind the meter battery | 394.573 | 630.911 | 861.169 | 1044.6 | 1202.901 | 1345.985 | 1584.437 | 1898.505 | 2160.37 | 2444.34 | 2791.527 | 3133.696 | 3465.114 | 3761.008 | 4025.809 | 4247.882 | 4350.515 | 4399.744 | 4410.491 | 4406.235 | 4406.755 | 4388.948 | 4375.983 | 4347.22 | 4324.124 | 4288.709 | 4255.283
QLD1 | Behind the meter battery pump | 394.573 | 630.911 | 861.169 | 1044.6 | 1202.901 | 1345.985 | 1584.437 | 1898.505 | 2160.37 | 2444.34 | 2791.527 | 3133.696 | 3465.114 | 3761.008 | 4025.809 | 4247.882 | 4350.515 | 4399.744 | 4410.491 | 4406.235 | 4406.755 | 4388.948 | 4375.983 | 4347.22 | 4324.124 | 4288.709 | 4255.283
Region | Technology | 2023-24 | 2024-25 | 2025-26 | 2026-27 | 2027-28 | 2028-29 | 2029-30 | 2030-31 | 2031-32 | 2032-33 | 2033-34 | 2034-35 | 2035-36 | 2036-37 | 2037-38 | 2038-39 | 2039-40 | 2040-41 | 2041-42 | 2042-43 | 2043-44 | 2044-45 | 2045-46 | 2046-47 | 2047-48 | 2048-49 | 2049-50
VIC1 | Distributed PV | 5088.0472 | 5784.8093 | 6517.8103 | 7244.8402 | 7972.8586 | 8440.036 | 8899.9999 | 9361.2525 | 9753.485 | 10152.4267 | 10554.6243 | 10955.7069 | 11336.6884 | 11697.8006 | 12064.3842 | 12436.8983 | 12822.6385 | 13216.1178 | 13604.8437 | 13986.4661 | 14369.4957 | 14748.6326 | 15123.685 | 15496.2621 | 15868.3943 | 16240.828 | 16611.2477
VIC1 | Behind the meter battery | 332.366 | 592.893 | 841.022 | 1068.623 | 1263.973 | 1337.973 | 1465.997 | 1677.258 | 1844.193 | 2011.668 | 2249.247 | 2505.083 | 2754.957 | 2990.166 | 3229.36 | 3404.1 | 3500.948 | 3565.602 | 3605.174 | 3604.675 | 3607.498 | 3598.421 | 3592.641 | 3576.025 | 3563.233 | 3540.764 | 3521.58
VIC1 | Behind the meter battery pump | 332.366 | 592.893 | 841.022 | 1068.623 | 1263.973 | 1337.973 | 1465.997 | 1677.258 | 1844.193 | 2011.668 | 2249.247 | 2505.083 | 2754.957 | 2990.166 | 3229.36 | 3404.1 | 3500.948 | 3565.602 | 3605.174 | 3604.675 | 3607.498 | 3598.421 | 3592.641 | 3576.025 | 3563.233 | 3540.764 | 3521.58
Region | Technology | 2023-24 | 2024-25 | 2025-26 | 2026-27 | 2027-28 | 2028-29 | 2029-30 | 2030-31 | 2031-32 | 2032-33 | 2033-34 | 2034-35 | 2035-36 | 2036-37 | 2037-38 | 2038-39 | 2039-40 | 2040-41 | 2041-42 | 2042-43 | 2043-44 | 2044-45 | 2045-46 | 2046-47 | 2047-48 | 2048-49 | 2049-50
SA1 | Distributed PV | 2721.0736 | 2952.4036 | 3178.229 | 3380.018 | 3575.1143 | 3766.8022 | 3959.2366 | 4151.598 | 4345.6836 | 4540.7188 | 4737.6385 | 4929.8701 | 5109.2393 | 5277.1929 | 5434.8308 | 5590.0872 | 5742.5081 | 5893.3201 | 6037.731 | 6182.434 | 6327.0782 | 6470.3066 | 6608.7163 | 6745.5179 | 6879.6508 | 7013.3702 | 7145.4031
SA1 | Behind the meter battery | 212.581 | 276.144 | 335.754 | 385.712 | 430.437 | 473.619 | 550.521 | 637.233 | 727.4 | 829.162 | 941.165 | 1047.02 | 1145.747 | 1232.744 | 1306.889 | 1367.354 | 1391.833 | 1402.348 | 1404.488 | 1403.319 | 1403.71 | 1400.492 | 1398.408 | 1392.55 | 1387.998 | 1379.539 | 1372.647
SA1 | Behind the meter battery pump | 212.581 | 276.144 | 335.754 | 385.712 | 430.437 | 473.619 | 550.521 | 637.233 | 727.4 | 829.162 | 941.165 | 1047.02 | 1145.747 | 1232.744 | 1306.889 | 1367.354 | 1391.833 | 1402.348 | 1404.488 | 1403.319 | 1403.71 | 1400.492 | 1398.408 | 1392.55 | 1387.998 | 1379.539 | 1372.647
Region | Technology | 2023-24 | 2024-25 | 2025-26 | 2026-27 | 2027-28 | 2028-29 | 2029-30 | 2030-31 | 2031-32 | 2032-33 | 2033-34 | 2034-35 | 2035-36 | 2036-37 | 2037-38 | 2038-39 | 2039-40 | 2040-41 | 2041-42 | 2042-43 | 2043-44 | 2044-45 | 2045-46 | 2046-47 | 2047-48 | 2048-49 | 2049-50
TAS1 | Distributed PV | 324.6353 | 370.2763 | 415.8856 | 458.1536 | 498.5443 | 538.3605 | 578.2282 | 618.3449 | 655.5487 | 693.0354 | 730.4671 | 766.5455 | 800.5998 | 834.4713 | 868.8634 | 903.8188 | 939.3267 | 975.0659 | 1010.4991 | 1045.9641 | 1081.7335 | 1117.566 | 1152.1139 | 1185.8689 | 1218.859 | 1251.1113 | 1282.6985
TAS1 | Behind the meter battery | 41.377 | 59.672 | 76.56 | 90.268 | 101.32 | 110.823 | 127.054 | 149.117 | 170.469 | 195.083 | 222.421 | 249.889 | 276.292 | 300.413 | 321.841 | 339.845 | 348.769 | 354.138 | 357.03 | 358.667 | 360.453 | 360.964 | 361.558 | 360.786 | 360.198 | 358.244 | 356.527
TAS1 | Behind the meter battery pump | 41.377 | 59.672 | 76.56 | 90.268 | 101.32 | 110.823 | 127.054 | 149.117 | 170.469 | 195.083 | 222.421 | 249.889 | 276.292 | 300.413 | 321.841 | 339.845 | 348.769 | 354.138 | 357.03 | 358.667 | 360.453 | 360.964 | 361.558 | 360.786 | 360.198 | 358.244 | 356.527

## Option 3A_REZ Generation
Annual sent-out generation by REZ (GWh) - Option 3A, Step Change Scenario
Note: the REZ generation includes generation from the existing, committed and anticipated renewables mapped to the relevant REZs
Explicitly modelled generation
Region | REZ | REZ Name | Technology | 2023-24 | 2024-25 | 2025-26 | 2026-27 | 2027-28 | 2028-29 | 2029-30 | 2030-31 | 2031-32 | 2032-33 | 2033-34 | 2034-35 | 2035-36 | 2036-37 | 2037-38 | 2038-39 | 2039-40 | 2040-41 | 2041-42 | 2042-43 | 2043-44 | 2044-45 | 2045-46 | 2046-47 | 2047-48 | 2048-49 | 2049-50
QLD | Q1 | Far North QLD | Solar | 0 | 0.00012512 | 0.00013504 | 0.00013397 | 0.00012554 | 0.0001143 | 0.00012883 | 0.00013109 | 0.00012285 | 0.00013627 | 0.00015934 | 0.00015733 | 0.00015457 | 0.00015587 | 0.00017134 | 0.00018556 | 0.00024276 | 0.00022321 | 0.00024494 | 0.00027248 | 0.00029522 | 0.00029299 | 0.00028843 | 0.00031016 | 0.00034249 | 0.00040057 | 0.00037828
QLD | Q2 | North Qld Clean Energy Hub | Solar | 222.0171 | 197.1634 | 215.7742 | 213.1834 | 208.5367 | 193.9322 | 205.2056 | 201.9383 | 199.9373 | 205.4295 | 196.6338 | 192.4661 | 191.8099 | 191.3885 | 68.5676 | 71.6384 | 62.9753 | 59.1492 | 62.7124 | 59.8874 | 58.6483 | 57.2733 | 64.3446 | 31.718 | 31.8836 | 0.0004763 | 0.00047219
QLD | Q3 | Northern Qld | Solar | 1169.9357 | 1051.711 | 1181.7865 | 1159.1996 | 1098.2888 | 1019.7456 | 1131.3422 | 1140.2643 | 1101.2731 | 1148.5782 | 1074.715 | 1055.9344 | 1042.4182 | 1023.7669 | 924.9194 | 1004.6389 | 929.3755 | 814.2925 | 929.0617 | 1702.2867 | 1447.759 | 1346.1979 | 1364.1865 | 2133.3823 | 2048.9076 | 2106.5516 | 1720.6674
QLD | Q4 | Isaac | Solar | 1572.3571 | 1421.6083 | 1551.8429 | 1576.2972 | 1496.0339 | 1427.7407 | 1591.7266 | 1587.9655 | 1596.1156 | 1624.4984 | 1527.8167 | 1456.006 | 1504.3148 | 1475.3347 | 1324.9477 | 1459.8549 | 1286.261 | 1185.6225 | 1297.0036 | 2768.7959 | 2659.6752 | 2502.6469 | 3039.9995 | 6676.1645 | 7008.8121 | 7527.314 | 6814.2757
QLD | Q5 | Barcaldine | Solar | 35.2598 | 31.3196 | 34.2997 | 34.6758 | 34.4677 | 44.8398 | 46.8427 | 46.3038 | 45.8707 | 47.159 | 45.0151 | 42.5982 | 43.8608 | 44.9443 | 81.6344 | 84.8241 | 122.3984 | 116.3308 | 124.7636 | 116.8612 | 95.9139 | 93.3941 | 115.0621 | 115.8142 | 117.4269 | 122.9776 | 119.3792
QLD | Q6 | Fitzroy | Solar | 843.124 | 800.2002 | 898.5681 | 904.4031 | 880.6848 | 759.1009 | 862.8137 | 859.9884 | 1008.4191 | 2048.7507 | 2554.9756 | 2478.3855 | 2440.941 | 2439.8093 | 5480.8082 | 7415.8787 | 13142.9784 | 15190.7812 | 15911.3934 | 16534.127 | 15858.1158 | 15059.4903 | 15009.9861 | 13292.6883 | 14397.1525 | 14594.0991 | 14299.5604
QLD | Q7 | Wide Bay | Solar | 1360.9959 | 1214.9608 | 1348.1427 | 1313.3375 | 1283.0588 | 1137.5888 | 1246.184 | 1253.5734 | 1327.3361 | 1298.6313 | 1254.1476 | 1244.5931 | 1211.2796 | 1220.7221 | 1074.1787 | 1150.4742 | 1037.4004 | 1064.8841 | 2072.9064 | 4931.3203 | 4867.3158 | 4545.8721 | 4608.5512 | 4192.8497 | 3858.8052 | 3990.9837 | 3890.3373
QLD | Q8 | Darling Downs | Solar | 3390.8723 | 3294.7993 | 3512.7558 | 3641.2889 | 3562.3939 | 3418.1492 | 3703.0769 | 5218.2385 | 6060.1179 | 7292.6269 | 8857.197 | 10856.1194 | 10942.7616 | 10692.3289 | 9264.5229 | 10305.0066 | 15246.6938 | 14788.2392 | 14793.8418 | 16393.6677 | 16406.3429 | 15656.8232 | 15692.4256 | 12958.0697 | 12934.4799 | 15439.9429 | 17894.0949
QLD | Q9 | Banana | Solar | 0 | 0.00017782 | 0.00034089 | 0.00037805 | 0.00037451 | 0.00077507 | 56.5482 | 125.9343 | 290.184 | 288.4121 | 302.8374 | 304.2557 | 297.8859 | 297.3566 | 342.9119 | 381.3178 | 2297.436 | 4415.4453 | 4603.96 | 12668.179 | 12385.281 | 11953.119 | 11955.463 | 10659.757 | 12133.322 | 12905.8 | 15395.228
NSW | N1 | North West NSW | Solar | 434.9204 | 399.9278 | 409.7689 | 435.1746 | 404.7832 | 386.6554 | 405.619 | 432.6435 | 423.4504 | 437.7808 | 421.6086 | 402.4488 | 414.1725 | 405.4422 | 370.7958 | 371.48 | 430.0368 | 424.9213 | 442.1017 | 416.1937 | 416.0409 | 415.6651 | 442.4343 | 402.638 | 352.3246 | 347.9989 | 349.2598
NSW | N2 | New England | Solar | 1204.5134 | 1173.8158 | 1194.4819 | 1249.5517 | 1219.0346 | 1033.2129 | 1072.6167 | 1849.1393 | 1910.7277 | 1880.8394 | 2190.3051 | 2007.3139 | 2129.6961 | 2548.0313 | 3744.7004 | 3759.48 | 4720.7304 | 5770.7853 | 5736.6653 | 6504.1322 | 5879.676 | 6225.2634 | 6386.4129 | 5255.085 | 4469.9245 | 4557.7067 | 6829.963
NSW | N3 | Central-West Orana | Solar | 2198.6645 | 2149.865 | 4133.2086 | 4383.8428 | 4376.1992 | 3760.0972 | 4945.7685 | 7826.69 | 7917.5807 | 8654.4413 | 10026.5783 | 9961.4542 | 10663.8289 | 10506.9384 | 8774.0886 | 10303.0713 | 14367.5886 | 14604.1759 | 14415.1852 | 15173.4949 | 15372.2514 | 16274.1641 | 15991.1871 | 17611.0844 | 19104.2757 | 23330.4508 | 23216.6436
NSW | N4 | Broken Hill | Solar | 107.5562 | 79.4137 | 92.2753 | 103.7195 | 109.9324 | 118.5361 | 113.3383 | 106.7005 | 107.0901 | 105.3094 | 100.9277 | 99.0059 | 101.4187 | 104.8559 | 259.667 | 248.5997 | 308.8876 | 281.8655 | 296.1271 | 292.0211 | 472.4823 | 448.089 | 480.6724 | 420.931 | 394.6222 | 401.1408 | 503.0344
NSW | N5 | South West NSW | Solar | 1858.7804 | 1597.1089 | 1701.1078 | 2268.9336 | 2378.3514 | 2426.6525 | 2392.6419 | 2382.8452 | 2240.7747 | 2591.9952 | 2533.3354 | 2408.3229 | 2535.3763 | 2570.2404 | 4127.5972 | 4026.4501 | 6287.1206 | 6902.2382 | 9005.7481 | 8100.858 | 8013.0046 | 8148.8377 | 8471.4134 | 8048.9832 | 7196.36 | 7109.9004 | 6836.2407
NSW | N6 | Wagga Wagga | Solar | 1566.1923 | 1496.7998 | 1445.7876 | 1545.471 | 1584.6535 | 2550.8077 | 3787.9138 | 4016.8915 | 3873.8738 | 4050.1644 | 3919.325 | 3773.2465 | 3887.8572 | 3941.9944 | 3510.3003 | 3633.7572 | 3580.2967 | 3191.4489 | 3940.656 | 3686.435 | 3396.6892 | 3529.3858 | 3760.5793 | 3376.5772 | 3212.1453 | 3228.516 | 2966.9879
NSW | N7 | Tumut | Solar | 0 | 0 | 0 | 0 | 0 | 0 | 0 | 0 | 0 | 0 | 0 | 0 | 0 | 0 | 0 | 0 | 0 | 0 | 0 | 0 | 0 | 0 | 0 | 0 | 0 | 0 | 0
NSW | N8 | Cooma-Monaro | Solar | 0 | 0 | 0 | 0 | 0 | 0 | 0 | 0 | 0 | 0 | 0 | 0 | 0 | 0 | 0 | 0 | 0 | 0 | 0 | 0 | 0 | 0 | 0 | 0 | 0 | 0 | 0
VIC | V1 | Ovens Murray | Solar | 0 | 0.00042737 | 0.00043063 | 0.00047805 | 0.00045585 | 0.00041936 | 0.00046826 | 0.00080272 | 0.00071595 | 0.0012412 | 0.0011925 | 0.001151 | 0.0011587 | 0.0011872 | 2.0671 | 2.1823 | 2.3369 | 2.06 | 1685.7406 | 1642.199 | 1774.0664 | 1911.8914 | 1977.8373 | 1779.1388 | 1826.983 | 1875.3135 | 1726.9639
VIC | V2 | Murray River | Solar | 1253.6068 | 1033.7469 | 1084.8857 | 1086.9778 | 1037.3378 | 996.6548 | 972.9516 | 964.1898 | 1271.3058 | 3099.0029 | 2964.0574 | 3937.1166 | 4009.2769 | 4316.6873 | 4091.1517 | 3962.9914 | 4206.7249 | 3876.4005 | 4170.7031 | 4277.9131 | 4394.2656 | 4396.3361 | 4746.6875 | 4457.6306 | 4284.0929 | 4159.9306 | 4064.2202
VIC | V3 | Western Victoria | Solar | 0 | 0.00026085 | 0.00028736 | 0.0011909 | 0.0016128 | 0.0013779 | 0.0016709 | 0.002369 | 0.0022261 | 589.4266 | 565.9399 | 573.9008 | 591.3005 | 743.2758 | 585.7587 | 628.7441 | 663.6176 | 616.3787 | 4398.9573 | 4228.8632 | 4371.6659 | 4479.2944 | 4836.3519 | 3924.8387 | 4106.2825 | 5112.8005 | 4974.626
VIC | V4 | South West Victoria | Solar | 0 | 0 | 0 | 0 | 0 | 0 | 0 | 0 | 0 | 0 | 0 | 0 | 0 | 0 | 0 | 0 | 0 | 0 | 0 | 0 | 0 | 0 | 0 | 0 | 0 | 0 | 0
VIC | V5 | Gippsland | Solar | 0 | 0.00016243 | 0.00018567 | 0.00054703 | 0.00052411 | 0.00044122 | 0.0004615 | 0.00051654 | 0.00047977 | 0.00053541 | 0.00053781 | 0.0013153 | 0.0013076 | 0.0013673 | 0.0011051 | 0.0011967 | 0.052324 | 0.048306 | 0.050198 | 881.5111 | 2263.9922 | 4438.026 | 4434.3584 | 3606.505 | 3782.874 | 4439.6323 | 4182.7173
VIC | V6 | Central North VIC | Solar | 951.3857 | 853.3388 | 817.6028 | 844.9 | 850.2538 | 873.1488 | 876.887 | 860.0056 | 790.0519 | 843.5573 | 814.0189 | 764.3692 | 803.6109 | 827.8656 | 792.7917 | 782.003 | 823.5325 | 778.3211 | 772.3669 | 688.01 | 1051.5578 | 941.0542 | 983.5762 | 971.412 | 923.6197 | 1012.4884 | 1304.4657
SA | S1 | South East SA | Solar | 326.566 | 285.0191 | 284.7799 | 277.3181 | 279.8421 | 272.2825 | 269.1026 | 257.1592 | 248.6984 | 281.4087 | 270.9939 | 257.6432 | 259.6238 | 275.1764 | 240.1144 | 257.3706 | 249.117 | 220.8885 | 166.1374 | 154.3 | 145.7916 | 146.283 | 154.1664 | 142.4546 | 143.4364 | 147.5073 | 0.003017
SA | S2 | Riverland | Solar | 46.5091 | 44.3619 | 46.9757 | 44.5396 | 46.1596 | 39.4676 | 40.6527 | 41.3827 | 30.0589 | 800.712 | 759.7599 | 1039.2337 | 1051.8147 | 1145.105 | 1767.4891 | 1770.1001 | 1980.2196 | 4999.4902 | 6445.225 | 5605.2154 | 6017.107 | 5944.3758 | 6687.3647 | 5235.019 | 4979.3335 | 5292.324 | 5100.2197
SA | S3 | Mid-North SA | Solar | 0 | 0.00025836 | 0.0003274 | 0.0003199 | 0.00032806 | 0.00028346 | 0.00030828 | 0.00052987 | 0.00050959 | 0.00067467 | 0.00066913 | 0.0013312 | 0.0012722 | 0.0013521 | 0.0019698 | 0.0020788 | 0.0023734 | 0.0021109 | 0.0021809 | 0.0031272 | 0.040687 | 0.039353 | 0.040558 | 0.035613 | 0.037331 | 0.039254 | 0.037422
SA | S4 | Yorke Peninsula | Solar | 0 | 0 | 0 | 0 | 0 | 0 | 0 | 0 | 0 | 0 | 0 | 0 | 0 | 0 | 0 | 0 | 0 | 0 | 0 | 0 | 0 | 0 | 0 | 0 | 0 | 0 | 0
SA | S5 | Northern SA | Solar | 820.1591 | 690.5367 | 720.122 | 693.282 | 695.359 | 705.5013 | 667.386 | 635.0456 | 634.6101 | 696.1063 | 654.7325 | 642.5974 | 648.8138 | 690.5261 | 627.2867 | 618.9418 | 590.0896 | 553.4131 | 1432.2522 | 1694.8707 | 4432.44 | 3965.3418 | 4411.3798 | 3693.4759 | 3408.5815 | 3557.6853 | 3315.1428
SA | S6 | Leigh Creek | Solar | 0 | 0.00027436 | 0.00045261 | 0.00051674 | 0.00052352 | 0.00053326 | 0.00059388 | 0.0011485 | 0.0011752 | 0.0012031 | 0.0011019 | 0.0021543 | 0.0020943 | 0.0022268 | 751.4449 | 763.3878 | 764.3402 | 721.9804 | 732.6115 | 760.7598 | 2132.849 | 2128.8528 | 2326.403 | 2648.4812 | 2687.8223 | 3246.682 | 3383.219
SA | S7 | Roxby Downs | Solar | 0 | 0.00034158 | 0.00062675 | 0.00062593 | 0.00063147 | 0.00056493 | 0.00057741 | 0.0012605 | 0.0012511 | 0.0020273 | 0.0019346 | 971.593 | 981.4453 | 1046.7343 | 1053.188 | 1060.5641 | 1079.1488 | 989.2265 | 994.6368 | 953.51 | 1067.5294 | 1041.8442 | 1132.1963 | 996.9569 | 943.0747 | 986.6098 | 958.4479
SA | S8 | Eastern Eyre Peninsula | Solar | 0 | 0.00017618 | 0.00021516 | 0.0002047 | 0.00021489 | 0.0001777 | 0.00020396 | 0.00031389 | 0.0002929 | 0.00036228 | 0.00036983 | 0.00058499 | 0.00054293 | 0.00059212 | 0.0005503 | 0.00059243 | 0.00091236 | 0.00079965 | 0.00081496 | 0.0011985 | 0.0014717 | 0.001385 | 0.0014629 | 0.001243 | 0.0013323 | 0.0014795 | 0.0013899
SA | S9 | Western Eyre Peninsula | Solar | 0 | 0.00023354 | 0.00032527 | 0.00033254 | 0.00033456 | 0.00029185 | 0.00031222 | 0.00054699 | 0.00053245 | 0.0010035 | 0.00096938 | 0.0016164 | 0.0015233 | 0.001596 | 0.0022805 | 0.0023971 | 0.0044733 | 0.015958 | 0.016976 | 0.033184 | 0.051777 | 0.056833 | 0.05772 | 0.052458 | 0.054323 | 0.057646 | 0.05559
TAS | T1 | North East Tasmania | Solar | 0 | 0.0002287 | 0.00023307 | 0.00027737 | 0.0002592 | 0.00022632 | 0.00022896 | 0.00031079 | 0.00027921 | 0.00041516 | 0.00042821 | 0.00068579 | 0.00067918 | 0.00065977 | 0.00057024 | 0.0005836 | 0.00060548 | 0.00048941 | 0.0005247 | 0.00056671 | 0.00063836 | 0.00091423 | 0.00088987 | 0.00082501 | 0.00084096 | 0.0015118 | 0.0013554
TAS | T2 | North West Tasmania | Solar | 0 | 0.00012485 | 0.00011849 | 0.00013271 | 0.00012871 | 0.00010783 | 0.00012685 | 0.00016325 | 0.00015226 | 0.00021809 | 0.00023842 | 0.00026945 | 0.00026529 | 0.00026508 | 0.00025892 | 0.00028453 | 0.00058392 | 226.0719 | 236.0208 | 261.8155 | 247.6346 | 258.8438 | 260.1084 | 221.6007 | 246.9646 | 249.3367 | 234.4932
TAS | T3 | Central Highlands | Solar | 0 | 0.00014844 | 0.00014439 | 0.00016374 | 0.00016266 | 0.00013694 | 0.00014109 | 0.0001915 | 0.00017868 | 0.00024782 | 0.00026272 | 0.0003162 | 0.00031082 | 0.00031883 | 0.00033853 | 0.00033377 | 0.00037708 | 0.00032071 | 0.000337 | 0.00037666 | 0.00038336 | 0.00053446 | 0.0005449 | 0.00050698 | 0.00049787 | 0.00082861 | 0.00077412
Region | REZ | REZ Name | Technology | 2023-24 | 2024-25 | 2025-26 | 2026-27 | 2027-28 | 2028-29 | 2029-30 | 2030-31 | 2031-32 | 2032-33 | 2033-34 | 2034-35 | 2035-36 | 2036-37 | 2037-38 | 2038-39 | 2039-40 | 2040-41 | 2041-42 | 2042-43 | 2043-44 | 2044-45 | 2045-46 | 2046-47 | 2047-48 | 2048-49 | 2049-50
QLD | Q1 | Far North QLD | Wind | 1303.1778 | 3069.2388 | 3325.5014 | 3462.9261 | 3554.8997 | 3354.8238 | 3469.9545 | 3767.1059 | 3777.9048 | 3867.3127 | 3357.3432 | 3475.506 | 3639.8918 | 3749.8832 | 4342.7638 | 4526.1789 | 4484.988 | 4359.7535 | 4406.3017 | 4009.293 | 4052.7194 | 4171.5381 | 4321.1121 | 4127.7133 | 4245.1016 | 4254.8359 | 4746.0026
QLD | Q2 | North Qld Clean Energy Hub | Wind | 132.0015 | 139.5588 | 160.0359 | 167.4389 | 170.7522 | 2831.8481 | 2749.989 | 2694.8355 | 2745.9039 | 2612.2033 | 2350.4087 | 2656.6826 | 2704.6789 | 2774.7872 | 2855.005 | 2805.9276 | 2668.4336 | 2624.5941 | 2547.7773 | 2329.0378 | 4465.8156 | 4477.4195 | 4435.3398 | 4624.6566 | 4476.8693 | 4345.1836 | 4279.8614
QLD | Q3 | Northern Qld | Wind | 0 | 0 | 0 | 0 | 0 | 0 | 0 | 0 | 0 | 0 | 0 | 0 | 0 | 0 | 0 | 0 | 0 | 0 | 0 | 0 | 0 | 0 | 0 | 0 | 0 | 0 | 0
QLD | Q4 | Isaac | Wind | 0 | 0.0011415 | 0.0012222 | 0.0011762 | 0.0034937 | 3096.2216 | 3054.1625 | 3222.2333 | 3239.7142 | 3039.3326 | 2843.5075 | 2893.4469 | 2704.9147 | 3101.0562 | 2913.6259 | 2907.2472 | 2966.0107 | 2874.3194 | 2772.6926 | 2639.2681 | 2604.4335 | 2395.3952 | 2751.0254 | 2749.0364 | 2682.4505 | 4091.3366 | 4122.2217
QLD | Q5 | Barcaldine | Wind | 0 | 0.0010522 | 0.0011221 | 0.0022505 | 0.0065128 | 0.010663 | 0.010554 | 205.0187 | 266.3283 | 279.4678 | 284.9375 | 298.638 | 293.0974 | 305.059 | 270.7354 | 268.5647 | 270.9732 | 277.7295 | 292.2325 | 283.0764 | 313.1854 | 307.0708 | 313.9698 | 282.2888 | 275.5249 | 285.2413 | 287.5443
QLD | Q6 | Fitzroy | Wind | 0 | 0.004376 | 0.004546 | 1568.6536 | 2972.2638 | 3608.4426 | 3636.1333 | 3631.48 | 3559.8824 | 3423.7738 | 4612.3801 | 4699.7635 | 4472.1485 | 4926.4112 | 10399.8996 | 10209.5053 | 9910.0169 | 9131.7747 | 9261.915 | 8825.2966 | 8963.5448 | 8381.9228 | 9107.3867 | 11648.1874 | 11288.3573 | 11339.221 | 10496.9703
QLD | Q7 | Wide Bay | Wind | 0 | 0.00079185 | 0.00080951 | 0.00088644 | 0.0010014 | 516.2659 | 501.7757 | 493.7825 | 433.7217 | 475.123 | 443.6105 | 442.4802 | 429.8149 | 447.0601 | 485.6561 | 482.0637 | 462.7227 | 388.4938 | 436.3287 | 421.549 | 415.4488 | 401.161 | 416.4134 | 788.5726 | 2601.2345 | 2628.2582 | 2315.2112
QLD | Q8 | Darling Downs | Wind | 2605.1955 | 4594.7692 | 4765.0622 | 4766.8736 | 7653.2998 | 9647.8538 | 9585.4882 | 13827.9303 | 13381.2138 | 17243.4959 | 18958.5022 | 18301.5452 | 18113.8269 | 19155.8801 | 18907.5582 | 18488.8852 | 18584.996 | 17357.4273 | 18090.6664 | 20723.981 | 20127.5235 | 18511.7085 | 19403.2761 | 24488.2851 | 23635.7544 | 27442.4175 | 25466.608
QLD | Q9 | Banana | Wind | 0 | 0.00067 | 0.00071006 | 0.00081855 | 0.0013371 | 509.4951 | 483.0023 | 499.2974 | 470.1889 | 474.9991 | 441.0529 | 444.8237 | 447.65 | 473.8531 | 471.3758 | 460.2139 | 474.8799 | 1029.5689 | 1729.7997 | 1660.373 | 1643.1117 | 1656.4086 | 1764.2481 | 4405.7915 | 4199.9572 | 4360.3572 | 4012.2285
NSW | N1 | North West NSW | Wind | 0 | 0 | 0 | 0 | 0 | 0 | 0 | 0 | 0 | 0 | 0 | 0 | 0 | 0 | 0 | 0 | 0 | 0 | 0 | 0 | 0 | 0 | 0 | 0 | 0 | 0 | 0
NSW | N2 | New England | Wind | 1498.6037 | 1259.7129 | 1307.0745 | 1376.6594 | 10310.0229 | 14009.545 | 12892.1526 | 12935.6774 | 12180.6246 | 12803.9383 | 12054.6666 | 12450.2725 | 17584.1747 | 19704.4737 | 22054.1832 | 20049.4108 | 20375.9114 | 17836.7343 | 19909.8488 | 18590.3875 | 19118.7664 | 19673.3757 | 20095.655 | 21321.9095 | 18524.183 | 18575.122 | 16313.089
NSW | N3 | Central-West Orana | Wind | 382.7452 | 6838.1409 | 6587.0272 | 9493.8282 | 11047.6876 | 11118.5046 | 11664.6161 | 11160.9153 | 10799.2105 | 14292.5936 | 16205.4815 | 15769.8976 | 16477.1613 | 16845.8176 | 17028.1336 | 16764.6477 | 15781.7977 | 15429.204 | 16202.4681 | 17867.4638 | 20078.2596 | 20935.1229 | 21403.2548 | 25282.6915 | 29423.7564 | 28573.1776 | 27219.2754
NSW | N4 | Broken Hill | Wind | 632.404 | 555.8992 | 584.3016 | 633.8219 | 641.8615 | 625.3214 | 639.9413 | 649.4645 | 650.6943 | 620.9709 | 591.4669 | 589.3019 | 627.4739 | 627.3938 | 582.1761 | 587.3797 | 577.6088 | 573.0874 | 553.6355 | 698.8362 | 159.087 | 172.3807 | 269.713 | 677.312 | 677.2365 | 662.8241 | 712.8131
NSW | N5 | South West NSW | Wind | 0 | 0.00015271 | 0.0011428 | 0.0011567 | 0.0011581 | 0.0011281 | 0.0014825 | 0.001717 | 0.0017897 | 0.0019342 | 0.0022035 | 0.0019707 | 0.0020692 | 0.0021717 | 0.0019797 | 0.0020664 | 0.0019495 | 0.0025261 | 0.0023606 | 0.0070181 | 0.0062542 | 0.0066732 | 0.0073236 | 0.0068847 | 0.40745 | 0.39513 | 0.41656
NSW | N6 | Wagga Wagga | Wind | 0 | 0.00053645 | 0.00050698 | 0.00057905 | 0.00068438 | 0.00080646 | 0.0012804 | 0.0014591 | 0.001459 | 0.001369 | 0.0014872 | 0.0013129 | 0.0013198 | 0.0014546 | 0.0012831 | 0.0014724 | 0.0014587 | 0.001794 | 0.001648 | 0.0026703 | 0.0023327 | 0.002411 | 0.0027157 | 0.0027306 | 0.010211 | 0.010219 | 0.01719
NSW | N7 | Tumut | Wind | 0 | 0 | 0 | 0 | 0 | 0 | 0 | 0 | 0 | 0 | 0 | 0 | 0 | 0 | 0 | 0 | 0 | 0 | 0 | 0 | 0 | 0 | 0 | 0 | 0 | 0 | 0
NSW | N8 | Cooma-Monaro | Wind | 327.4069 | 1235.8033 | 1367.7259 | 1408.3661 | 1398.2919 | 1362.7074 | 1372.284 | 1456.1803 | 1482.2124 | 1346.8527 | 1372.0055 | 1388.8972 | 1430.1741 | 1399.8935 | 1361.8162 | 1369.3568 | 1485.6649 | 1423.5489 | 1329.8343 | 2835.3548 | 2784.6615 | 2891.6317 | 2819.5898 | 2762.5535 | 2798.528 | 2909.7136 | 2765.303
VIC | V1 | Ovens Murray | Wind | 0 | 0 | 0 | 0 | 0 | 0 | 0 | 0 | 0 | 0 | 0 | 0 | 0 | 0 | 0 | 0 | 0 | 0 | 0 | 0 | 0 | 0 | 0 | 0 | 0 | 0 | 0
VIC | V2 | Murray River | Wind | 0 | 0 | 0 | 0 | 0 | 0 | 0 | 0 | 0 | 0 | 0 | 0 | 0 | 0 | 0 | 0 | 0 | 0 | 0 | 0 | 0 | 0 | 0 | 0 | 0 | 0 | 0
VIC | V3 | Western Victoria | Wind | 3823.5486 | 3671.3743 | 3699.3905 | 3766.0928 | 6506.5506 | 7488.3233 | 7773.5001 | 8667.1238 | 10042.3636 | 9132.9409 | 8969.7243 | 8090.0435 | 8630.2825 | 9060.3362 | 11026.8517 | 12448.1461 | 11714.6758 | 13153.9179 | 11814.9379 | 12285.475 | 11332.5921 | 11088.1378 | 13498.5702 | 15849.0993 | 16110.0485 | 14759.3873 | 14778.0359
VIC | V4 | South West Victoria | Wind | 5851.1903 | 6988.1516 | 7322.0301 | 8979.2228 | 9128.4553 | 8331.4662 | 9106.6379 | 8783.7556 | 9919.5734 | 8730.1264 | 14041.9341 | 13965.3316 | 14478.1533 | 15011.7066 | 14947.3831 | 15513.6591 | 14761.1712 | 16070.8733 | 14317.8074 | 15455.3232 | 14987.0189 | 15244.5437 | 13561.525 | 12368.2269 | 13415.0168 | 12506.0416 | 14009.6506
VIC | V5 | Gippsland | Wind | 0 | 1670.9352 | 1669.8967 | 1667.5972 | 1667.6883 | 1617.3753 | 3400.865 | 5081.7848 | 5799.8062 | 5858.8796 | 6130.1454 | 5957.4528 | 6142.4288 | 6113.0858 | 5811.4628 | 6142.1578 | 5944.9963 | 6753.6753 | 6066.1208 | 6282.5813 | 6138.2931 | 6253.7236 | 6175.1795 | 5899.1222 | 6290.8128 | 6035.909 | 6847.0284
VIC | V6 | Central North VIC | Wind | 0 | 0.0011802 | 0.0011108 | 0.0021499 | 0.0021517 | 0.0024257 | 0.0024075 | 573.7681 | 578.9963 | 977.5632 | 943.7967 | 859.7393 | 932.9182 | 977.6044 | 950.1173 | 913.4291 | 933.0091 | 1022.4499 | 1022.4635 | 1352.6591 | 1200.6447 | 1329.614 | 1807.6473 | 1979.0066 | 2056.8609 | 2878.6196 | 3356.9948
SA | S1 | South East SA | Wind | 732.0996 | 2035.8585 | 1976.9635 | 3127.0473 | 3082.1275 | 2847.7607 | 3070.1574 | 2760.0115 | 3222.7909 | 2930.9941 | 3317.2024 | 3008.6268 | 3207.1496 | 3266.2305 | 2929.4598 | 3097.1918 | 2824.502 | 3234.7738 | 2854.44 | 3526.0294 | 3260.0176 | 3523.2685 | 3622.5431 | 3272.3524 | 3471.6897 | 3232.8366 | 3682.3388
SA | S2 | Riverland | Wind | 0 | 0.00067497 | 0.00063351 | 0.00094472 | 0.00088665 | 0.00083845 | 0.0010207 | 0.0013087 | 0.0014347 | 0.0015194 | 0.0019989 | 0.0017885 | 0.0019863 | 0.0019728 | 0.0017839 | 0.0021025 | 0.001998 | 0.0020578 | 0.0017787 | 0.0026223 | 0.0023599 | 0.0028442 | 0.002793 | 0.002615 | 0.0036589 | 0.0035845 | 0.0038514
SA | S3 | Mid-North SA | Wind | 4100.6744 | 4023.5939 | 3833.8886 | 4281.298 | 4243.9805 | 6475.685 | 6641.1212 | 6405.8177 | 6677.2763 | 6834.0413 | 6662.056 | 5953.6998 | 6683.1517 | 6599.8184 | 6405.6911 | 6496.289 | 6199.3672 | 6502.8537 | 6184.084 | 7500.0063 | 6276.4276 | 7089.3845 | 6753.774 | 6437.3711 | 7368.6558 | 7681.0238 | 9794.0041
SA | S4 | Yorke Peninsula | Wind | 242.6719 | 224.0581 | 217.7545 | 286.6177 | 291.4917 | 278.5902 | 301.0586 | 279.6639 | 319.4976 | 290.6975 | 306.659 | 269.2785 | 298.354 | 313.8291 | 283.4027 | 299.1794 | 274.163 | 300.8 | 265.116 | 284.4021 | 254.9613 | 281.1971 | 296.4324 | 257.7882 | 264.3496 | 245.4085 | 260.8438
SA | S5 | Northern SA | Wind | 1292.4001 | 1258.7275 | 1259.3109 | 1343.0155 | 1347.9863 | 1265.326 | 1258.1198 | 1252.4931 | 1266.8267 | 1181.5694 | 1216.2347 | 1166.8025 | 1286.5027 | 1325.8066 | 1188.1493 | 1214.6423 | 1214.042 | 1206.6007 | 1083.3629 | 1124.0019 | 1092.2591 | 1186.3269 | 577.7974 | 455.6273 | 450.7318 | 469.0763 | 489.1928
SA | S6 | Leigh Creek | Wind | 0 | 0.0016001 | 0.0015697 | 0.0021631 | 0.0020164 | 0.0057825 | 0.006064 | 0.0057821 | 0.0054055 | 0.0057176 | 0.0053454 | 0.0050571 | 0.0052977 | 0.0052573 | 1797.2824 | 1804.1703 | 1718.7351 | 1638.6438 | 1642.0229 | 1569.8764 | 1539.2793 | 1659.0363 | 1602.9416 | 5748.3336 | 6775.7457 | 6525.1869 | 6049.8998
SA | S7 | Roxby Downs | Wind | 0 | 0 | 0 | 0 | 0 | 0 | 0 | 0 | 0 | 0 | 0 | 0 | 0 | 0 | 0 | 0 | 0 | 0 | 0 | 0 | 0 | 0 | 0 | 0 | 0 | 0 | 0
SA | S8 | Eastern Eyre Peninsula | Wind | 313.5013 | 294.3663 | 299.4655 | 342.8676 | 337.3143 | 344.7702 | 344.6589 | 488.4647 | 501.2011 | 596.8735 | 605.1842 | 547.1906 | 476.6287 | 491.0868 | 438.7167 | 462.2104 | 440.7711 | 458.4763 | 421.658 | 438.5078 | 391.6281 | 1157.4056 | 1207.2856 | 1094.4234 | 1117.5477 | 1068.6151 | 1093.8997
SA | S9 | Western Eyre Peninsula | Wind | 0 | 0.0015694 | 0.0014925 | 0.0035808 | 0.0035584 | 0.0032877 | 0.0033075 | 0.007499 | 0.0079264 | 0.016937 | 0.017591 | 0.01585 | 0.017852 | 0.018345 | 0.016356 | 0.01657 | 0.015717 | 0.10799 | 0.097228 | 0.10323 | 0.091712 | 0.2493 | 0.25589 | 0.23098 | 0.22759 | 0.22129 | 0.22413
TAS | T1 | North East Tasmania | Wind | 500.7797 | 812.3952 | 897.3604 | 845.4527 | 886.2257 | 832.3626 | 766.2895 | 758.4802 | 896.4736 | 905.9924 | 900.0356 | 967.9507 | 918.418 | 1001.9863 | 926.6833 | 879.1338 | 875.9169 | 942.687 | 918.2817 | 924.396 | 1010.0311 | 966.6307 | 1031.1639 | 967.8813 | 918.5515 | 907.5413 | 977.8519
TAS | T2 | North West Tasmania | Wind | 877.2254 | 838.2094 | 891.4693 | 953.1485 | 961.6419 | 1097.75 | 1058.7408 | 1014.0478 | 5501.7343 | 5531.216 | 5271.6426 | 5354.7917 | 5521.2526 | 5641.9401 | 5491.5816 | 5326.6385 | 5189.0651 | 5695.6241 | 5577.7733 | 5352.7363 | 5487.4637 | 5633.9134 | 5709.0753 | 5579.8824 | 5416.6596 | 5261.7673 | 5771.326
TAS | T3 | Central Highlands | Wind | 491.2281 | 2916.0081 | 3085.8209 | 3180.9604 | 3859.1811 | 3632.0665 | 5687.2794 | 5623.7556 | 5955.4163 | 5871.932 | 5550.8355 | 5783.3716 | 5864.8303 | 6186.7163 | 5860.964 | 5744.3145 | 5707.6709 | 6373.0845 | 6175.5674 | 5865.4478 | 6160.0703 | 5876.8991 | 6130.0215 | 5904.8323 | 5768.728 | 5669.6122 | 6075.1629
Region | REZ | REZ Name | Technology | 2023-24 | 2024-25 | 2025-26 | 2026-27 | 2027-28 | 2028-29 | 2029-30 | 2030-31 | 2031-32 | 2032-33 | 2033-34 | 2034-35 | 2035-36 | 2036-37 | 2037-38 | 2038-39 | 2039-40 | 2040-41 | 2041-42 | 2042-43 | 2043-44 | 2044-45 | 2045-46 | 2046-47 | 2047-48 | 2048-49 | 2049-50
NSW | O1 | Hunter Coast | Offshore Wind | 0 | 0 | 0 | 6.9688e-05 | 7.4387e-05 | 8.7595e-05 | 7.9406e-05 | 0.00010788 | 9.9095e-05 | 0.00011066 | 0.00014753 | 0.00015989 | 0.00015815 | 0.00016965 | 0.00018848 | 0.00016175 | 0.00024214 | 0.00022362 | 0.00023018 | 0.00040198 | 0.00039873 | 0.00039613 | 0.00039317 | 0.00052266 | 0.00044436 | 0.00060073 | 0.00054082
NSW | O2 | Illawarra Coast | Offshore Wind | 0 | 0 | 0 | 6.9009e-05 | 7.203e-05 | 8.3174e-05 | 8.1457e-05 | 0.0001166 | 0.00011127 | 0.00011299 | 0.00015896 | 0.00015504 | 0.00015312 | 0.0001575 | 0.00018081 | 0.00016401 | 0.00027165 | 0.00027169 | 0.00025678 | 0.00039926 | 0.00037854 | 0.00037273 | 0.00035856 | 0.00051834 | 0.00046611 | 0.00080914 | 0.0007739
VIC | O3 | Gippsland Coast | Offshore Wind | 0 | 0 | 0 | 8.4876e-05 | 8.258e-05 | 8.6015e-05 | 0.00010189 | 0.00010844 | 0.00012547 | 0.00012301 | 0.00015247 | 0.00016344 | 0.00015246 | 0.00017452 | 0.00019976 | 0.00021726 | 0.00022999 | 0.0003097 | 0.00026946 | 0.00047579 | 0.00050234 | 0.00047354 | 0.00050996 | 0.00063826 | 0.00094515 | 0.00088277 | 0.0015784
TAS | O4 | North West Tasmania Coast | Offshore Wind | 0 | 0 | 0 | 6.5318e-05 | 7.4634e-05 | 8.1047e-05 | 9.2004e-05 | 9.0005e-05 | 0.00011473 | 0.00012065 | 0.00013542 | 0.00014437 | 0.00013836 | 0.00015826 | 0.00016375 | 0.00018821 | 0.00019531 | 0.00027893 | 0.00026272 | 0.00026924 | 0.00026317 | 0.00026209 | 0.00027334 | 0.00027336 | 0.00027767 | 0.00027474 | 0.00031504
VIC | O5 | Portland Coast | Offshore Wind | 0 | 0 | 0 | 7.1657e-05 | 7.4039e-05 | 7.389e-05 | 9.747e-05 | 0.00010342 | 0.00011355 | 0.00010858 | 0.00012447 | 0.00013769 | 0.00012789 | 0.0001542 | 0.00014515 | 0.00019502 | 0.00022 | 0.00025768 | 0.00021997 | 0.00029099 | 0.00036427 | 0.00033607 | 0.00056015 | 0.00052661 | 0.0013157 | 0.0012287 | 0.0016357
SA | O6 | South East SA Coast | Offshore Wind | 0 | 0 | 0 | 6.38e-05 | 6.9109e-05 | 7.0056e-05 | 8.9761e-05 | 9.1727e-05 | 0.00011228 | 0.00010806 | 0.00012284 | 0.00012222 | 0.00012499 | 0.0001463 | 0.0001361 | 0.00017428 | 0.00019974 | 0.00024084 | 0.00020142 | 0.00021986 | 0.00023827 | 0.00023626 | 0.00026234 | 0.00025549 | 0.00032792 | 0.00033866 | 0.00038636

## Option 3A_REZ Capacity
Installed capacity by REZ (MW) - Option 3A, Step Change Scenario
Capacity calculated on 1 July. In early study years some wind and solar projects enter later in the financial year and are therefore reflected in the following financial year's capacity.
Note: the REZ capacity includes capacity from the existing, committed and anticipated renewables mapped to the relevant REZs
Explicitly modelled generation
Region | REZ | REZ Name | Technology | 2023-24 | 2024-25 | 2025-26 | 2026-27 | 2027-28 | 2028-29 | 2029-30 | 2030-31 | 2031-32 | 2032-33 | 2033-34 | 2034-35 | 2035-36 | 2036-37 | 2037-38 | 2038-39 | 2039-40 | 2040-41 | 2041-42 | 2042-43 | 2043-44 | 2044-45 | 2045-46 | 2046-47 | 2047-48 | 2048-49 | 2049-50
QLD | Q1 | Far North QLD | Solar | 0 | 0 | 0 | 0 | 0 | 0 | 0 | 0 | 0 | 0 | 0 | 0.00010216 | 0.00010237 | 0.00010702 | 0.00013243 | 0.0001335 | 0.00017287 | 0.00017315 | 0.00017369 | 0.00019509 | 0.00021335 | 0.00021379 | 0.00021701 | 0.00026813 | 0.00026864 | 0.00030106 | 0.00030145
QLD | Q2 | North Qld Clean Energy Hub | Solar | 83 | 83 | 83 | 83 | 83 | 83 | 83 | 83 | 83 | 83 | 83.0001 | 83.0001 | 83.0001 | 83.0001 | 33.0002 | 33.0002 | 33.0002 | 33.0002 | 33.0002 | 33.0002 | 33.0002 | 33.0002 | 33.0002 | 18.0003 | 18.0003 | 0.00032879 | 0.00032939
QLD | Q3 | Northern Qld | Solar | 513.997 | 513.9971 | 513.9972 | 513.9972 | 513.9972 | 513.9985 | 513.9985 | 513.9985 | 513.9985 | 513.9985 | 513.9985 | 513.9985 | 513.9985 | 513.9985 | 514.012 | 514.012 | 553.653 | 553.653 | 553.653 | 998.5864 | 870.5864 | 870.5864 | 870.5864 | 1593.5859 | 1483.1859 | 1483.1859 | 1350.5889
QLD | Q4 | Isaac | Solar | 684.9 | 684.9001 | 684.9002 | 684.9002 | 684.9002 | 684.9005 | 684.9005 | 684.9006 | 684.9006 | 684.9009 | 684.9009 | 684.9009 | 684.9009 | 684.9009 | 684.9013 | 684.9017 | 684.9053 | 684.9053 | 684.9053 | 1515.0619 | 1515.0619 | 1472.5619 | 1806.2928 | 4266.5655 | 4266.5658 | 4590.396 | 4432.896
QLD | Q5 | Barcaldine | Solar | 14 | 14.0001 | 14.0002 | 14.0002 | 14.0002 | 20.5516 | 20.5516 | 20.5516 | 20.5516 | 20.5516 | 20.5516 | 20.5516 | 20.5516 | 20.5516 | 43.5258 | 43.5258 | 73.4884 | 73.4884 | 73.4884 | 73.4884 | 61.6692 | 61.6692 | 76.0464 | 90.2464 | 90.2464 | 92.6731 | 92.6731
QLD | Q6 | Fitzroy | Solar | 401.5 | 401.5001 | 401.5002 | 401.5002 | 401.5002 | 401.5005 | 401.5008 | 401.5014 | 453.0521 | 914.8638 | 1130.424 | 1130.424 | 1130.424 | 1130.424 | 2947.102 | 3517.6216 | 6654.7153 | 7934.499 | 7934.499 | 7934.5 | 7934.5 | 7934.5 | 7934.5 | 7934.5 | 7934.5 | 7934.5 | 7959.459
QLD | Q7 | Wide Bay | Solar | 619.03 | 619.0301 | 619.0301 | 619.0301 | 619.0301 | 619.0302 | 619.0302 | 619.0304 | 619.0305 | 619.0307 | 619.0307 | 619.0307 | 619.0307 | 619.0307 | 619.0341 | 619.0341 | 648.1069 | 720.2785 | 1254.7736 | 2819.03 | 2819.03 | 2819.03 | 2819.03 | 2819.03 | 2596.53 | 2596.53 | 2613.922
QLD | Q8 | Darling Downs | Solar | 1330.558 | 1476.5581 | 1476.5582 | 1476.5582 | 1476.5582 | 1610.9704 | 1610.9704 | 2303.0546 | 2541.7105 | 3190.4024 | 3912.3815 | 4877.8712 | 4877.8712 | 4756.8712 | 4996.3353 | 4996.3356 | 7720.527 | 7720.527 | 7720.527 | 8347.558 | 8322.558 | 8163.958 | 8131.854 | 7882.5 | 7482.5 | 8292.5713 | 10063.862
QLD | Q9 | Banana | Solar | 0 | 0.00010627 | 0.00017248 | 0.0001942 | 0.00019585 | 0.0004454 | 26.5403 | 59.7264 | 130.9306 | 130.9306 | 142.4765 | 143.0609 | 143.0609 | 143.0609 | 196.8216 | 198.5385 | 1265.7042 | 2387.4465 | 2387.4465 | 6100 | 6100 | 6100 | 6100 | 6163.5103 | 6626.966 | 6899.2783 | 8176.31
NSW | N1 | North West NSW | Solar | 166 | 166.0002 | 166.0002 | 166.0002 | 166.0077 | 173.0669 | 181.5887 | 185.3792 | 185.3792 | 187.3205 | 187.3205 | 187.3205 | 187.3205 | 187.3205 | 194.0525 | 201.5456 | 225.5852 | 252.3833 | 255.6795 | 255.6795 | 266.3847 | 266.3847 | 266.3847 | 273.3001 | 274.8842 | 274.8842 | 274.8842
NSW | N2 | New England | Solar | 555 | 555.0001 | 555.0001 | 555.0001 | 555.0007 | 555.0007 | 555.0011 | 916.9508 | 916.9508 | 916.9508 | 1043.2807 | 1043.2807 | 1043.2807 | 1295.1661 | 2338.4191 | 2338.4191 | 2663.0137 | 3540.0002 | 3540.0002 | 3949.2842 | 3929.2842 | 3929.2842 | 3929.2842 | 3929.2842 | 3929.2842 | 3929.2842 | 6198.5605
NSW | N3 | Central-West Orana | Solar | 826.979 | 906.9807 | 1772.074 | 1772.074 | 1772.6505 | 1772.6505 | 2294.7721 | 3386.5776 | 3386.5776 | 3778.438 | 4466.975 | 4466.978 | 4466.978 | 4466.978 | 4466.978 | 5112.305 | 6735.643 | 6871.366 | 6871.366 | 7654.954 | 7724.4916 | 7724.4916 | 7724.4916 | 9930.612 | 10661.615 | 11965.591 | 11762.551
NSW | N4 | Broken Hill | Solar | 53 | 53 | 53.0001 | 53.0001 | 53.0002 | 53.0003 | 53.0004 | 53.0005 | 53.0005 | 53.0005 | 53.0005 | 53.0016 | 53.0016 | 53.0016 | 142.2638 | 142.2638 | 204.5455 | 204.5455 | 204.5455 | 211.2554 | 345.7301 | 345.7301 | 345.7301 | 345.7301 | 345.7301 | 345.7301 | 345.7301
NSW | N5 | South West NSW | Solar | 1246.4 | 1500.5 | 1500.5461 | 1500.5461 | 1500.5461 | 1500.5462 | 1500.5462 | 1500.5462 | 1500.5462 | 1601.8034 | 1601.8034 | 1601.8034 | 1601.8034 | 1601.8034 | 2442.9233 | 2292.6234 | 3547.5062 | 4809.5682 | 5023.0718 | 5023.0718 | 5314.2 | 5314.2 | 5314.2 | 5314.2 | 5314.2 | 5314.2 | 4923.04
NSW | N6 | Wagga Wagga | Solar | 302.672 | 682.6721 | 682.6722 | 682.6722 | 682.6722 | 1223.6309 | 1710.672 | 1710.672 | 1710.672 | 1710.672 | 1710.672 | 1710.672 | 1710.672 | 1710.672 | 1710.672 | 1710.672 | 1710.6721 | 1710.6721 | 1793.019 | 1793.019 | 1793.019 | 1793.019 | 1793.019 | 1793.0194 | 1793.0194 | 1793.0194 | 1793.0194
NSW | N7 | Tumut | Solar | 0 | 0 | 0 | 0 | 0 | 0 | 0 | 0 | 0 | 0 | 0 | 0 | 0 | 0 | 0 | 0 | 0 | 0 | 0 | 0 | 0 | 0 | 0 | 0 | 0 | 0 | 0
NSW | N8 | Cooma-Monaro | Solar | 0 | 0 | 0 | 0 | 0 | 0 | 0 | 0 | 0 | 0 | 0 | 0 | 0 | 0 | 0 | 0 | 0 | 0 | 0 | 0 | 0 | 0 | 0 | 0 | 0 | 0 | 0
VIC | V1 | Ovens Murray | Solar | 0 | 0.00026476 | 0.00026628 | 0.00028624 | 0.00028629 | 0.00028812 | 0.00030171 | 0.00048526 | 0.00048536 | 0.00073172 | 0.00073186 | 0.00073252 | 0.00073269 | 0.00074284 | 1.2269 | 1.227 | 1.2272 | 1.2272 | 868.3403 | 868.3403 | 1000 | 1000 | 1000.0001 | 1000.0001 | 1000.0001 | 1000.0001 | 1000.0001
VIC | V2 | Murray River | Solar | 679.093 | 679.093 | 679.093 | 679.0931 | 679.0931 | 679.0931 | 679.0931 | 679.0932 | 679.0935 | 1503.0659 | 1503.0659 | 2071.7153 | 2071.7153 | 2152.5721 | 2354.8136 | 2354.8137 | 2667.7562 | 2667.7562 | 2667.7562 | 2916.6323 | 3365.7773 | 3365.7773 | 3334.6743 | 3433.5298 | 3484.5283 | 3402.0657 | 3494.5576
VIC | V3 | Western Victoria | Solar | 0 | 0.00010547 | 0.00021344 | 0.00078041 | 0.0010034 | 0.0010131 | 0.0011253 | 0.0015596 | 0.0015611 | 340.4761 | 340.4761 | 340.4762 | 340.4762 | 400 | 400.0001 | 400.0001 | 400.0003 | 400.0003 | 2644.8175 | 2644.8175 | 2792.3578 | 2792.3579 | 2792.3579 | 2792.358 | 2792.3581 | 3480.6997 | 3480.6997
VIC | V4 | South West Victoria | Solar | 0 | 0 | 0 | 0 | 0 | 0 | 0 | 0 | 0 | 0 | 0 | 0 | 0 | 0 | 0 | 0 | 0 | 0 | 0 | 0 | 0 | 0 | 0 | 0 | 0 | 0 | 0
VIC | V5 | Gippsland | Solar | 0 | 0.00013153 | 0.00013665 | 0.00037119 | 0.00037143 | 0.00037206 | 0.00037477 | 0.00038563 | 0.00038611 | 0.00040996 | 0.00041187 | 0.00092281 | 0.00092473 | 0.00095345 | 0.00096608 | 0.0010148 | 0.04071 | 0.040725 | 0.040754 | 500.0003 | 1231.7627 | 2331.1216 | 2331.1216 | 2331.1216 | 2331.1216 | 2474 | 2474
VIC | V6 | Central North VIC | Solar | 402.48 | 402.4802 | 402.4802 | 402.4803 | 402.4803 | 402.4803 | 402.4803 | 402.4805 | 402.4805 | 402.4806 | 402.4806 | 402.4806 | 402.4806 | 402.4807 | 402.4818 | 402.4818 | 402.4823 | 402.4823 | 402.4823 | 402.4824 | 728.2414 | 617.7614 | 617.7615 | 655.0041 | 655.0041 | 788.2886 | 1139.7816
SA | S1 | South East SA | Solar | 155.16 | 155.1602 | 155.1602 | 155.1602 | 155.1602 | 155.1602 | 155.1602 | 155.1603 | 155.1603 | 155.1605 | 155.1605 | 155.1606 | 155.1606 | 155.1606 | 155.1607 | 155.1607 | 155.1611 | 155.1612 | 108.0027 | 108.0027 | 108.0027 | 108.0027 | 108.0027 | 108.0027 | 108.0027 | 108.0027 | 0.0026884
SA | S2 | Riverland | Solar | 25.26 | 25.2602 | 25.2603 | 25.2603 | 25.2603 | 25.2603 | 25.2603 | 25.2605 | 19.1405 | 406.6019 | 406.6019 | 567.8448 | 567.8448 | 567.8448 | 1120.0002 | 1120.0002 | 1289.435 | 3415.1847 | 3841.2174 | 3841.2174 | 4007.38 | 4007.38 | 4000 | 4000 | 4000 | 4000 | 4000
SA | S3 | Mid-North SA | Solar | 0 | 0.00016257 | 0.00019489 | 0.00019594 | 0.00019651 | 0.00019752 | 0.0002048 | 0.00032966 | 0.00032991 | 0.00041636 | 0.00041711 | 0.00080698 | 0.0008071 | 0.00080838 | 0.0014177 | 0.00142 | 0.001609 | 0.0016109 | 0.0016115 | 0.0023 | 0.029723 | 0.029723 | 0.029723 | 0.029724 | 0.029725 | 0.029743 | 0.029762
SA | S4 | Yorke Peninsula | Solar | 0 | 0 | 0 | 0 | 0 | 0 | 0 | 0 | 0 | 0 | 0 | 0 | 0 | 0 | 0 | 0 | 0 | 0 | 0 | 0 | 0 | 0 | 0 | 0 | 0 | 0 | 0
SA | S5 | Northern SA | Solar | 349.2 | 349.2002 | 349.2002 | 349.2002 | 349.2002 | 349.2002 | 349.2002 | 349.2003 | 349.2003 | 349.2006 | 349.2006 | 349.2009 | 349.2009 | 349.2009 | 349.2027 | 349.2027 | 349.2279 | 349.228 | 884.1689 | 1164.554 | 3218.0667 | 2948.0667 | 2948.0667 | 2948.0667 | 2868.8667 | 2868.867 | 2868.867
SA | S6 | Leigh Creek | Solar | 0 | 0.00015804 | 0.00023486 | 0.00026621 | 0.0002666 | 0.00029741 | 0.00032178 | 0.00062206 | 0.00062234 | 0.00062887 | 0.00062912 | 0.0012011 | 0.0012013 | 0.0012035 | 434.2788 | 434.2788 | 452.5796 | 452.5796 | 452.5796 | 534.7514 | 1452.1393 | 1452.1393 | 1452.1393 | 1814.9141 | 1859.2129 | 2272.7969 | 2442.766
SA | S7 | Roxby Downs | Solar | 0 | 0.00018311 | 0.0003032 | 0.0003074 | 0.00030764 | 0.00030927 | 0.0003099 | 0.00064574 | 0.00064597 | 0.001018 | 0.0010182 | 487.0689 | 487.0689 | 487.0689 | 597.8121 | 597.8121 | 634.4659 | 634.4659 | 634.4659 | 644.4674 | 743.4772 | 743.4772 | 743.4772 | 743.4772 | 743.4772 | 743.5976 | 743.5976
SA | S8 | Eastern Eyre Peninsula | Solar | 0 | 0.00011923 | 0.00013511 | 0.00013598 | 0.00013685 | 0.00013757 | 0.00014773 | 0.00020806 | 0.00020834 | 0.00024666 | 0.00024828 | 0.00037385 | 0.00037399 | 0.00037702 | 0.00044262 | 0.00044587 | 0.0006582 | 0.00065962 | 0.00066033 | 0.00093988 | 0.0011517 | 0.0011519 | 0.0011522 | 0.0011538 | 0.0011549 | 0.0011907 | 0.0011966
SA | S9 | Western Eyre Peninsula | Solar | 0 | 0.00014444 | 0.00018491 | 0.00019358 | 0.00019407 | 0.00019526 | 0.00020034 | 0.00032732 | 0.00032772 | 0.00057146 | 0.0005718 | 0.00091937 | 0.00091952 | 0.00092077 | 0.0015982 | 0.001601 | 0.0030899 | 0.011643 | 0.011648 | 0.02515 | 0.046041 | 0.046041 | 0.046041 | 0.046043 | 0.046044 | 0.046068 | 0.046083
TAS | T1 | North East Tasmania | Solar | 0 | 0.0001482 | 0.00014853 | 0.0001702 | 0.00017052 | 0.00017119 | 0.00017316 | 0.00022354 | 0.00022405 | 0.00030373 | 0.00030435 | 0.00045707 | 0.00045746 | 0.00045894 | 0.00046162 | 0.00046448 | 0.0004699 | 0.00047035 | 0.00047254 | 0.0004785 | 0.00053236 | 0.0007268 | 0.00072788 | 0.0007495 | 0.00075082 | 0.0012609 | 0.0012619
TAS | T2 | North West Tasmania | Solar | 0 | 0 | 0 | 0.00010245 | 0.00010335 | 0.00010399 | 0.00011314 | 0.00014076 | 0.00014192 | 0.00019024 | 0.00019089 | 0.00021985 | 0.00022046 | 0.00022249 | 0.00025589 | 0.00026281 | 0.00051997 | 149.9999 | 149.9999 | 149.9999 | 149.9999 | 149.9999 | 149.9999 | 149.9999 | 149.9999 | 149.9999 | 149.9999
TAS | T3 | Central Highlands | Solar | 0 | 0.00010693 | 0.00010711 | 0.00011745 | 0.00011861 | 0.00011982 | 0.00012509 | 0.00015607 | 0.00015702 | 0.00020233 | 0.00020329 | 0.00024424 | 0.00024471 | 0.00024769 | 0.00030815 | 0.00031039 | 0.00033073 | 0.00033156 | 0.00033424 | 0.00034357 | 0.00036392 | 0.00048339 | 0.00048476 | 0.00051414 | 0.00051552 | 0.00077357 | 0.00077639
Region | REZ | REZ Name | Technology | 2023-24 | 2024-25 | 2025-26 | 2026-27 | 2027-28 | 2028-29 | 2029-30 | 2030-31 | 2031-32 | 2032-33 | 2033-34 | 2034-35 | 2035-36 | 2036-37 | 2037-38 | 2038-39 | 2039-40 | 2040-41 | 2041-42 | 2042-43 | 2043-44 | 2044-45 | 2045-46 | 2046-47 | 2047-48 | 2048-49 | 2049-50
QLD | Q1 | Far North QLD | Wind | 337.318 | 829.3805 | 829.3805 | 829.3805 | 829.3805 | 829.3805 | 829.3805 | 875.3044 | 875.3044 | 905.5876 | 907.3187 | 907.3187 | 907.3187 | 907.3187 | 1136.3118 | 1136.3118 | 1136.3118 | 1136.3118 | 1136.3118 | 1188.3716 | 1102.6404 | 1102.6404 | 1102.6404 | 1140.0161 | 1140.0161 | 1124.772 | 1313.8814
QLD | Q2 | North Qld Clean Energy Hub | Wind | 43.2 | 51.1373 | 51.1373 | 51.1373 | 51.1374 | 747.0933 | 747.0933 | 747.0933 | 747.0933 | 747.0933 | 759.8182 | 779.97 | 779.97 | 779.97 | 796.4596 | 796.4596 | 796.4596 | 796.4596 | 796.4596 | 805.6433 | 1396.5469 | 1396.5469 | 1353.3469 | 1364.2708 | 1364.2708 | 1364.271 | 1364.271
QLD | Q3 | Northern Qld | Wind | 0 | 0 | 0 | 0 | 0 | 0 | 0 | 0 | 0 | 0 | 0 | 0 | 0 | 0 | 0 | 0 | 0 | 0 | 0 | 0 | 0 | 0 | 0 | 0 | 0 | 0 | 0
QLD | Q4 | Isaac | Wind | 0 | 0.00048482 | 0.00048509 | 0.00050568 | 0.0012344 | 1000.0005 | 1000.0005 | 1000.0012 | 1000.0012 | 1000.0012 | 1000.0012 | 1000.0012 | 1000.0012 | 1000.0012 | 1000.0012 | 1000.0012 | 1000.0012 | 1000.0012 | 1000.0012 | 1000.0012 | 1000.0012 | 1000.0012 | 1000.0012 | 1000.0215 | 1000.0215 | 1534.916 | 1534.916
QLD | Q5 | Barcaldine | Wind | 0 | 0.00045971 | 0.00046034 | 0.00087968 | 0.0023198 | 0.0042695 | 0.0042717 | 77.2453 | 99.2384 | 100.9051 | 113.4544 | 113.4545 | 113.4545 | 113.4545 | 113.4545 | 113.4545 | 113.4545 | 116.1775 | 116.1775 | 120.6827 | 129.3606 | 129.3606 | 129.3606 | 129.3611 | 129.3611 | 129.3611 | 129.3611
QLD | Q6 | Fitzroy | Wind | 0 | 0.0015784 | 0.0015792 | 521.7842 | 900.0003 | 1123.8923 | 1123.8923 | 1123.8927 | 1123.8927 | 1123.8928 | 1660.0291 | 1660.0291 | 1660.0291 | 1660.0291 | 3499.9998 | 3499.9998 | 3499.9998 | 3499.9998 | 3499.9998 | 3500 | 3500 | 3500 | 3500 | 4187.7078 | 4187.7078 | 4187.7078 | 4187.7078
QLD | Q7 | Wide Bay | Wind | 0 | 0.00037822 | 0.00037879 | 0.00041463 | 0.00045722 | 183.7401 | 183.7401 | 183.7401 | 183.7401 | 183.7401 | 183.7401 | 183.7401 | 183.7401 | 183.7401 | 183.7402 | 183.7402 | 183.7402 | 183.7402 | 183.7402 | 183.7402 | 183.7402 | 183.7402 | 183.7402 | 318.9751 | 1100.0001 | 1100.0001 | 1100.0001
QLD | Q8 | Darling Downs | Wind | 753 | 1545.1879 | 1545.1879 | 1545.1882 | 2325.9986 | 3052.4783 | 3105.8005 | 4578.315 | 4578.315 | 5834.9371 | 6525.9976 | 6525.9976 | 6525.9976 | 6525.9976 | 6525.9976 | 6525.9976 | 6525.9976 | 6525.9976 | 6525.9976 | 7502.4166 | 7502.4166 | 7049.4166 | 7049.4166 | 9046.4063 | 9046.4063 | 9935.7066 | 9935.7066
QLD | Q9 | Banana | Wind | 0 | 0.00033834 | 0.00033863 | 0.0003879 | 0.00057721 | 186.0281 | 186.0281 | 186.0281 | 186.0281 | 186.0283 | 186.0284 | 186.0284 | 186.0284 | 186.0286 | 186.0289 | 186.0289 | 186.0289 | 427.3043 | 704.9255 | 704.9255 | 704.9255 | 704.9255 | 704.9255 | 1843.7703 | 1843.7703 | 1843.7703 | 1843.7703
NSW | N1 | North West NSW | Wind | 0 | 0 | 0 | 0 | 0 | 0 | 0 | 0 | 0 | 0 | 0 | 0 | 0 | 0 | 0 | 0 | 0 | 0 | 0 | 0 | 0 | 0 | 0 | 0 | 0 | 0 | 0
NSW | N2 | New England | Wind | 442.48 | 442.4872 | 454.3121 | 454.3121 | 3242.536 | 4024.9472 | 4037.034 | 4086.9599 | 4086.9599 | 4086.9599 | 4086.9599 | 4324.2105 | 5925.0808 | 6665.55 | 7039.893 | 6867.413 | 6867.413 | 6867.413 | 6995.334 | 6995.3345 | 7400 | 7400 | 7400 | 7400 | 7400 | 7400 | 7400
NSW | N3 | Central-West Orana | Wind | 113.19 | 2238.7933 | 2238.7933 | 3113.19 | 3544.387 | 3544.387 | 3772.6793 | 3772.6793 | 3772.6793 | 4924.4105 | 5643.3546 | 5643.3546 | 5643.3546 | 5643.3546 | 5643.3546 | 5643.3546 | 5643.3546 | 5778.675 | 5937.7217 | 6749.2086 | 7910.228 | 7910.228 | 7910.228 | 9004.9634 | 10769.19 | 10769.19 | 10656
NSW | N4 | Broken Hill | Wind | 198.94 | 198.9403 | 198.9403 | 198.9404 | 198.9405 | 198.9407 | 198.9414 | 198.9423 | 198.9423 | 198.9465 | 198.9466 | 198.9466 | 198.9466 | 198.9466 | 198.9466 | 198.9466 | 198.9466 | 198.9479 | 198.9479 | 268.8624 | 69.9226 | 69.9228 | 111.4831 | 296.0156 | 296.0156 | 296.0156 | 296.0156
NSW | N5 | South West NSW | Wind | 0 | 0 | 0.00051314 | 0.00052549 | 0.00052767 | 0.00053415 | 0.00066092 | 0.00078742 | 0.00079977 | 0.00091001 | 0.0010151 | 0.0010163 | 0.0010177 | 0.0010267 | 0.0010365 | 0.0010489 | 0.0010522 | 0.0013563 | 0.0013589 | 0.0037287 | 0.0037332 | 0.0037511 | 0.0039283 | 0.0039439 | 0.19133 | 0.19134 | 0.19134
NSW | N6 | Wagga Wagga | Wind | 0 | 0.00027579 | 0.00027604 | 0.00030104 | 0.0003382 | 0.00041713 | 0.0006111 | 0.00070856 | 0.00070995 | 0.00071377 | 0.0007339 | 0.0007342 | 0.00073492 | 0.00074111 | 0.00074862 | 0.00081945 | 0.00084504 | 0.0010557 | 0.0010568 | 0.0015464 | 0.0015471 | 0.0015512 | 0.0016159 | 0.0017533 | 0.0061124 | 0.0061403 | 0.0099258
NSW | N7 | Tumut | Wind | 0 | 0 | 0 | 0 | 0 | 0 | 0 | 0 | 0 | 0 | 0 | 0 | 0 | 0 | 0 | 0 | 0 | 0 | 0 | 0 | 0 | 0 | 0 | 0 | 0 | 0 | 0
NSW | N8 | Cooma-Monaro | Wind | 113 | 372.2411 | 411.6874 | 411.6874 | 411.6874 | 411.6874 | 413 | 413.0001 | 413.0001 | 413.0001 | 413.0001 | 413.0001 | 413.0001 | 413.0001 | 413.0001 | 413.0002 | 424.0256 | 398.8665 | 398.8665 | 828 | 828 | 828 | 828 | 828 | 828 | 828 | 828
VIC | V1 | Ovens Murray | Wind | 0 | 0 | 0 | 0 | 0 | 0 | 0 | 0 | 0 | 0 | 0 | 0 | 0 | 0 | 0 | 0 | 0 | 0 | 0 | 0 | 0 | 0 | 0 | 0 | 0 | 0 | 0
VIC | V2 | Murray River | Wind | 0 | 0 | 0 | 0 | 0 | 0 | 0 | 0 | 0 | 0 | 0 | 0 | 0 | 0 | 0 | 0 | 0 | 0 | 0 | 0 | 0 | 0 | 0 | 0 | 0 | 0 | 0
VIC | V3 | Western Victoria | Wind | 1934.5 | 1934.5 | 1934.5 | 1934.5002 | 2201.4066 | 2634.5022 | 2634.5214 | 3214.9332 | 3214.9332 | 3214.9332 | 3162.4333 | 2970.4333 | 2970.4333 | 2970.4333 | 4038.2622 | 4289.9999 | 4290 | 4290 | 4290 | 4338.4694 | 4207.2694 | 3895.2694 | 4549.1121 | 5737.7501 | 5497.7501 | 5469.0501 | 4731.0001
VIC | V4 | South West Victoria | Wind | 2023.21 | 2404.5947 | 2404.5947 | 2809.9944 | 2809.9944 | 2809.9945 | 2891.8462 | 2928.034 | 2928.034 | 2928.034 | 4558.7355 | 4558.7356 | 4558.7356 | 4558.7356 | 5140.262 | 4720.262 | 4720.262 | 4598.012 | 4598.012 | 4836.76 | 4644.16 | 4644.16 | 3780.6 | 3780.6 | 3780.6 | 3780.6 | 3780.6
VIC | V5 | Gippsland | Wind | 0 | 500.0004 | 500.0004 | 500.0021 | 500.0021 | 500.0021 | 1087.6453 | 1729.3156 | 1729.3156 | 1954.2076 | 2000 | 2000 | 2000 | 2000 | 2000 | 2000 | 2000 | 2000 | 2000 | 2000 | 2000 | 2000 | 2000 | 2000 | 2000 | 2000 | 2000
VIC | V6 | Central North VIC | Wind | 0 | 0.00050152 | 0.00050159 | 0.0008673 | 0.00086882 | 0.0010139 | 0.001018 | 208.886 | 208.886 | 349.6886 | 349.6886 | 349.6886 | 349.6886 | 349.6886 | 349.6887 | 349.6887 | 349.6914 | 372.6919 | 372.6919 | 525.8619 | 525.8619 | 525.8619 | 696.3233 | 817.392 | 899.2663 | 1312.4219 | 1519.2217
SA | S1 | South East SA | Wind | 324.5 | 759.0233 | 759.0233 | 1060.6404 | 1060.6404 | 1060.6405 | 1124.5005 | 1078.5056 | 1078.5056 | 1078.5056 | 1183.8919 | 1183.8919 | 1103.3919 | 1103.3919 | 1103.392 | 1070.8191 | 1070.8191 | 1057.4383 | 1057.4383 | 1272.2278 | 1284.416 | 1284.416 | 1284.416 | 1284.416 | 1333.4638 | 1333.4638 | 1365.6922
SA | S2 | Riverland | Wind | 0 | 0.00034963 | 0.00034973 | 0.00044515 | 0.00044691 | 0.00045633 | 0.00052127 | 0.00069609 | 0.00070012 | 0.00080755 | 0.0010038 | 0.0010064 | 0.001015 | 0.0010214 | 0.0010306 | 0.0011461 | 0.0011638 | 0.0011822 | 0.001184 | 0.0015906 | 0.0015965 | 0.0017264 | 0.0017401 | 0.0017705 | 0.0023303 | 0.0024053 | 0.0024097
SA | S3 | Mid-North SA | Wind | 1343.1 | 1343.1012 | 1343.1012 | 1343.1057 | 1343.1057 | 2121.8547 | 2194.321 | 2194.3218 | 2194.3218 | 2331.0356 | 2232.3357 | 2232.3357 | 2160.9357 | 2138.6792 | 2188.2024 | 2188.2024 | 2181.6404 | 2221.7084 | 2221.7084 | 2632.745 | 2418.845 | 2418.845 | 2288.045 | 2288.0451 | 2644.117 | 2904.2019 | 3558.2517
SA | S4 | Yorke Peninsula | Wind | 90.75 | 90.7517 | 90.7517 | 104.7284 | 104.7285 | 104.7285 | 105.4509 | 108.5522 | 108.5522 | 108.5522 | 108.5522 | 108.5522 | 108.5522 | 108.5522 | 108.5522 | 108.5522 | 108.5522 | 108.5522 | 108.5522 | 108.5522 | 108.5522 | 108.5588 | 108.5588 | 108.5588 | 108.5588 | 108.5589 | 108.5719
SA | S5 | Northern SA | Wind | 422.4 | 422.4 | 422.4 | 422.4 | 422.4 | 422.4 | 422.4 | 422.4 | 422.4 | 422.4 | 422.4 | 422.4 | 422.4 | 422.4 | 422.4 | 422.4 | 422.4 | 422.4 | 422.4 | 422.4 | 422.4 | 422.4 | 210 | 210 | 210 | 210 | 210
SA | S6 | Leigh Creek | Wind | 0 | 0.00058278 | 0.00058299 | 0.00072917 | 0.00073279 | 0.0019365 | 0.0020389 | 0.0020523 | 0.0020527 | 0.0020658 | 0.0020668 | 0.00207 | 0.0020712 | 0.0020849 | 578.7984 | 578.7984 | 578.7984 | 578.7984 | 578.7984 | 578.7984 | 578.7984 | 578.7984 | 578.7984 | 2019.9331 | 2382.0184 | 2382.0184 | 2382.0184
SA | S7 | Roxby Downs | Wind | 0 | 0 | 0 | 0 | 0 | 0 | 0 | 0 | 0 | 0 | 0 | 0 | 0 | 0 | 0 | 0 | 0 | 0 | 0 | 0 | 0 | 0 | 0 | 0 | 0 | 0 | 0
SA | S8 | Eastern Eyre Peninsula | Wind | 136 | 136.0007 | 136.0007 | 136.0018 | 136.0018 | 136.0018 | 136.0018 | 182.5675 | 182.5675 | 228.8167 | 228.8168 | 228.8168 | 158.8227 | 158.8227 | 158.8227 | 158.8227 | 158.8227 | 158.8227 | 158.8227 | 158.8227 | 158.8228 | 431.0465 | 431.0465 | 431.0465 | 431.0466 | 431.0466 | 431.0466
SA | S9 | Western Eyre Peninsula | Wind | 0 | 0.0005786 | 0.00057881 | 0.0011918 | 0.0012059 | 0.0012217 | 0.0012297 | 0.0028513 | 0.0028531 | 0.0065555 | 0.0065887 | 0.0065936 | 0.0066824 | 0.0066888 | 0.0066954 | 0.0066976 | 0.0067 | 0.043283 | 0.043284 | 0.043302 | 0.04331 | 0.10101 | 0.10102 | 0.10102 | 0.10103 | 0.10103 | 0.10104
TAS | T1 | North East Tasmania | Wind | 168 | 246.3112 | 246.3112 | 246.3112 | 246.3113 | 246.3113 | 246.3113 | 246.3113 | 282.1052 | 283.0039 | 283.0039 | 283.0039 | 283.0039 | 283.0039 | 283.0039 | 283.0039 | 283.0039 | 283.0039 | 283.0039 | 283.0039 | 283.0039 | 283.0039 | 283.0039 | 283.0039 | 283.0039 | 283.0039 | 283.0039
TAS | T2 | North West Tasmania | Wind | 251.6 | 251.6019 | 251.6019 | 251.6019 | 251.6023 | 309.9061 | 309.9062 | 309.9067 | 1317.9787 | 1317.9787 | 1317.9787 | 1317.9787 | 1317.9787 | 1317.9787 | 1317.9787 | 1317.9786 | 1317.9787 | 1317.9787 | 1317.9787 | 1317.9787 | 1317.9787 | 1317.9787 | 1317.9786 | 1317.9788 | 1317.9788 | 1317.9788 | 1317.9788
TAS | T3 | Central Highlands | Wind | 144 | 665.356 | 665.356 | 681.5333 | 788.0769 | 788.1766 | 1249.5891 | 1256.1334 | 1280.0588 | 1280.0588 | 1280.0588 | 1280.0588 | 1280.0588 | 1280.0588 | 1280.0588 | 1280.0588 | 1291.0526 | 1358.004 | 1358.004 | 1358.004 | 1358.004 | 1214.004 | 1214.004 | 1214.004 | 1214.004 | 1214.004 | 1214.004
Region | REZ | REZ Name | Technology | 2023-24 | 2024-25 | 2025-26 | 2026-27 | 2027-28 | 2028-29 | 2029-30 | 2030-31 | 2031-32 | 2032-33 | 2033-34 | 2034-35 | 2035-36 | 2036-37 | 2037-38 | 2038-39 | 2039-40 | 2040-41 | 2041-42 | 2042-43 | 2043-44 | 2044-45 | 2045-46 | 2046-47 | 2047-48 | 2048-49 | 2049-50
NSW | O1 | Hunter Coast | Offshore Wind | 0 | 0 | 0 | 0 | 0 | 0 | 0 | 0 | 0 | 0 | 0 | 0 | 0 | 0 | 0 | 0 | 0 | 0.0001019 | 0.00010524 | 0.00016463 | 0.0001675 | 0.0001678 | 0.00016869 | 0.00020942 | 0.00020968 | 0.00025209 | 0.00025229
NSW | O2 | Illawarra Coast | Offshore Wind | 0 | 0 | 0 | 0 | 0 | 0 | 0 | 0 | 0 | 0 | 0 | 0 | 0 | 0 | 0 | 0 | 0.00010456 | 0.00011149 | 0.00011165 | 0.00015417 | 0.00015545 | 0.00015559 | 0.00015604 | 0.00020973 | 0.00021024 | 0.00032223 | 0.00032338
VIC | O3 | Gippsland Coast | Offshore Wind | 0 | 0 | 0 | 0 | 0 | 0 | 0 | 0 | 0 | 0 | 0 | 0 | 0 | 0 | 0 | 0 | 0 | 0.00011149 | 0.00011257 | 0.00017521 | 0.00018538 | 0.00018644 | 0.00019619 | 0.00023904 | 0.00033972 | 0.00034159 | 0.00052913
TAS | O4 | North West Tasmania Coast | Offshore Wind | 0 | 0 | 0 | 0 | 0 | 0 | 0 | 0 | 0 | 0 | 0 | 0 | 0 | 0 | 0 | 0 | 0 | 0.00011295 | 0.00011322 | 0.00011398 | 0.00011438 | 0.00011477 | 0.00011508 | 0.00011545 | 0.00011561 | 0.00012109 | 0.00012815
VIC | O5 | Portland Coast | Offshore Wind | 0 | 0 | 0 | 0 | 0 | 0 | 0 | 0 | 0 | 0 | 0 | 0 | 0 | 0 | 0 | 0 | 0 | 0 | 0 | 0.00012148 | 0.00014776 | 0.0001481 | 0.00021031 | 0.00021507 | 0.0004583 | 0.0004673 | 0.00056378
SA | O6 | South East SA Coast | Offshore Wind | 0 | 0 | 0 | 0 | 0 | 0 | 0 | 0 | 0 | 0 | 0 | 0 | 0 | 0 | 0 | 0 | 0 | 0 | 0 | 0 | 0.00010953 | 0.00010976 | 0.00011699 | 0.00012147 | 0.00014278 | 0.0001583 | 0.00016199

## Option 3A_VOM Cost
VOM cost by technology ($000s) - Option 3A, Step Change Scenario
VOM | Real June 2021 dollars discounted to 1 July 2021
Explicitly modelled generation
Region | Technology | 2023-24 | 2024-25 | 2025-26 | 2026-27 | 2027-28 | 2028-29 | 2029-30 | 2030-31 | 2031-32 | 2032-33 | 2033-34 | 2034-35 | 2035-36 | 2036-37 | 2037-38 | 2038-39 | 2039-40 | 2040-41 | 2041-42 | 2042-43 | 2043-44 | 2044-45 | 2045-46 | 2046-47 | 2047-48 | 2048-49 | 2049-50
NEM | Black Coal | 331356.3858 | 274815.7309 | 254478.9602 | 223950.7338 | 168448.2612 | 133588.9448 | 114553.0036 | 82945.3995 | 75768.898 | 63956.8745 | 38537.983 | 36433.016 | 30209.8835 | 27829.1982 | 27618.0637 | 24789.211 | 6858.6063 | 2589.332 | 2398.3085 | 0 | 0 | 0 | 0 | 0 | 0 | 0 | 0
NEM | Brown Coal | 106892.419 | 88684.9815 | 78639.719 | 58372.0495 | 55692.932 | 44117.5355 | 26631.804 | 16381.6325 | 12336.5665 | 0 | 0 | 0 | 0 | 0 | 0 | 0 | 0 | 0 | 0 | 0 | 0 | 0 | 0 | 0 | 0 | 0 | 0
NEM | CCGT | 14274.8138 | 10332.157 | 19130.3958 | 23005.4699 | 22331.1136 | 24679.4336 | 27180.5134 | 30349.6832 | 25301.3835 | 23318.6885 | 29936.9939 | 32479.2865 | 23099.1108 | 19788.6371 | 14219.683 | 15179.1941 | 13341.2166 | 10799.4575 | 8730.9724 | 9606.9042 | 7197.6261 | 5493.9047 | 2777.6876 | 1941.4528 | 1812.2489 | 1692.7559 | 1639.9974
NEM | Gas - Steam | 238.9245 | 219.0418 | 653.4004 | 296.0946 | 187.0584 | 376.4091 | 298.1882 | 1449.5984 | 256.054 | 513.8255 | 434.634 | 715.0016 | 421.9309 | 545.6833 | 570.6589 | 532.2227 | 0 | 0 | 0 | 0 | 0 | 0 | 0 | 0 | 0 | 0 | 0
NEM | OCGT / Diesel | 1874.7712 | 1532.9762 | 3105.4238 | 3171.0077 | 2177.5359 | 3040.3116 | 2428.0547 | 9074.9018 | 4124.7683 | 6276.0999 | 10539.7382 | 17367.8566 | 9968.5897 | 12032.7064 | 8988.6516 | 7249.8554 | 18044.7877 | 14510.9651 | 7404.5306 | 9269.3734 | 14473.7368 | 6925.7906 | 8358.2669 | 8633.0252 | 4120.5368 | 6055.9683 | 5458.8068
NEM | Hydro | 115839.7855 | 99349.7094 | 95865.236 | 87989.3867 | 71253.1185 | 83056.5416 | 84724.3445 | 77757.7584 | 69777.0301 | 63047.9982 | 65833.5681 | 63409.1561 | 55179.3925 | 48280.2225 | 53344.7406 | 45596.4513 | 40701.881 | 36636.2032 | 32528.5216 | 35070.7169 | 34152.4408 | 29211.2082 | 26227.8558 | 32901.0355 | 29551.7414 | 27918.655 | 25469.5547
NEM | Hydrogen Turbine | 0 | 0 | 0 | 0 | 0 | 0 | 0 | 0 | 0 | 0 | 0 | 0 | 0 | 0 | 0 | 0 | 0 | 0 | 0 | 0 | 0 | 0 | 0 | 0 | 0 | 0 | 0
NEM | Wind | 2522.7577 | 3891.5281 | 3780.6763 | 4222.2482 | 5291.4136 | 5950.7503 | 5911.3023 | 6026.9052 | 6193.946 | 6147.1006 | 6239.0466 | 5832.5784 | 5905.264 | 5848.6404 | 5934.3394 | 5592.5845 | 5185.107 | 4935.9444 | 4621.0745 | 4596.8516 | 4388.058 | 4198.9968 | 4080.7603 | 4363.1136 | 4257.0728 | 4076.2363 | 3853.5942
NEM | Solar PV | 1829.4843 | 1599.6919 | 1737.9385 | 1734.5324 | 1629.475 | 1505.767 | 1636.1064 | 1882.5781 | 1857.5267 | 2133.7313 | 2178.044 | 2225.5446 | 2174.1534 | 2094.0531 | 2089.1086 | 2171.0377 | 2807.6213 | 2926.5284 | 3204.1667 | 3537.5596 | 3489.4761 | 3331.1065 | 3250.5633 | 2908.5243 | 2794.581 | 2905.8001 | 2848.0802
NEM | Grid Battery | 36.6887 | 34.4499 | 117.8315 | 190.3357 | 392.303 | 707.2659 | 696.7106 | 814.743 | 752.1547 | 1323.6499 | 1223.546 | 1118.1861 | 1205.7806 | 1148.4441 | 1021.7398 | 983.2854 | 1471.1891 | 1501.0165 | 2058.5996 | 2265.9675 | 2172.954 | 2195.7357 | 2127.0687 | 1701.7824 | 1541.4441 | 1632.3791 | 1498.1145
NEM | Pumped Hydro | 3583.3904 | 5592.1314 | 5298.2453 | 8806.6426 | 10898.9674 | 16297.5076 | 17195.4113 | 22145.9185 | 21533.9027 | 19374.8866 | 20435.5878 | 19577.6765 | 19639.9598 | 19579.7915 | 16873.6865 | 15084.2497 | 13599.4655 | 9725.7837 | 10116.3451 | 9931.6509 | 8066.3009 | 7136.7085 | 6955.4234 | 8392.153 | 6120.472 | 5523.1814 | 4239.7164
NEM | VPP | 19.3575 | 36.6244 | 61.7289 | 85.3837 | 109.1762 | 126.9783 | 160.22 | 183.9888 | 200.5083 | 223.1147 | 248.4788 | 264.9506 | 292.7841 | 315.0811 | 310.9469 | 320.2871 | 330.1949 | 316.1573 | 326.7982 | 317.7459 | 305.5611 | 310.3516 | 314.836 | 292.0325 | 284.601 | 285.0236 | 274.6199
Total excluding storage |  | 578468.7785 | 486089.0224 | 462869.5558 | 411823.8848 | 338411.3548 | 313447.4454 | 281415.659 | 249013.1075 | 218102.7388 | 186315.9696 | 175607.6203 | 179423.2528 | 148096.8493 | 137462.4576 | 130971.6191 | 117498.3789 | 102340.0694 | 83941.388 | 71389.3172 | 74596.77 | 74246.1538 | 58803.8026 | 54092.4621 | 61133.1193 | 50482.698 | 50089.9997 | 45282.4841
Region | Technology | 2023-24 | 2024-25 | 2025-26 | 2026-27 | 2027-28 | 2028-29 | 2029-30 | 2030-31 | 2031-32 | 2032-33 | 2033-34 | 2034-35 | 2035-36 | 2036-37 | 2037-38 | 2038-39 | 2039-40 | 2040-41 | 2041-42 | 2042-43 | 2043-44 | 2044-45 | 2045-46 | 2046-47 | 2047-48 | 2048-49 | 2049-50
NSW1 | Black Coal | 166032.764 | 131139.189 | 114382.7217 | 102631.442 | 67125.909 | 58234.698 | 46098.547 | 37572.819 | 34906.006 | 33540.704 | 17260.419 | 16758.4125 | 13928.2585 | 11762.1805 | 12285.978 | 11629.9645 | 0 | 0 | 0 | 0 | 0 | 0 | 0 | 0 | 0 | 0 | 0
NSW1 | Brown Coal | 0 | 0 | 0 | 0 | 0 | 0 | 0 | 0 | 0 | 0 | 0 | 0 | 0 | 0 | 0 | 0 | 0 | 0 | 0 | 0 | 0 | 0 | 0 | 0 | 0 | 0 | 0
NSW1 | CCGT | 91.8162 | 40.2013 | 1851.0421 | 3876.1415 | 4164.7802 | 3383.5018 | 5405.158 | 5142.5935 | 4438.0575 | 3835.2835 | 5543.541 | 6208.2085 | 3821.31 | 3742.7025 | 3611.5075 | 4162.1568 | 4076.347 | 3051.2018 | 2534.0685 | 2840.6642 | 0 | 0 | 0 | 0 | 0 | 0 | 0
NSW1 | Gas - Steam | 0 | 0 | 0 | 0 | 0 | 0 | 0 | 0 | 0 | 0 | 0 | 0 | 0 | 0 | 0 | 0 | 0 | 0 | 0 | 0 | 0 | 0 | 0 | 0 | 0 | 0 | 0
NSW1 | OCGT / Diesel | 65.8391 | 31.3229 | 167.3607 | 183.7709 | 111.6129 | 15.3561 | 0.27842 | 352.4435 | 52.7658 | 339.1215 | 437.4254 | 1949.2692 | 1029.1411 | 1451.1399 | 759.274 | 644.0973 | 3528.0164 | 3499.2971 | 1787.2796 | 1843.0015 | 3603.8012 | 1408.629 | 2004.8004 | 1550.4247 | 1263.795 | 1226.1206 | 1516.7158
NSW1 | Hydro | 13510.9145 | 17879.2779 | 17676.4978 | 16882.415 | 13342.6266 | 18127.3439 | 14603.6561 | 14021.4443 | 12540.1546 | 10518.3614 | 12347.4156 | 12213.022 | 10728.9876 | 8973.8623 | 11745.4893 | 9256.0155 | 7836.4111 | 7169.2263 | 6200.5998 | 6873.7518 | 6664.3887 | 5735.7039 | 4673.496 | 6815.635 | 6316.8031 | 5998.202 | 5493.0217
NSW1 | Hydrogen Turbine | 0 | 0 | 0 | 0 | 0 | 0 | 0 | 0 | 0 | 0 | 0 | 0 | 0 | 0 | 0 | 0 | 0 | 0 | 0 | 0 | 0 | 0 | 0 | 0 | 0 | 0 | 0
NSW1 | Wind | 524.041 | 1148.3078 | 1106.8104 | 1292.4771 | 1959.5231 | 2047.9572 | 1887.4533 | 1782.9002 | 1680.5377 | 1783.7938 | 1751.9703 | 1670.8075 | 1868.8284 | 1861.5289 | 1833.5482 | 1635.114 | 1539.553 | 1357.2117 | 1349.7158 | 1340.9575 | 1330.2388 | 1308.7297 | 1262.8726 | 1323.0449 | 1282.5925 | 1182.8536 | 1046.626
NSW1 | Solar PV | 772.0837 | 687.3118 | 812.0416 | 850.0403 | 813.0902 | 771.8076 | 890.3109 | 1084.3958 | 1020.5012 | 1034.1884 | 1054.5913 | 969.5903 | 973.3515 | 937.6238 | 910.2068 | 925.5181 | 1153.4699 | 1144.1284 | 1174.9942 | 1123.4432 | 1043.2536 | 1034.2096 | 994.0709 | 925.2217 | 862.735 | 916.5948 | 906.2179
NSW1 | Grid Battery | 1.8094 | 2.0834 | 85.5254 | 160.0866 | 364.0955 | 421.5082 | 426.2277 | 435.5997 | 391.2303 | 564.202 | 499.3111 | 442.3216 | 458.9095 | 426.1533 | 373.9264 | 353.5472 | 585.4135 | 529.7976 | 673.8964 | 615.2955 | 538.667 | 606.5924 | 548.4231 | 449.3126 | 357.8271 | 440.7974 | 409.6663
NSW1 | Pumped Hydro | 732.1146 | 1381.33 | 1325.852 | 3685.8499 | 5877.87 | 13677.3256 | 14168.9777 | 18311.7271 | 18004.0658 | 16443.7695 | 17470.7882 | 16910.1375 | 16771.9263 | 16919.9714 | 15218.1386 | 13231.0312 | 11686.7418 | 8127.4472 | 8607.8771 | 8451.6441 | 6776.2928 | 5915.7385 | 5944.8581 | 7547.0359 | 5408.2828 | 4766.2286 | 3567.315
NSW1 | VPP | 5.0831 | 11.0695 | 19.4295 | 27.0308 | 34.4623 | 40.2128 | 50.9392 | 60.1175 | 66.8646 | 76.4349 | 86.3739 | 92.446 | 103.7365 | 109.7673 | 110.0296 | 113.0338 | 117.0088 | 111.769 | 114.7214 | 110.758 | 105.3253 | 108.7308 | 108.381 | 100.9527 | 97.3682 | 99.001 | 97.6043
Total excluding storage |  | 181736.4656 | 152320.0935 | 137427.2811 | 129589.254 | 93793.9698 | 96719.7112 | 83531.5483 | 78764.0406 | 73100.1835 | 68135.859 | 56451.8356 | 57214.2151 | 49684.4496 | 46184.93 | 46848.0984 | 41950.4784 | 30522.9615 | 24990.079 | 22443.1528 | 23199.5158 | 20061.9673 | 16118.3339 | 15536.902 | 18711.6276 | 15589.4038 | 14629.798 | 13037.1668
Region | Technology | 2023-24 | 2024-25 | 2025-26 | 2026-27 | 2027-28 | 2028-29 | 2029-30 | 2030-31 | 2031-32 | 2032-33 | 2033-34 | 2034-35 | 2035-36 | 2036-37 | 2037-38 | 2038-39 | 2039-40 | 2040-41 | 2041-42 | 2042-43 | 2043-44 | 2044-45 | 2045-46 | 2046-47 | 2047-48 | 2048-49 | 2049-50
QLD1 | Black Coal | 165323.6218 | 143676.5419 | 140096.2385 | 121319.2918 | 101322.3522 | 75354.2468 | 68454.4566 | 45372.5805 | 40862.892 | 30416.1705 | 21277.564 | 19674.6035 | 16281.625 | 16067.0177 | 15332.0857 | 13159.2465 | 6858.6063 | 2589.332 | 2398.3085 | 0 | 0 | 0 | 0 | 0 | 0 | 0 | 0
QLD1 | Brown Coal | 0 | 0 | 0 | 0 | 0 | 0 | 0 | 0 | 0 | 0 | 0 | 0 | 0 | 0 | 0 | 0 | 0 | 0 | 0 | 0 | 0 | 0 | 0 | 0 | 0 | 0 | 0
QLD1 | CCGT | 6918.2798 | 5487.5876 | 10236.3682 | 14649.5029 | 14471.8049 | 15981.4488 | 16906.1149 | 18865.2337 | 17189.9572 | 15461.9982 | 19980.3189 | 20676.125 | 15998.588 | 12322.3571 | 10608.1755 | 11017.0373 | 9264.8696 | 7748.2557 | 6196.9039 | 6766.24 | 7197.6261 | 5493.9047 | 2777.6876 | 1941.4528 | 1812.2489 | 1692.7559 | 1639.9974
QLD1 | Gas - Steam | 0 | 0 | 0 | 0 | 0 | 0 | 0 | 0 | 0 | 0 | 0 | 0 | 0 | 0 | 0 | 0 | 0 | 0 | 0 | 0 | 0 | 0 | 0 | 0 | 0 | 0 | 0
QLD1 | OCGT / Diesel | 23.5793 | 0.0030223 | 23.1762 | 153.2301 | 194.3601 | 125.6324 | 34.9987 | 2602.1269 | 1983.5522 | 1898.4319 | 5682.0771 | 6439.3633 | 4552.3452 | 6030.0059 | 2360.9504 | 1453.2111 | 4696.1813 | 3760.0129 | 1614.1399 | 2845.953 | 3410.5418 | 1947.9364 | 2821.0002 | 2788.8927 | 995.4237 | 2243.1961 | 1562.2727
QLD1 | Hydro | 4790.1294 | 4543.3181 | 4412.9474 | 4012.4528 | 3877.1608 | 3737.3672 | 3507.9343 | 3301.76 | 3118.1962 | 2960.3625 | 2781.663 | 2610.1477 | 2456.8306 | 2337.9247 | 681.5474 | 604.4696 | 466.2131 | 406.1247 | 360.855 | 0 | 0 | 0 | 0 | 0 | 0 | 0 | 0
QLD1 | Hydrogen Turbine | 0 | 0 | 0 | 0 | 0 | 0 | 0 | 0 | 0 | 0 | 0 | 0 | 0 | 0 | 0 | 0 | 0 | 0 | 0 | 0 | 0 | 0 | 0 | 0 | 0 | 0 | 0
QLD1 | Wind | 353.4183 | 646.738 | 648.6354 | 741.4898 | 1012.323 | 1577.9763 | 1489.6395 | 1703.6971 | 1587.7726 | 1696.9405 | 1703.3798 | 1612.6675 | 1507.0214 | 1521.5413 | 1680.3125 | 1571.9237 | 1477.8676 | 1337.884 | 1318.1639 | 1291.5521 | 1276.5298 | 1142.6714 | 1142.6194 | 1355.5 | 1290.8542 | 1345.8377 | 1209.7955
QLD1 | Solar PV | 751.606 | 663.9712 | 686.7806 | 658.6502 | 604.7238 | 535.3365 | 561.277 | 627.6059 | 663.0992 | 753.8952 | 810.174 | 855.0091 | 813.1813 | 758.3849 | 766.6799 | 857.0958 | 1267.1331 | 1323.8495 | 1326.7185 | 1744.5596 | 1610.1691 | 1454.2923 | 1396.0158 | 1276.6911 | 1270.3879 | 1299.5247 | 1306.4529
QLD1 | Grid Battery | 4.6924 | 4.4305 | 4.2814 | 4.1107 | 3.8968 | 263.4471 | 249.5751 | 315.3848 | 302.1285 | 527.0629 | 521.4147 | 491.0857 | 469.1778 | 453.9096 | 371.7548 | 370.4391 | 610.9054 | 589.8338 | 764.8006 | 1123.1403 | 1005.24 | 929.3601 | 900.3312 | 726.9025 | 716.7388 | 713.3797 | 683.3583
QLD1 | Pumped Hydro | 2851.2758 | 4210.8014 | 3972.3926 | 5120.7916 | 5021.0963 | 2620.181 | 3026.4324 | 3822.5564 | 3515.2353 | 2810.1173 | 2846.8316 | 2564.767 | 2746.5022 | 2544.2169 | 1527.033 | 1735.3256 | 1794.6721 | 1493.1202 | 1410.8346 | 1387.8745 | 1207.8355 | 1127.2576 | 920.3125 | 766.9504 | 638.4982 | 688.052 | 609.2696
QLD1 | VPP | 4.4911 | 9.0264 | 15.1711 | 22.4732 | 28.7981 | 34.9586 | 45.8737 | 54.6003 | 60.2427 | 66.8402 | 75.7427 | 82.1881 | 88.2566 | 95.1431 | 92.6763 | 96.8819 | 100.0915 | 99.3386 | 98.5038 | 99.5719 | 97.6637 | 94.5469 | 95.1024 | 91.3506 | 88.8273 | 85.4592 | 84.4107
Total excluding storage |  | 181021.0939 | 159242.4181 | 160095.9914 | 146681.9932 | 126536.5161 | 100230.5947 | 94276.3022 | 76665.5457 | 69283.076 | 56591.8191 | 55679.1658 | 55005.9569 | 44913.528 | 42130.5013 | 33421.2155 | 30865.6306 | 26536.5401 | 19347.7514 | 15489.2287 | 15258.8915 | 15805.606 | 12189.9693 | 10053.0691 | 8947.74 | 6812.979 | 8068.2053 | 7095.5571
Region | Technology | 2023-24 | 2024-25 | 2025-26 | 2026-27 | 2027-28 | 2028-29 | 2029-30 | 2030-31 | 2031-32 | 2032-33 | 2033-34 | 2034-35 | 2035-36 | 2036-37 | 2037-38 | 2038-39 | 2039-40 | 2040-41 | 2041-42 | 2042-43 | 2043-44 | 2044-45 | 2045-46 | 2046-47 | 2047-48 | 2048-49 | 2049-50
VIC1 | Black Coal | 0 | 0 | 0 | 0 | 0 | 0 | 0 | 0 | 0 | 0 | 0 | 0 | 0 | 0 | 0 | 0 | 0 | 0 | 0 | 0 | 0 | 0 | 0 | 0 | 0 | 0 | 0
VIC1 | Brown Coal | 106892.419 | 88684.9815 | 78639.719 | 58372.0495 | 55692.932 | 44117.5355 | 26631.804 | 16381.6325 | 12336.5665 | 0 | 0 | 0 | 0 | 0 | 0 | 0 | 0 | 0 | 0 | 0 | 0 | 0 | 0 | 0 | 0 | 0 | 0
VIC1 | CCGT | 0 | 0 | 0 | 0 | 0 | 0 | 0 | 0 | 0 | 0 | 0 | 0 | 0 | 0 | 0 | 0 | 0 | 0 | 0 | 0 | 0 | 0 | 0 | 0 | 0 | 0 | 0
VIC1 | Gas - Steam | 35.9228 | 36.9428 | 135.6051 | 296.0946 | 187.0584 | 376.4091 | 298.1882 | 1449.5984 | 256.054 | 513.8255 | 434.634 | 715.0016 | 421.9309 | 545.6833 | 570.6589 | 532.2227 | 0 | 0 | 0 | 0 | 0 | 0 | 0 | 0 | 0 | 0 | 0
VIC1 | OCGT / Diesel | 222.6918 | 143.8584 | 340.5933 | 1191.4829 | 653.0542 | 1060.462 | 681.1513 | 2808.7895 | 478.903 | 2078.0332 | 1739.3849 | 4875.3227 | 2316.0636 | 2278.4632 | 3384.1709 | 2703.8558 | 6276.3291 | 4905.1488 | 2498.0027 | 2785.8493 | 5197.3736 | 3156.7465 | 3189.7456 | 4087.5283 | 1742.9412 | 2376.2946 | 2159.2141
VIC1 | Hydro | 18151.8641 | 20865.1372 | 20378.4124 | 18315.0304 | 14482.838 | 20650.2896 | 16311.2858 | 13344.5709 | 12634.5385 | 10894.7516 | 12714.0471 | 12382.029 | 11186.4855 | 8852.4796 | 12713.6938 | 10061.5558 | 8249.4957 | 7791.2962 | 6734.7161 | 7832.3737 | 7659.6377 | 6894.1202 | 5468.4621 | 7819.2475 | 7411.9056 | 7011.7873 | 6632.9995
VIC1 | Hydrogen Turbine | 0 | 0 | 0 | 0 | 0 | 0 | 0 | 0 | 0 | 0 | 0 | 0 | 0 | 0 | 0 | 0 | 0 | 0 | 0 | 0 | 0 | 0 | 0 | 0 | 0 | 0 | 0
VIC1 | Wind | 890.5124 | 1062.1769 | 1037.8127 | 1111.5061 | 1258.6748 | 1201.7879 | 1320.8053 | 1422.3705 | 1536.8203 | 1361.6296 | 1564.1117 | 1428.0814 | 1412.7298 | 1382.4548 | 1374.1431 | 1393.4723 | 1259.5467 | 1312.4006 | 1115.0133 | 1124.142 | 1016.497 | 969.4582 | 949.8239 | 926.1376 | 920.8485 | 834.9914 | 853.556
VIC1 | Solar PV | 192.8996 | 156.4665 | 149.335 | 143.778 | 133.1611 | 125.0945 | 117.3066 | 109.5519 | 117.3647 | 244.7872 | 222.4449 | 255.6959 | 248.4708 | 256.564 | 225.877 | 210.4262 | 211.1975 | 185.1832 | 367.6588 | 370.3909 | 414.7149 | 459.0507 | 456.9311 | 375.9446 | 360.8893 | 380.247 | 352.9563
VIC1 | Grid Battery | 14.0397 | 12.351 | 13.7349 | 12.8052 | 11.671 | 10.5861 | 9.9411 | 53.728 | 49.5546 | 84.6051 | 70.384 | 64.215 | 114.9477 | 108.8677 | 93.2789 | 87.2175 | 110.1526 | 149.538 | 296.7746 | 264.0279 | 254.0279 | 307.3302 | 301.0323 | 242.6024 | 228.0124 | 232.5759 | 203.8287
VIC1 | Pumped Hydro | 0 | 0 | 0.00020245 | 0.00043617 | 0.00042459 | 0.00039284 | 0.00037747 | 0.00057198 | 0.00053027 | 0.0004982 | 0.00046532 | 0.00043602 | 0.00059769 | 0.00055562 | 0.0011097 | 0.0010615 | 0.0010793 | 0.0010454 | 0.0011167 | 0.0010131 | 0.00093842 | 10.3522 | 10.6431 | 8.8951 | 8.0941 | 7.8573 | 7.545
VIC1 | VPP | 3.569 | 7.8306 | 16.4967 | 23.686 | 31.743 | 36.103 | 44.2269 | 47.7029 | 49.2651 | 52.7086 | 55.8202 | 59.1874 | 66.9272 | 73.0057 | 71.9245 | 73.6324 | 76.0049 | 69.7999 | 76.8558 | 72.2195 | 67.2045 | 72.0741 | 74.3967 | 67.1267 | 67.4697 | 68.3203 | 62.9927
Total excluding storage |  | 126403.9185 | 110969.7449 | 100711.7093 | 79466.4331 | 72451.1329 | 67578.2681 | 45414.7096 | 35617.9451 | 27459.0672 | 15230.3413 | 16800.8273 | 19779.5333 | 15767.5561 | 13497.5188 | 18433.7482 | 15062.3837 | 16182.7276 | 14413.3678 | 11089.0223 | 12449.0043 | 14609.4565 | 11869.1321 | 10451.0349 | 13527.4823 | 10740.1609 | 10912.0738 | 10273.0922
Region | Technology | 2023-24 | 2024-25 | 2025-26 | 2026-27 | 2027-28 | 2028-29 | 2029-30 | 2030-31 | 2031-32 | 2032-33 | 2033-34 | 2034-35 | 2035-36 | 2036-37 | 2037-38 | 2038-39 | 2039-40 | 2040-41 | 2041-42 | 2042-43 | 2043-44 | 2044-45 | 2045-46 | 2046-47 | 2047-48 | 2048-49 | 2049-50
SA1 | Black Coal | 0 | 0 | 0 | 0 | 0 | 0 | 0 | 0 | 0 | 0 | 0 | 0 | 0 | 0 | 0 | 0 | 0 | 0 | 0 | 0 | 0 | 0 | 0 | 0 | 0 | 0 | 0
SA1 | Brown Coal | 0 | 0 | 0 | 0 | 0 | 0 | 0 | 0 | 0 | 0 | 0 | 0 | 0 | 0 | 0 | 0 | 0 | 0 | 0 | 0 | 0 | 0 | 0 | 0 | 0 | 0 | 0
SA1 | CCGT | 7264.7177 | 4804.368 | 7042.9855 | 4479.8255 | 3694.5285 | 5314.483 | 4869.2405 | 6341.856 | 3673.3688 | 4021.4068 | 4413.134 | 5594.953 | 3279.2128 | 3723.5775 | 0 | 0 | 0 | 0 | 0 | 0 | 0 | 0 | 0 | 0 | 0 | 0 | 0
SA1 | Gas - Steam | 203.0017 | 182.099 | 517.7953 | 0 | 0 | 0 | 0 | 0 | 0 | 0 | 0 | 0 | 0 | 0 | 0 | 0 | 0 | 0 | 0 | 0 | 0 | 0 | 0 | 0 | 0 | 0 | 0
SA1 | OCGT / Diesel | 1562.6601 | 1357.7907 | 2574.2925 | 1641.0679 | 1218.5076 | 1838.86 | 1701.8096 | 3280.1278 | 1596.2367 | 1902.1699 | 2656.5695 | 3994.3897 | 2008.5487 | 2210.8301 | 2407.2647 | 2396.7459 | 3316.6603 | 2309.2493 | 1483.7423 | 1759.4938 | 2224.3386 | 398.227 | 325.2124 | 189.1861 | 107.4432 | 180.9591 | 198.4429
SA1 | Hydro | 0 | 0 | 0 | 0 | 0 | 0 | 0 | 0 | 0 | 0 | 0 | 0 | 0 | 0 | 0 | 0 | 0 | 0 | 0 | 0 | 0 | 0 | 0 | 0 | 0 | 0 | 0
SA1 | Hydrogen Turbine | 0 | 0 | 0 | 0 | 0 | 0 | 0 | 0 | 0 | 0 | 0 | 0 | 0 | 0 | 0 | 0 | 0 | 0 | 0 | 0 | 0 | 0 | 0 | 0 | 0 | 0 | 0
SA1 | Wind | 591.2382 | 655.6933 | 603.6604 | 705.6799 | 657.7676 | 750.4822 | 736.6424 | 672.988 | 683.8941 | 639.8583 | 619.6164 | 532.6517 | 550.5543 | 523.6204 | 538.7974 | 523.8838 | 470.816 | 469.9274 | 415.4795 | 456.3974 | 384.9504 | 423.6462 | 378.8867 | 440.4797 | 470.002 | 440.9514 | 464.6083
SA1 | Solar PV | 112.895 | 91.9424 | 89.7813 | 82.0638 | 78.4999 | 73.5284 | 67.2119 | 61.0246 | 56.5616 | 100.8605 | 90.8337 | 145.2492 | 139.1497 | 141.4803 | 186.3449 | 177.9976 | 175.8208 | 265.4151 | 326.9184 | 290.8799 | 413.9185 | 376.2003 | 396.5409 | 325.0111 | 294.5906 | 303.7197 | 277.3565
SA1 | Grid Battery | 16.1471 | 15.5849 | 14.2896 | 13.3331 | 12.6393 | 11.7243 | 10.9664 | 10.0301 | 9.2408 | 147.7794 | 132.4358 | 120.5633 | 162.745 | 159.5129 | 182.779 | 172.0811 | 164.7169 | 231.8464 | 323.1274 | 263.5032 | 375.0184 | 352.4522 | 377.2813 | 282.9641 | 238.8651 | 245.6253 | 201.2604
SA1 | Pumped Hydro | 0 | 0 | 0.00019203 | 0.00027024 | 0.00026494 | 0.00024757 | 0.00024203 | 0.00028912 | 0.00027953 | 0.00026266 | 0.00024884 | 0.00023858 | 0.00027763 | 0.00026297 | 0.00031085 | 0.00029987 | 0.00029345 | 0.00030889 | 0.00033727 | 0.00032866 | 0.00031867 | 0.00037272 | 0.00035972 | 0.00032796 | 0.00031706 | 0.00030219 | 0.00031451
SA1 | VPP | 6.1759 | 8.361 | 10.172 | 11.4312 | 12.9446 | 14.1381 | 16.7052 | 18.5276 | 20.227 | 23.0325 | 25.9914 | 26.7011 | 28.9933 | 31.8865 | 31.2264 | 31.7873 | 31.4453 | 29.9689 | 31.2057 | 29.8901 | 30.5227 | 29.8294 | 31.6623 | 28.0435 | 26.3252 | 27.4084 | 25.0251
Total excluding storage |  | 9756.8358 | 7115.8393 | 10852.9769 | 6933.4017 | 5674.8877 | 8003.2162 | 7402.5762 | 10384.5543 | 6039.5292 | 6835.1075 | 7938.581 | 10414.5082 | 6169.2041 | 6790.908 | 3346.4127 | 3302.4959 | 4159.4597 | 3306.4074 | 2580.4737 | 2800.1646 | 3428.749 | 1580.3555 | 1509.5839 | 1265.6848 | 1137.2264 | 1198.6643 | 1166.6935
Region | Technology | 2023-24 | 2024-25 | 2025-26 | 2026-27 | 2027-28 | 2028-29 | 2029-30 | 2030-31 | 2031-32 | 2032-33 | 2033-34 | 2034-35 | 2035-36 | 2036-37 | 2037-38 | 2038-39 | 2039-40 | 2040-41 | 2041-42 | 2042-43 | 2043-44 | 2044-45 | 2045-46 | 2046-47 | 2047-48 | 2048-49 | 2049-50
TAS1 | Black Coal | 0 | 0 | 0 | 0 | 0 | 0 | 0 | 0 | 0 | 0 | 0 | 0 | 0 | 0 | 0 | 0 | 0 | 0 | 0 | 0 | 0 | 0 | 0 | 0 | 0 | 0 | 0
TAS1 | Brown Coal | 0 | 0 | 0 | 0 | 0 | 0 | 0 | 0 | 0 | 0 | 0 | 0 | 0 | 0 | 0 | 0 | 0 | 0 | 0 | 0 | 0 | 0 | 0 | 0 | 0 | 0 | 0
TAS1 | CCGT | 0 | 0 | 0 | 0 | 0 | 0 | 0 | 0 | 0 | 0 | 0 | 0 | 0 | 0 | 0 | 0 | 0 | 0 | 0 | 0 | 0 | 0 | 0 | 0 | 0 | 0 | 0
TAS1 | Gas - Steam | 0 | 0 | 0 | 0 | 0 | 0 | 0 | 0 | 0 | 0 | 0 | 0 | 0 | 0 | 0 | 0 | 0 | 0 | 0 | 0 | 0 | 0 | 0 | 0 | 0 | 0 | 0
TAS1 | OCGT / Diesel | 0.00091286 | 0.0011427 | 0.0011499 | 1.4559 | 0.0011349 | 0.0011486 | 9.8167 | 31.4141 | 13.3106 | 58.3434 | 24.2813 | 109.5117 | 62.491 | 62.2673 | 76.9916 | 51.9452 | 227.6006 | 37.2571 | 21.3662 | 35.0759 | 37.6817 | 14.2516 | 17.5083 | 16.9935 | 10.9336 | 29.3979 | 22.1613
TAS1 | Hydro | 79386.8775 | 56061.9762 | 53397.3784 | 48779.4885 | 39550.4931 | 40541.5408 | 50301.4683 | 47089.9832 | 41484.1408 | 38674.5227 | 37990.4424 | 36203.9573 | 30807.0888 | 28115.9558 | 28204.0102 | 25674.4104 | 24149.7611 | 21269.556 | 19232.3507 | 20364.5914 | 19828.4144 | 16581.3841 | 16085.8976 | 18266.153 | 15823.0326 | 14908.6657 | 13343.5335
TAS1 | Hydrogen Turbine | 0 | 0 | 0 | 0 | 0 | 0 | 0 | 0 | 0 | 0 | 0 | 0 | 0 | 0 | 0 | 0 | 0 | 0 | 0 | 0 | 0 | 0 | 0 | 0 | 0 | 0 | 0
TAS1 | Wind | 163.5478 | 378.6122 | 383.7574 | 371.0952 | 403.125 | 372.5467 | 476.7619 | 444.9493 | 704.9212 | 664.8783 | 599.9684 | 588.3702 | 566.1301 | 559.4951 | 507.5383 | 468.1907 | 437.3236 | 458.5206 | 422.702 | 383.8027 | 379.8419 | 354.4914 | 346.5577 | 317.9514 | 292.7756 | 271.6021 | 279.0084
TAS1 | Solar PV | 0 | 4.1674e-05 | 3.8971e-05 | 4.2757e-05 | 3.8868e-05 | 3.154e-05 | 3.1537e-05 | 3.9991e-05 | 3.4753e-05 | 4.7594e-05 | 4.7635e-05 | 6.1677e-05 | 5.7749e-05 | 5.4206e-05 | 4.826e-05 | 4.7073e-05 | 5.8097e-05 | 7.9522 | 7.8768 | 8.286 | 7.4201 | 7.3536 | 7.0047 | 5.6558 | 5.9782 | 5.7139 | 5.0967
TAS1 | Grid Battery | 0 | 0.00018191 | 0.00020209 | 0.0002161 | 0.00024632 | 0.00023517 | 0.00027408 | 0.00043331 | 0.00051317 | 0.00059425 | 0.0005808 | 0.00054259 | 0.00057108 | 0.00053435 | 0.00058019 | 0.00055812 | 0.00056089 | 0.00070982 | 0.00068165 | 0.00064928 | 0.00068496 | 0.00084876 | 0.00079468 | 0.00071355 | 0.00073058 | 0.00073968 | 0.0008635
TAS1 | Pumped Hydro | 0 | 0 | 0.0003191 | 0.00032789 | 0.00037125 | 0.00038525 | 0.00057034 | 11.6341 | 14.6009 | 120.999 | 117.9673 | 102.7714 | 121.5305 | 115.6024 | 128.5136 | 117.8916 | 118.0502 | 105.2149 | 97.6319 | 92.1309 | 82.1713 | 83.3599 | 79.6094 | 69.2713 | 65.5966 | 61.0432 | 55.5865
TAS1 | VPP | 0.038499 | 0.33677 | 0.45964 | 0.76256 | 1.2283 | 1.5659 | 2.475 | 3.0405 | 3.9089 | 4.0985 | 4.5506 | 4.428 | 4.8705 | 5.2785 | 5.0901 | 4.9517 | 5.6444 | 5.2809 | 5.5115 | 5.3064 | 4.8449 | 5.1703 | 5.2936 | 4.559 | 4.6106 | 4.8348 | 4.5872
Total excluding storage |  | 79550.4648 | 56440.9265 | 53781.5971 | 49152.8028 | 39954.8482 | 40915.6552 | 50790.5227 | 47581.0217 | 42220.8829 | 39522.8427 | 38737.2107 | 37009.0393 | 31562.1116 | 28858.5996 | 28922.1443 | 26317.3902 | 24938.3806 | 21883.7824 | 19787.4398 | 20889.1938 | 20340.3751 | 17046.0118 | 16541.8721 | 18680.5847 | 16202.928 | 15281.2583 | 13709.9744
Explicitly modelled pumping
Region | Technology | 2023-24 | 2024-25 | 2025-26 | 2026-27 | 2027-28 | 2028-29 | 2029-30 | 2030-31 | 2031-32 | 2032-33 | 2033-34 | 2034-35 | 2035-36 | 2036-37 | 2037-38 | 2038-39 | 2039-40 | 2040-41 | 2041-42 | 2042-43 | 2043-44 | 2044-45 | 2045-46 | 2046-47 | 2047-48 | 2048-49 | 2049-50
NEM | Grid Battery pump | 43.4371 | 40.9554 | 41.0454 | 38.4484 | 35.9398 | 32.708 | 30.7823 | 28.5096 | 26.4408 | 25.4601 | 21.4973 | 18.4244 | 17.7097 | 15.9709 | 13.8688 | 13.1415 | 12.9236 | 11.61 | 7.4954 | 7.0351 | 3.3595 | 3.1107 | 2.984 | 2.5983 | 2.3737 | 2.2933 | 2.0798
NEM | Pumped Hydro Pump | 8460.2909 | 13927.7162 | 12384.7617 | 18981.6834 | 22780.7945 | 25084.9891 | 28709.6903 | 34656.8476 | 35770.5588 | 30192.9913 | 33017.7198 | 29249.6515 | 30564.3927 | 30971.3133 | 25096.1586 | 23421.941 | 20200.4057 | 14986.5306 | 14984.4991 | 15439.6276 | 11329.095 | 10730.0325 | 10857.2285 | 12160.1233 | 9136.3149 | 7828.9419 | 5989.6958
NEM | VPP pump | 22.7077 | 43.1375 | 72.6617 | 100.3726 | 128.6028 | 149.2407 | 188.6876 | 216.3141 | 236.4117 | 262.1781 | 292.4126 | 311.7755 | 344.2467 | 370.6376 | 366.5317 | 377.0666 | 387.5692 | 372.9564 | 383.6567 | 374.2099 | 359.1994 | 365.1331 | 370.9792 | 343.0074 | 335.4084 | 334.7242 | 322.9925
Region | Technology | 2023-24 | 2024-25 | 2025-26 | 2026-27 | 2027-28 | 2028-29 | 2029-30 | 2030-31 | 2031-32 | 2032-33 | 2033-34 | 2034-35 | 2035-36 | 2036-37 | 2037-38 | 2038-39 | 2039-40 | 2040-41 | 2041-42 | 2042-43 | 2043-44 | 2044-45 | 2045-46 | 2046-47 | 2047-48 | 2048-49 | 2049-50
NSW1 | Grid Battery pump | 2.1462 | 2.4787 | 2.7087 | 2.5961 | 2.378 | 2.0824 | 1.9581 | 1.9266 | 1.7861 | 1.7211 | 1.578 | 1.42 | 1.4054 | 0 | 0 | 0 | 0 | 0 | 0 | 0 | 0 | 0 | 0 | 0 | 0 | 0 | 0
NSW1 | Pumped Hydro Pump | 4396.0001 | 7976.1108 | 6896.3772 | 11951.4217 | 15860.6497 | 21558.1937 | 24617.0621 | 29469.6438 | 30992.0392 | 26405.9954 | 29178.0036 | 25869.3368 | 26950.0515 | 27614.2342 | 23513.3823 | 21613.6833 | 18417.5907 | 13524.322 | 13612.3796 | 14087.1871 | 10151.8281 | 9603.0602 | 9961.4355 | 11549.7987 | 8632.3589 | 7260.2642 | 5487.6586
NSW1 | VPP pump | 5.96 | 13.0303 | 22.8527 | 31.8024 | 40.5615 | 47.2961 | 59.9318 | 70.7473 | 78.8423 | 89.7697 | 101.6297 | 108.8324 | 121.9462 | 129.1464 | 129.835 | 133.0005 | 137.2875 | 131.8775 | 134.5891 | 130.3503 | 123.9095 | 127.91 | 127.8222 | 118.4616 | 114.8718 | 116.1677 | 114.837
Region | Technology | 2023-24 | 2024-25 | 2025-26 | 2026-27 | 2027-28 | 2028-29 | 2029-30 | 2030-31 | 2031-32 | 2032-33 | 2033-34 | 2034-35 | 2035-36 | 2036-37 | 2037-38 | 2038-39 | 2039-40 | 2040-41 | 2041-42 | 2042-43 | 2043-44 | 2044-45 | 2045-46 | 2046-47 | 2047-48 | 2048-49 | 2049-50
QLD1 | Grid Battery pump | 5.5705 | 5.2744 | 5.1105 | 4.8798 | 4.6388 | 4.2344 | 3.9505 | 3.8193 | 3.6155 | 3.4632 | 3.231 | 3.0063 | 2.7806 | 2.7016 | 2.3313 | 2.2463 | 2.2282 | 2.1205 | 2.0366 | 1.9969 | 1.8508 | 1.7146 | 1.6605 | 1.5033 | 1.4036 | 1.3029 | 1.2432
QLD1 | Pumped Hydro Pump | 4064.2908 | 5951.6054 | 5488.3845 | 7030.2617 | 6920.1448 | 3526.7954 | 4092.6282 | 5187.2038 | 4778.5196 | 3786.9959 | 3839.7162 | 3380.3147 | 3614.3412 | 3357.0791 | 1582.7762 | 1808.2577 | 1782.815 | 1462.2085 | 1372.1195 | 1352.4405 | 1177.2669 | 1126.9723 | 895.7929 | 610.3246 | 503.9561 | 568.6777 | 502.0372
QLD1 | VPP pump | 5.2688 | 10.6197 | 17.8965 | 26.3928 | 33.8816 | 41.1298 | 53.972 | 64.2391 | 71.0657 | 78.452 | 89.1703 | 96.8243 | 103.7507 | 111.8458 | 109.3602 | 113.8313 | 117.5963 | 117.0821 | 115.8481 | 117.1575 | 114.8839 | 111.2409 | 111.8284 | 107.5752 | 104.3741 | 100.6199 | 99.2
Region | Technology | 2023-24 | 2024-25 | 2025-26 | 2026-27 | 2027-28 | 2028-29 | 2029-30 | 2030-31 | 2031-32 | 2032-33 | 2033-34 | 2034-35 | 2035-36 | 2036-37 | 2037-38 | 2038-39 | 2039-40 | 2040-41 | 2041-42 | 2042-43 | 2043-44 | 2044-45 | 2045-46 | 2046-47 | 2047-48 | 2048-49 | 2049-50
VIC1 | Grid Battery pump | 16.6736 | 14.7513 | 16.3466 | 15.2017 | 13.9338 | 12.5619 | 11.8682 | 10.9308 | 10.1192 | 9.7657 | 6.8115 | 6.1491 | 6.016 | 5.8033 | 4.8479 | 4.5447 | 4.7627 | 4.0266 | 0 | 0 | 0 | 0 | 0 | 0 | 0 | 0 | 0
VIC1 | Pumped Hydro Pump | 0 | 0 | 0 | 0 | 0 | 0 | 0 | 0 | 0 | 0 | 0 | 0 | 0 | 0 | 0 | 0 | 0 | 0 | 0 | 0 | 0 | 0 | 0 | 0 | 0 | 0 | 0
VIC1 | VPP pump | 4.1872 | 9.2393 | 19.4187 | 27.8313 | 37.4391 | 42.384 | 52.1546 | 56.0081 | 58.1134 | 61.9713 | 65.731 | 69.5027 | 78.7098 | 85.8948 | 84.632 | 86.898 | 89.1495 | 82.3981 | 90.1508 | 85.2241 | 78.8179 | 84.7981 | 87.7907 | 78.7199 | 79.6379 | 80.1272 | 74.1148
Region | Technology | 2023-24 | 2024-25 | 2025-26 | 2026-27 | 2027-28 | 2028-29 | 2029-30 | 2030-31 | 2031-32 | 2032-33 | 2033-34 | 2034-35 | 2035-36 | 2036-37 | 2037-38 | 2038-39 | 2039-40 | 2040-41 | 2041-42 | 2042-43 | 2043-44 | 2044-45 | 2045-46 | 2046-47 | 2047-48 | 2048-49 | 2049-50
SA1 | Grid Battery pump | 19.0469 | 18.451 | 16.8797 | 15.7707 | 14.9892 | 13.8294 | 13.0055 | 11.8329 | 10.9199 | 10.5101 | 9.8768 | 7.849 | 7.5078 | 7.466 | 6.6897 | 6.3504 | 5.9327 | 5.4629 | 5.4588 | 5.0382 | 1.5087 | 1.3961 | 1.3234 | 1.095 | 0.97006 | 0.99032 | 0.83658
SA1 | Pumped Hydro Pump | 0 | 0 | 0 | 0 | 0 | 0 | 0 | 0 | 0 | 0 | 0 | 0 | 0 | 0 | 0 | 0 | 0 | 0 | 0 | 0 | 0 | 0 | 0 | 0 | 0 | 0 | 0
SA1 | VPP pump | 7.2477 | 9.8507 | 11.9541 | 13.4492 | 15.2684 | 16.5953 | 19.7059 | 21.7537 | 23.7913 | 27.1598 | 30.5271 | 31.4072 | 34.1121 | 37.5161 | 36.7395 | 37.5092 | 36.8963 | 35.3595 | 36.6068 | 35.2351 | 35.8886 | 35.1015 | 37.285 | 32.912 | 31.0749 | 32.1458 | 29.4435
Region | Technology | 2023-24 | 2024-25 | 2025-26 | 2026-27 | 2027-28 | 2028-29 | 2029-30 | 2030-31 | 2031-32 | 2032-33 | 2033-34 | 2034-35 | 2035-36 | 2036-37 | 2037-38 | 2038-39 | 2039-40 | 2040-41 | 2041-42 | 2042-43 | 2043-44 | 2044-45 | 2045-46 | 2046-47 | 2047-48 | 2048-49 | 2049-50
TAS1 | Grid Battery pump | 0 | 0 | 0 | 0 | 0 | 0 | 0 | 0 | 0 | 0 | 0 | 0 | 0 | 0 | 0 | 0 | 0 | 0 | 0 | 0 | 0 | 0 | 0 | 0 | 0 | 0 | 0
TAS1 | Pumped Hydro Pump | 0 | 0 | 0 | 0 | 0 | 0 | 0 | 0 | 0 | 0 | 0 | 0 | 0 | 0 | 0 | 0 | 0 | 0 | 0 | 0 | 0 | 0 | 0 | 0 | 0 | 0 | 0
TAS1 | VPP pump | 0.043958 | 0.39761 | 0.53976 | 0.89692 | 1.4521 | 1.8354 | 2.9233 | 3.566 | 4.599 | 4.8253 | 5.3545 | 5.2089 | 5.728 | 6.2345 | 5.9649 | 5.8276 | 6.6396 | 6.2391 | 6.4617 | 6.2429 | 5.6995 | 6.0827 | 6.2531 | 5.3387 | 5.4496 | 5.6636 | 5.3972

## Option 3A_FOM Cost
FOM cost by technology ($000s) - Option 3A, Step Change Scenario
FOM | Real June 2021 dollars discounted to 1 July 2021. For new entrant capacity, the FOM is incurred annually in modelling. For existing capacity, FOM is considered to be a sunk cost, since the fixed retirement dates are assumed to be the same in the Base Case and the option case.
Explicitly modelled generation
Region | Technology | 2023-24 | 2024-25 | 2025-26 | 2026-27 | 2027-28 | 2028-29 | 2029-30 | 2030-31 | 2031-32 | 2032-33 | 2033-34 | 2034-35 | 2035-36 | 2036-37 | 2037-38 | 2038-39 | 2039-40 | 2040-41 | 2041-42 | 2042-43 | 2043-44 | 2044-45 | 2045-46 | 2046-47 | 2047-48 | 2048-49 | 2049-50
NEM | Black Coal | 0 | 0 | 0 | 0 | 0 | 0 | 0 | 0 | 0 | 0 | 0 | 0 | 0 | 0 | 0 | 0 | 0 | 0 | 0 | 0 | 0 | 0 | 0 | 0 | 0 | 0 | 0
NEM | Brown Coal | 0 | 0 | 0 | 0 | 0 | 0 | 0 | 0 | 0 | 0 | 0 | 0 | 0 | 0 | 0 | 0 | 0 | 0 | 0 | 0 | 0 | 0 | 0 | 0 | 0 | 0 | 0
NEM | CCGT | 0 | 0 | 0 | 0 | 0 | 0 | 0 | 0 | 0 | 0 | 0 | 0 | 0 | 0 | 0 | 0 | 0 | 0 | 0 | 0 | 0 | 0 | 0 | 0 | 0 | 0 | 0
NEM | Gas - Steam | 0 | 0 | 0 | 0 | 0 | 0 | 0 | 0 | 0 | 0 | 0 | 0 | 0 | 0 | 0 | 0 | 0 | 0 | 0 | 0 | 0 | 0 | 0 | 0 | 0 | 0 | 0
NEM | OCGT / Diesel | 0 | 0.014196 | 0.013458 | 0.013169 | 0.012575 | 950.5108 | 900.9582 | 853.9894 | 811.6269 | 767.1569 | 727.163 | 689.2543 | 3600.2354 | 3402.972 | 10215.5806 | 9683.0148 | 9202.684 | 8698.4522 | 8244.9784 | 7815.1454 | 10652.7159 | 16320.1489 | 15469.3355 | 19667.1369 | 18691.5385 | 23256.7485 | 22044.3115
NEM | Hydro | 0 | 0 | 0 | 0 | 0 | 0 | 0 | 0 | 0 | 0 | 0 | 0 | 0 | 0 | 0 | 0 | 0 | 0 | 0 | 0 | 0 | 0 | 0 | 0 | 0 | 0 | 0
NEM | Hydrogen Turbine | 0 | 0 | 0 | 0 | 0 | 0 | 0 | 0 | 0 | 0 | 0 | 0 | 0 | 0 | 0 | 0 | 0 | 0 | 0 | 0 | 0 | 0 | 0 | 0 | 0 | 0 | 0
NEM | Wind | 0 | 117581.7266 | 112530.7672 | 148296.1482 | 226573.5727 | 300420.7291 | 311555.6151 | 345167.8952 | 345040.3775 | 368299.3696 | 398989.7191 | 381340.5814 | 381050.6454 | 370103.3131 | 402148.4516 | 384994.6327 | 369118.1945 | 354853.1636 | 341494.2613 | 352387.9926 | 354884.9115 | 337622.5592 | 326139.6128 | 363890.9673 | 367753.0993 | 360668.7082 | 347853.9286
NEM | Solar PV | 0 | 0.08561 | 12586.3193 | 11930.1777 | 11346.0378 | 19139.524 | 30414.8722 | 52272.183 | 53304.7852 | 80395.3071 | 92181.136 | 106162.5289 | 100896.2823 | 98331.297 | 133239.6358 | 134870.4364 | 200651.3266 | 234449.17 | 251490.2682 | 294307.9952 | 310990.261 | 299302.9584 | 285314.0179 | 297853.3176 | 288951.5191 | 292490.5697 | 302272.2455
NEM | Grid Battery | 0 | 0.081513 | 9107.1553 | 8632.4345 | 20346.2004 | 41891.8905 | 41005.6322 | 45652.2963 | 43879.4298 | 76938.108 | 75625.7383 | 71683.1647 | 75312.4501 | 71185.9444 | 70540.7144 | 66863.2378 | 96467.0553 | 103251.7755 | 134650.7443 | 151884.4479 | 155252.3649 | 158285.8557 | 150167.4157 | 142338.7946 | 135278.009 | 146098.1166 | 139643.3475
NEM | Pumped Hydro | 0 | 0 | 6082.2062 | 5765.1388 | 5735.9691 | 7208.0034 | 6832.2387 | 7010.4557 | 6662.6995 | 11021.1829 | 10446.6197 | 11850.4052 | 12245.6188 | 11574.6593 | 23474.4509 | 22250.6646 | 23757.5888 | 22455.8679 | 21285.1861 | 20175.533 | 19174.7167 | 18580.9816 | 17612.3054 | 20155.5903 | 19155.7621 | 18106.1843 | 17162.2613
NEM | VPP | 0 | 0 | 0 | 0 | 0 | 0 | 0 | 0 | 0 | 0 | 0 | 0 | 0 | 0 | 0 | 0 | 0 | 0 | 0 | 0 | 0 | 0 | 0 | 0 | 0 | 0 | 0
Total excluding storage |  | 0 | 117581.908 | 140306.4613 | 174623.9125 | 264001.7926 | 369610.6579 | 390709.3164 | 450956.8196 | 449698.9189 | 537421.1245 | 577970.3762 | 571725.9346 | 573105.2321 | 554598.186 | 639618.8333 | 618661.9863 | 699196.8493 | 723708.4292 | 757165.4383 | 826571.1141 | 850954.97 | 830112.5038 | 794702.6872 | 843905.8068 | 829829.9281 | 840620.3273 | 828976.0944
Region | Technology | 2023-24 | 2024-25 | 2025-26 | 2026-27 | 2027-28 | 2028-29 | 2029-30 | 2030-31 | 2031-32 | 2032-33 | 2033-34 | 2034-35 | 2035-36 | 2036-37 | 2037-38 | 2038-39 | 2039-40 | 2040-41 | 2041-42 | 2042-43 | 2043-44 | 2044-45 | 2045-46 | 2046-47 | 2047-48 | 2048-49 | 2049-50
NSW1 | Black Coal | 0 | 0 | 0 | 0 | 0 | 0 | 0 | 0 | 0 | 0 | 0 | 0 | 0 | 0 | 0 | 0 | 0 | 0 | 0 | 0 | 0 | 0 | 0 | 0 | 0 | 0 | 0
NSW1 | Brown Coal | 0 | 0 | 0 | 0 | 0 | 0 | 0 | 0 | 0 | 0 | 0 | 0 | 0 | 0 | 0 | 0 | 0 | 0 | 0 | 0 | 0 | 0 | 0 | 0 | 0 | 0 | 0
NSW1 | CCGT | 0 | 0 | 0 | 0 | 0 | 0 | 0 | 0 | 0 | 0 | 0 | 0 | 0 | 0 | 0 | 0 | 0 | 0 | 0 | 0 | 0 | 0 | 0 | 0 | 0 | 0 | 0
NSW1 | Gas - Steam | 0 | 0 | 0 | 0 | 0 | 0 | 0 | 0 | 0 | 0 | 0 | 0 | 0 | 0 | 0 | 0 | 0 | 0 | 0 | 0 | 0 | 0 | 0 | 0 | 0 | 0 | 0
NSW1 | OCGT / Diesel | 0 | 0.0063973 | 0.0060637 | 0.0057476 | 0.0054648 | 0.0051708 | 0.0049082 | 0.0046584 | 0.0044307 | 0.0041925 | 0.0039835 | 0.0037862 | 0.0036008 | 0.0034125 | 3647.9127 | 3457.7371 | 3286.2143 | 3106.1566 | 2944.2243 | 2790.7339 | 2652.2984 | 3446.7636 | 3267.0745 | 3858.8993 | 3667.4766 | 3466.5314 | 3285.8118
NSW1 | Hydro | 0 | 0 | 0 | 0 | 0 | 0 | 0 | 0 | 0 | 0 | 0 | 0 | 0 | 0 | 0 | 0 | 0 | 0 | 0 | 0 | 0 | 0 | 0 | 0 | 0 | 0 | 0
NSW1 | Hydrogen Turbine | 0 | 0 | 0 | 0 | 0 | 0 | 0 | 0 | 0 | 0 | 0 | 0 | 0 | 0 | 0 | 0 | 0 | 0 | 0 | 0 | 0 | 0 | 0 | 0 | 0 | 0 | 0
NSW1 | Wind | 0 | 53860.1941 | 52131.2097 | 67155.7855 | 121942.4227 | 128470.4897 | 125933.4166 | 120125.4955 | 114166.609 | 124855.0715 | 128371.4528 | 124583.6649 | 137030.2086 | 137665.5821 | 134391.0175 | 127384.853 | 121177.6501 | 116676.7298 | 113115.0459 | 118551.2492 | 127284.5524 | 120310.4007 | 114367.9671 | 117400.6389 | 123230.0661 | 116478.0713 | 110405.7774
NSW1 | Solar PV | 0 | 0.034705 | 12586.2579 | 11930.1036 | 11345.9643 | 17512.9156 | 28549.3517 | 42985.7933 | 40853.4612 | 43647.6004 | 49006.1221 | 46451.339 | 44147.0966 | 43610.8081 | 56479.1073 | 58267.6047 | 78619.2699 | 89553.5511 | 86839.6218 | 89755.2249 | 88628.8581 | 83772.7208 | 79405.4227 | 85981.702 | 85004.6795 | 86091.3152 | 90055.3903
NSW1 | Grid Battery | 0 | 0.051491 | 9107.1223 | 8632.3481 | 20346.1129 | 26091.892 | 26029.3277 | 24672.3635 | 23448.4796 | 32755.3339 | 31047.7108 | 29429.1099 | 27969.2749 | 26436.7878 | 25058.5672 | 23752.197 | 38315.47 | 36216.1058 | 42087.9953 | 41236.4986 | 40187.723 | 42396.2719 | 40319.4687 | 38217.5156 | 36321.7169 | 42710.9244 | 40484.3168
NSW1 | Pumped Hydro | 0 | 0 | 6082.1781 | 5765.098 | 5735.9276 | 5421.6476 | 5139.0026 | 4871.0928 | 4629.4598 | 4375.8034 | 4147.6811 | 3931.4514 | 3736.4307 | 3531.705 | 3347.6025 | 3173.083 | 3015.6807 | 2850.4462 | 2701.845 | 2560.9908 | 2433.9526 | 2300.6074 | 2180.6706 | 2066.9941 | 1964.4598 | 1856.8235 | 1760.0223
NSW1 | VPP | 0 | 0 | 0 | 0 | 0 | 0 | 0 | 0 | 0 | 0 | 0 | 0 | 0 | 0 | 0 | 0 | 0 | 0 | 0 | 0 | 0 | 0 | 0 | 0 | 0 | 0 | 0
Total excluding storage |  | 0 | 53860.2867 | 79906.7741 | 93483.341 | 159370.4329 | 177496.9501 | 185651.1035 | 192654.7498 | 183098.0141 | 205633.8134 | 212572.9708 | 204395.569 | 212883.0145 | 211244.8864 | 222924.2072 | 216035.4749 | 244414.2851 | 248402.9895 | 247688.7323 | 254894.6975 | 261187.3844 | 252226.7645 | 239540.6036 | 247525.7498 | 250188.3989 | 250603.6659 | 245991.3186
Region | Technology | 2023-24 | 2024-25 | 2025-26 | 2026-27 | 2027-28 | 2028-29 | 2029-30 | 2030-31 | 2031-32 | 2032-33 | 2033-34 | 2034-35 | 2035-36 | 2036-37 | 2037-38 | 2038-39 | 2039-40 | 2040-41 | 2041-42 | 2042-43 | 2043-44 | 2044-45 | 2045-46 | 2046-47 | 2047-48 | 2048-49 | 2049-50
QLD1 | Black Coal | 0 | 0 | 0 | 0 | 0 | 0 | 0 | 0 | 0 | 0 | 0 | 0 | 0 | 0 | 0 | 0 | 0 | 0 | 0 | 0 | 0 | 0 | 0 | 0 | 0 | 0 | 0
QLD1 | Brown Coal | 0 | 0 | 0 | 0 | 0 | 0 | 0 | 0 | 0 | 0 | 0 | 0 | 0 | 0 | 0 | 0 | 0 | 0 | 0 | 0 | 0 | 0 | 0 | 0 | 0 | 0 | 0
QLD1 | CCGT | 0 | 0 | 0 | 0 | 0 | 0 | 0 | 0 | 0 | 0 | 0 | 0 | 0 | 0 | 0 | 0 | 0 | 0 | 0 | 0 | 0 | 0 | 0 | 0 | 0 | 0 | 0
QLD1 | Gas - Steam | 0 | 0 | 0 | 0 | 0 | 0 | 0 | 0 | 0 | 0 | 0 | 0 | 0 | 0 | 0 | 0 | 0 | 0 | 0 | 0 | 0 | 0 | 0 | 0 | 0 | 0 | 0
QLD1 | OCGT / Diesel | 0 | 0.0015812 | 0.0014998 | 0.0015214 | 0.0014562 | 950.5002 | 900.9481 | 853.9792 | 811.6172 | 767.1472 | 727.1537 | 689.2453 | 655.0549 | 619.1633 | 3554.5719 | 3369.2625 | 3202.1286 | 3026.6781 | 2868.8892 | 2719.3263 | 2584.4327 | 2442.8269 | 2315.4757 | 6436.8773 | 6117.5727 | 11371.7306 | 10778.8916
QLD1 | Hydro | 0 | 0 | 0 | 0 | 0 | 0 | 0 | 0 | 0 | 0 | 0 | 0 | 0 | 0 | 0 | 0 | 0 | 0 | 0 | 0 | 0 | 0 | 0 | 0 | 0 | 0 | 0
QLD1 | Hydrogen Turbine | 0 | 0 | 0 | 0 | 0 | 0 | 0 | 0 | 0 | 0 | 0 | 0 | 0 | 0 | 0 | 0 | 0 | 0 | 0 | 0 | 0 | 0 | 0 | 0 | 0 | 0 | 0
QLD1 | Wind | 0 | 23411.5571 | 22191.0496 | 30840.5909 | 50013.0216 | 98575.2836 | 94289.599 | 113720.679 | 108435.0847 | 120054.965 | 130015.0506 | 123483.7245 | 117358.2512 | 110927.9805 | 126884.6599 | 120269.8198 | 114303.7739 | 110469.7935 | 107330.267 | 110050.4161 | 109862.1348 | 103842.5875 | 98428.9935 | 119980.0557 | 118806.1105 | 121349.7992 | 116059.9468
QLD1 | Solar PV | 0 | 0.01408 | 0.019654 | 0.019538 | 0.018829 | 1626.556 | 1865.4684 | 9286.3149 | 12451.2493 | 22052.7743 | 29246.168 | 35759.8735 | 33985.9866 | 32123.8325 | 45625.5347 | 47090.9877 | 90452.866 | 101241.0467 | 99019.234 | 135984.7685 | 129251.7725 | 122169.8314 | 117415.3188 | 125599.8681 | 121530.2262 | 122476.5971 | 128706.7705
QLD1 | Grid Battery | 0 | 0.0068219 | 0.0075554 | 0.011279 | 0.013959 | 15799.9289 | 14976.236 | 18197.7739 | 17786.797 | 30932.0505 | 32018.0995 | 30348.9096 | 28843.4366 | 27263.0521 | 25841.7556 | 24494.5554 | 39123.3113 | 36979.6736 | 47844.9771 | 68261.4333 | 64875.2902 | 61320.6545 | 58123.8432 | 55093.6905 | 52360.7399 | 59344.6921 | 56250.8931
QLD1 | Pumped Hydro | 0 | 0 | 0.0063609 | 0.0093944 | 0.0092427 | 1786.3238 | 1693.198 | 1604.9271 | 1525.3139 | 1441.7392 | 1366.5778 | 3243.7301 | 3082.8233 | 2913.9098 | 14649.1968 | 13885.4946 | 15807.3767 | 14941.2616 | 14162.3333 | 13424.0127 | 12758.1077 | 12059.0677 | 11430.3959 | 14295.9527 | 13586.7946 | 12842.3495 | 12172.8431
QLD1 | VPP | 0 | 0 | 0 | 0 | 0 | 0 | 0 | 0 | 0 | 0 | 0 | 0 | 0 | 0 | 0 | 0 | 0 | 0 | 0 | 0 | 0 | 0 | 0 | 0 | 0 | 0 | 0
Total excluding storage |  | 0 | 23411.5796 | 22191.0847 | 30840.6326 | 50013.065 | 118738.5926 | 113725.4495 | 143663.6741 | 141010.062 | 175248.6762 | 193373.0496 | 193525.4829 | 183925.5528 | 173847.9382 | 216555.7188 | 209110.12 | 262889.4565 | 266658.4535 | 271225.7005 | 330439.9569 | 319331.7379 | 301834.9679 | 287714.0271 | 321406.4442 | 312401.4438 | 327385.1685 | 323969.345
Region | Technology | 2023-24 | 2024-25 | 2025-26 | 2026-27 | 2027-28 | 2028-29 | 2029-30 | 2030-31 | 2031-32 | 2032-33 | 2033-34 | 2034-35 | 2035-36 | 2036-37 | 2037-38 | 2038-39 | 2039-40 | 2040-41 | 2041-42 | 2042-43 | 2043-44 | 2044-45 | 2045-46 | 2046-47 | 2047-48 | 2048-49 | 2049-50
VIC1 | Black Coal | 0 | 0 | 0 | 0 | 0 | 0 | 0 | 0 | 0 | 0 | 0 | 0 | 0 | 0 | 0 | 0 | 0 | 0 | 0 | 0 | 0 | 0 | 0 | 0 | 0 | 0 | 0
VIC1 | Brown Coal | 0 | 0 | 0 | 0 | 0 | 0 | 0 | 0 | 0 | 0 | 0 | 0 | 0 | 0 | 0 | 0 | 0 | 0 | 0 | 0 | 0 | 0 | 0 | 0 | 0 | 0 | 0
VIC1 | CCGT | 0 | 0 | 0 | 0 | 0 | 0 | 0 | 0 | 0 | 0 | 0 | 0 | 0 | 0 | 0 | 0 | 0 | 0 | 0 | 0 | 0 | 0 | 0 | 0 | 0 | 0 | 0
VIC1 | Gas - Steam | 0 | 0 | 0 | 0 | 0 | 0 | 0 | 0 | 0 | 0 | 0 | 0 | 0 | 0 | 0 | 0 | 0 | 0 | 0 | 0 | 0 | 0 | 0 | 0 | 0 | 0 | 0
VIC1 | OCGT / Diesel | 0 | 0.0031515 | 0.0029872 | 0.0028396 | 0.0027014 | 0.0025628 | 0.0024356 | 0.0023158 | 0.0022034 | 0.0021306 | 0.0020262 | 0.0019939 | 2945.1677 | 2783.7966 | 3013.0838 | 2856.0036 | 2714.3301 | 2565.607 | 2431.855 | 2305.0758 | 5244.2109 | 10268.1936 | 9732.8849 | 9225.4834 | 8767.8485 | 8287.4421 | 7855.3954
VIC1 | Hydro | 0 | 0 | 0 | 0 | 0 | 0 | 0 | 0 | 0 | 0 | 0 | 0 | 0 | 0 | 0 | 0 | 0 | 0 | 0 | 0 | 0 | 0 | 0 | 0 | 0 | 0 | 0
VIC1 | Hydrogen Turbine | 0 | 0 | 0 | 0 | 0 | 0 | 0 | 0 | 0 | 0 | 0 | 0 | 0 | 0 | 0 | 0 | 0 | 0 | 0 | 0 | 0 | 0 | 0 | 0 | 0 | 0 | 0
VIC1 | Wind | 0 | 18676.3779 | 17702.7281 | 24627.5582 | 28316.3322 | 34296.1767 | 43261.7076 | 63700.1185 | 60540.2429 | 62302.1305 | 81339.4872 | 77099.041 | 73274.5037 | 69259.6613 | 84079.8888 | 82258.6154 | 78178.1634 | 74109.0078 | 70245.5052 | 70640.4915 | 67136.3358 | 63457.8133 | 65938.1416 | 71199.0743 | 68193.1088 | 66965.0263 | 64664.0335
VIC1 | Solar PV | 0 | 0.012281 | 0.011936 | 0.024742 | 0.026309 | 0.025041 | 0.025231 | 0.033248 | 0.035128 | 11106.8199 | 10527.7914 | 14852.0882 | 14115.3428 | 14422.6317 | 15155.447 | 14365.3537 | 15710.1286 | 14849.3423 | 32402.5245 | 34812.2629 | 42480.6538 | 45505.4823 | 43133.1589 | 41500.9598 | 39660.6598 | 41690.5791 | 42771.3869
VIC1 | Grid Battery | 0 | 0.010423 | 0.0099815 | 0.048767 | 0.046563 | 0.044023 | 0.041878 | 2782.0198 | 2644.0165 | 4803.1584 | 4552.7569 | 4315.4095 | 8014.9388 | 7575.7858 | 7180.8417 | 6806.4853 | 7804.1135 | 12616.9301 | 22835.143 | 21644.6859 | 22529.7479 | 26226.7766 | 24859.504 | 23563.5123 | 22394.6326 | 21167.5902 | 21225.7402
VIC1 | Pumped Hydro | 0 | 0 | 0.0058161 | 0.012883 | 0.012312 | 0.011694 | 0.01116 | 0.016513 | 0.015706 | 0.014889 | 0.014157 | 0.013466 | 0.016507 | 0.015727 | 0.032447 | 0.030795 | 0.029701 | 0.028225 | 0.028791 | 0.027376 | 0.026111 | 338.9063 | 321.2386 | 304.4916 | 289.3872 | 273.5322 | 259.2723
VIC1 | VPP | 0 | 0 | 0 | 0 | 0 | 0 | 0 | 0 | 0 | 0 | 0 | 0 | 0 | 0 | 0 | 0 | 0 | 0 | 0 | 0 | 0 | 0 | 0 | 0 | 0 | 0 | 0
Total excluding storage |  | 0 | 18676.4037 | 17702.7588 | 24627.6474 | 28316.4201 | 34296.26 | 43261.7883 | 66482.1904 | 63184.3124 | 78212.1257 | 96420.0517 | 96266.5542 | 98349.9695 | 94041.8912 | 109429.2937 | 106286.4887 | 104406.7653 | 104140.9154 | 127915.0564 | 129402.5435 | 137390.9745 | 145797.1722 | 143984.928 | 145793.5215 | 139305.637 | 138384.1699 | 136775.8282
Region | Technology | 2023-24 | 2024-25 | 2025-26 | 2026-27 | 2027-28 | 2028-29 | 2029-30 | 2030-31 | 2031-32 | 2032-33 | 2033-34 | 2034-35 | 2035-36 | 2036-37 | 2037-38 | 2038-39 | 2039-40 | 2040-41 | 2041-42 | 2042-43 | 2043-44 | 2044-45 | 2045-46 | 2046-47 | 2047-48 | 2048-49 | 2049-50
SA1 | Black Coal | 0 | 0 | 0 | 0 | 0 | 0 | 0 | 0 | 0 | 0 | 0 | 0 | 0 | 0 | 0 | 0 | 0 | 0 | 0 | 0 | 0 | 0 | 0 | 0 | 0 | 0 | 0
SA1 | Brown Coal | 0 | 0 | 0 | 0 | 0 | 0 | 0 | 0 | 0 | 0 | 0 | 0 | 0 | 0 | 0 | 0 | 0 | 0 | 0 | 0 | 0 | 0 | 0 | 0 | 0 | 0 | 0
SA1 | CCGT | 0 | 0 | 0 | 0 | 0 | 0 | 0 | 0 | 0 | 0 | 0 | 0 | 0 | 0 | 0 | 0 | 0 | 0 | 0 | 0 | 0 | 0 | 0 | 0 | 0 | 0 | 0
SA1 | Gas - Steam | 0 | 0 | 0 | 0 | 0 | 0 | 0 | 0 | 0 | 0 | 0 | 0 | 0 | 0 | 0 | 0 | 0 | 0 | 0 | 0 | 0 | 0 | 0 | 0 | 0 | 0 | 0
SA1 | OCGT / Diesel | 0 | 0.0016026 | 0.00152 | 0.0017392 | 0.0016576 | 0.0015746 | 0.0014998 | 0.0016743 | 0.0015992 | 0.001778 | 0.0016952 | 0.0017059 | 0.0055608 | 0.0052613 | 0.0084508 | 0.0080132 | 0.0076288 | 0.0072162 | 0.0068432 | 0.0064926 | 171.771 | 162.3594 | 153.8951 | 145.8722 | 138.6361 | 131.04 | 124.2085
SA1 | Hydro | 0 | 0 | 0 | 0 | 0 | 0 | 0 | 0 | 0 | 0 | 0 | 0 | 0 | 0 | 0 | 0 | 0 | 0 | 0 | 0 | 0 | 0 | 0 | 0 | 0 | 0 | 0
SA1 | Hydrogen Turbine | 0 | 0 | 0 | 0 | 0 | 0 | 0 | 0 | 0 | 0 | 0 | 0 | 0 | 0 | 0 | 0 | 0 | 0 | 0 | 0 | 0 | 0 | 0 | 0 | 0 | 0 | 0
SA1 | Wind | 0 | 9089.5717 | 8615.7078 | 14097.9626 | 13398.6283 | 25812.1942 | 28111.9845 | 28603.9281 | 27185.0162 | 28263.5435 | 28151.2549 | 26683.6544 | 25360.0763 | 25758.1671 | 31682.0584 | 31279.6122 | 32734.3308 | 31524.1794 | 29880.7389 | 33313.8883 | 31753.7149 | 32196.3098 | 30517.8299 | 39304.8654 | 42311.4832 | 41496.9917 | 43094.9579
SA1 | Solar PV | 0 | 0.019456 | 0.024952 | 0.02471 | 0.023541 | 0.022743 | 0.022299 | 0.036085 | 0.034324 | 3588.1059 | 3401.0483 | 9099.2203 | 8647.8489 | 8174.0176 | 15979.5394 | 15146.4832 | 15869.0534 | 27822.8194 | 32297.6931 | 32873.0896 | 49790.1112 | 47062.02 | 44608.5498 | 44058.4009 | 42078.9052 | 41592.1235 | 40132.1055
SA1 | Grid Battery | 0 | 0.0073791 | 0.0090275 | 0.019359 | 0.018657 | 0.017652 | 0.016997 | 0.12123 | 0.11599 | 8447.5375 | 8007.1447 | 7589.7107 | 10484.7758 | 9910.296 | 12459.5248 | 11809.9763 | 11224.1378 | 17439.0443 | 21882.6081 | 20741.8103 | 27659.5831 | 28342.1246 | 26864.5731 | 25464.0506 | 24200.8937 | 22874.8829 | 21682.3667
SA1 | Pumped Hydro | 0 | 0 | 0.0048898 | 0.0068957 | 0.0066442 | 0.0063367 | 0.0061292 | 0.0073407 | 0.0069915 | 0.0067882 | 0.0065164 | 0.0062497 | 0.006939 | 0.006617 | 0.0079433 | 0.0075603 | 0.0072704 | 0.0073893 | 0.0077574 | 0.0078971 | 0.0077242 | 0.0086577 | 0.0082409 | 0.0078287 | 0.0074617 | 0.0070901 | 0.0072467
SA1 | VPP | 0 | 0 | 0 | 0 | 0 | 0 | 0 | 0 | 0 | 0 | 0 | 0 | 0 | 0 | 0 | 0 | 0 | 0 | 0 | 0 | 0 | 0 | 0 | 0 | 0 | 0 | 0
Total excluding storage |  | 0 | 9089.6001 | 8615.7481 | 14098.0153 | 13398.6788 | 25812.2425 | 28112.0314 | 28604.0945 | 27185.1751 | 40299.1956 | 39559.4561 | 43372.5934 | 44492.7135 | 43842.4926 | 60121.139 | 58236.0873 | 59827.5369 | 76786.0577 | 84061.0547 | 86928.8025 | 109375.1879 | 107762.8224 | 102144.8562 | 108973.1969 | 108729.9257 | 106095.0453 | 105033.6459
Region | Technology | 2023-24 | 2024-25 | 2025-26 | 2026-27 | 2027-28 | 2028-29 | 2029-30 | 2030-31 | 2031-32 | 2032-33 | 2033-34 | 2034-35 | 2035-36 | 2036-37 | 2037-38 | 2038-39 | 2039-40 | 2040-41 | 2041-42 | 2042-43 | 2043-44 | 2044-45 | 2045-46 | 2046-47 | 2047-48 | 2048-49 | 2049-50
TAS1 | Black Coal | 0 | 0 | 0 | 0 | 0 | 0 | 0 | 0 | 0 | 0 | 0 | 0 | 0 | 0 | 0 | 0 | 0 | 0 | 0 | 0 | 0 | 0 | 0 | 0 | 0 | 0 | 0
TAS1 | Brown Coal | 0 | 0 | 0 | 0 | 0 | 0 | 0 | 0 | 0 | 0 | 0 | 0 | 0 | 0 | 0 | 0 | 0 | 0 | 0 | 0 | 0 | 0 | 0 | 0 | 0 | 0 | 0
TAS1 | CCGT | 0 | 0 | 0 | 0 | 0 | 0 | 0 | 0 | 0 | 0 | 0 | 0 | 0 | 0 | 0 | 0 | 0 | 0 | 0 | 0 | 0 | 0 | 0 | 0 | 0 | 0 | 0
TAS1 | Gas - Steam | 0 | 0 | 0 | 0 | 0 | 0 | 0 | 0 | 0 | 0 | 0 | 0 | 0 | 0 | 0 | 0 | 0 | 0 | 0 | 0 | 0 | 0 | 0 | 0 | 0 | 0 | 0
TAS1 | OCGT / Diesel | 0 | 0.0014635 | 0.0013872 | 0.0013209 | 0.001295 | 0.0012903 | 0.0013078 | 0.00154 | 0.001473 | 0.0016509 | 0.0015733 | 0.0015013 | 0.0036721 | 0.0034764 | 0.0037979 | 0.0036046 | 0.0034329 | 0.0032487 | 0.0030943 | 0.0029413 | 0.0028668 | 0.005449 | 0.0051692 | 0.0049044 | 0.0046663 | 0.0044157 | 0.0041904
TAS1 | Hydro | 0 | 0 | 0 | 0 | 0 | 0 | 0 | 0 | 0 | 0 | 0 | 0 | 0 | 0 | 0 | 0 | 0 | 0 | 0 | 0 | 0 | 0 | 0 | 0 | 0 | 0 | 0
TAS1 | Hydrogen Turbine | 0 | 0 | 0 | 0 | 0 | 0 | 0 | 0 | 0 | 0 | 0 | 0 | 0 | 0 | 0 | 0 | 0 | 0 | 0 | 0 | 0 | 0 | 0 | 0 | 0 | 0 | 0
TAS1 | Wind | 0 | 12544.0259 | 11890.072 | 11574.2511 | 12903.168 | 13266.5849 | 19958.9075 | 19017.6741 | 34713.4246 | 32823.6591 | 31112.4736 | 29490.4966 | 28027.6055 | 26491.922 | 25110.8271 | 23801.7323 | 22724.2763 | 22073.4531 | 20922.7044 | 19831.9475 | 18848.1736 | 17815.4478 | 16886.6807 | 16006.3329 | 15212.3308 | 14378.8196 | 13629.2131
TAS1 | Solar PV | 0 | 0.0050876 | 0.0048318 | 0.0050947 | 0.0048718 | 0.0046343 | 0.0045797 | 0.0054887 | 0.0052431 | 0.0065991 | 0.006275 | 0.0078209 | 0.007445 | 0.0070869 | 0.0074216 | 0.0071194 | 0.0087125 | 982.4105 | 931.1949 | 882.6493 | 838.8654 | 792.904 | 751.5678 | 712.3867 | 677.0485 | 639.9548 | 606.5922
TAS1 | Grid Battery | 0 | 0.0053981 | 0.0063785 | 0.0070346 | 0.0083367 | 0.0079046 | 0.0095454 | 0.01786 | 0.020763 | 0.027726 | 0.026384 | 0.025066 | 0.02397 | 0.0228 | 0.024959 | 0.023813 | 0.022784 | 0.02165 | 0.020783 | 0.019839 | 0.020824 | 0.028115 | 0.026734 | 0.025648 | 0.025815 | 0.026901 | 0.030769
TAS1 | Pumped Hydro | 0 | 0 | 0.010982 | 0.011662 | 0.013296 | 0.01392 | 0.020774 | 534.4119 | 507.9032 | 5203.6186 | 4932.3401 | 4675.204 | 5426.3413 | 5129.0222 | 5477.6112 | 5192.0486 | 4934.4945 | 4664.1245 | 4420.9712 | 4190.4941 | 3982.6226 | 3882.3915 | 3679.992 | 3488.1441 | 3315.113 | 3133.4721 | 2970.1164
TAS1 | VPP | 0 | 0 | 0 | 0 | 0 | 0 | 0 | 0 | 0 | 0 | 0 | 0 | 0 | 0 | 0 | 0 | 0 | 0 | 0 | 0 | 0 | 0 | 0 | 0 | 0 | 0 | 0
Total excluding storage |  | 0 | 12544.0379 | 11890.0956 | 11574.2762 | 12903.1958 | 13266.6127 | 19958.9437 | 19552.1109 | 35221.3552 | 38027.3137 | 36044.8479 | 34165.7351 | 33453.9819 | 31620.9776 | 30588.4744 | 28993.8154 | 27658.8056 | 27720.0131 | 26274.8944 | 24905.1137 | 23669.6853 | 22490.7769 | 21318.2724 | 20206.8944 | 19204.5227 | 18152.2777 | 17205.9566

## Option 3A_Fuel Cost
Fuel cost by technology ($000s) - Option 3A, Step Change Scenario
Fuel | Real June 2021 dollars discounted to 1 July 2021
Explicitly modelled generation
Region | Technology | 2023-24 | 2024-25 | 2025-26 | 2026-27 | 2027-28 | 2028-29 | 2029-30 | 2030-31 | 2031-32 | 2032-33 | 2033-34 | 2034-35 | 2035-36 | 2036-37 | 2037-38 | 2038-39 | 2039-40 | 2040-41 | 2041-42 | 2042-43 | 2043-44 | 2044-45 | 2045-46 | 2046-47 | 2047-48 | 2048-49 | 2049-50
NEM | Black Coal | 1659255.874 | 1332219.282 | 1205745.321 | 1036740.36 | 781410.846 | 677982.912 | 574204.422 | 391832.698 | 356710.937 | 301514.869 | 173668.121 | 164097.592 | 134373.356 | 120485.228 | 119177.151 | 107155.21 | 18578.086 | 7012.9095 | 6495.544 | 0 | 0 | 0 | 0 | 0 | 0 | 0 | 0
NEM | Brown Coal | 215832.962 | 178600.875 | 156890.718 | 114167.959 | 108996.403 | 86415.36 | 52608.721 | 32687.183 | 24615.877 | 0 | 0 | 0 | 0 | 0 | 0 | 0 | 0 | 0 | 0 | 0 | 0 | 0 | 0 | 0 | 0 | 0 | 0
NEM | CCGT | 148460.4095 | 113271.4614 | 192728.9274 | 222020.8216 | 214374.4513 | 233257.7025 | 256501.192 | 289684.32 | 241172.6312 | 223947.7275 | 281686.5245 | 306498.5175 | 216321.638 | 189195.579 | 130767.9333 | 139567.8365 | 125162.3173 | 101680.0868 | 82806.1765 | 90589.6158 | 64622.1983 | 49969.6146 | 26323.9392 | 20027.27 | 18670.174 | 17439.132 | 16873.632
NEM | Gas - Steam | 11397.7918 | 10612.9856 | 32180.1905 | 14422.319 | 9127.107 | 18429.558 | 14662.623 | 71463.584 | 12633.977 | 25504.38 | 21811.888 | 36454.9 | 21797.168 | 28443.414 | 29913.716 | 27966.24 | 0 | 0 | 0 | 0 | 0 | 0 | 0 | 0 | 0 | 0 | 0
NEM | OCGT / Diesel | 17485.4298 | 13728.7518 | 30394.0351 | 36812.0471 | 25316.289 | 31767.6926 | 24397.0246 | 108349.8931 | 46164.602 | 74128.145 | 123413.8313 | 233098.2923 | 134879.036 | 169858.1467 | 161010.1689 | 138731.5755 | 337076.6077 | 307372.8984 | 146648.514 | 188962.0764 | 336957.6373 | 196337.2435 | 225979.9665 | 286564.0072 | 199937.0007 | 268385.7134 | 253177.3059
NEM | Hydro | 0 | 0 | 0 | 0 | 0 | 0 | 0 | 0 | 0 | 0 | 0 | 0 | 0 | 0 | 0 | 0 | 0 | 0 | 0 | 0 | 0 | 0 | 0 | 0 | 0 | 0 | 0
NEM | Hydrogen Turbine | 0 | 0 | 0 | 0 | 0 | 0 | 0 | 0 | 0 | 0 | 0 | 0 | 0 | 0 | 0 | 0 | 0 | 0 | 0 | 0 | 0 | 0 | 0 | 0 | 0 | 0 | 0
NEM | Wind | 0 | 0 | 0 | 0 | 0 | 0 | 0 | 0 | 0 | 0 | 0 | 0 | 0 | 0 | 0 | 0 | 0 | 0 | 0 | 0 | 0 | 0 | 0 | 0 | 0 | 0 | 0
NEM | Solar PV | 0 | 0 | 0 | 0 | 0 | 0 | 0 | 0 | 0 | 0 | 0 | 0 | 0 | 0 | 0 | 0 | 0 | 0 | 0 | 0 | 0 | 0 | 0 | 0 | 0 | 0 | 0
NEM | Grid Battery | 0 | 0 | 0 | 0 | 0 | 0 | 0 | 0 | 0 | 0 | 0 | 0 | 0 | 0 | 0 | 0 | 0 | 0 | 0 | 0 | 0 | 0 | 0 | 0 | 0 | 0 | 0
NEM | Pumped Hydro | 0 | 0 | 0 | 0 | 0 | 0 | 0 | 0 | 0 | 0 | 0 | 0 | 0 | 0 | 0 | 0 | 0 | 0 | 0 | 0 | 0 | 0 | 0 | 0 | 0 | 0 | 0
NEM | VPP | 0 | 0 | 0 | 0 | 0 | 0 | 0 | 0 | 0 | 0 | 0 | 0 | 0 | 0 | 0 | 0 | 0 | 0 | 0 | 0 | 0 | 0 | 0 | 0 | 0 | 0 | 0
Total excluding storage |  | 2052432.4671 | 1648433.3558 | 1617939.192 | 1424163.5067 | 1139225.0963 | 1047853.2251 | 922373.9826 | 894017.6781 | 681298.0242 | 625095.1215 | 600580.3648 | 740149.3018 | 507371.198 | 507982.3677 | 440868.9692 | 413420.862 | 480817.011 | 416065.8947 | 235950.2345 | 279551.6922 | 401579.8356 | 246306.8581 | 252303.9057 | 306591.2772 | 218607.1747 | 285824.8454 | 270050.9379
Region | Technology | 2023-24 | 2024-25 | 2025-26 | 2026-27 | 2027-28 | 2028-29 | 2029-30 | 2030-31 | 2031-32 | 2032-33 | 2033-34 | 2034-35 | 2035-36 | 2036-37 | 2037-38 | 2038-39 | 2039-40 | 2040-41 | 2041-42 | 2042-43 | 2043-44 | 2044-45 | 2045-46 | 2046-47 | 2047-48
NSW1 | Black Coal | 910305.228 | 690297.894 | 556217.143 | 484392.868 | 338423.802 | 333611.944 | 264667.028 | 213332.604 | 197122.108 | 188367.276 | 99186.296 | 95610.848 | 78029.428 | 64442.024 | 65792.574 | 60842.212 | 0 | 0 | 0 | 0 | 0 | 0 | 0 | 0 | 0 | 0 | 0
NSW1 | Brown Coal | 0 | 0 | 0 | 0 | 0 | 0 | 0 | 0 | 0 | 0 | 0 | 0 | 0 | 0 | 0 | 0 | 0 | 0 | 0 | 0 | 0 | 0 | 0 | 0 | 0 | 0 | 0
NSW1 | CCGT | 875.6051 | 386.2842 | 17986.784 | 38049.952 | 41221.86 | 33794.536 | 54426.22 | 52107.472 | 45249.292 | 39207.468 | 56770.832 | 63689.752 | 39271.68 | 38497.632 | 37148.152 | 42849.744 | 41966.324 | 31412.368 | 26065.558 | 29219.218 | 0 | 0 | 0 | 0 | 0 | 0 | 0
NSW1 | Gas - Steam | 0 | 0 | 0 | 0 | 0 | 0 | 0 | 0 | 0 | 0 | 0 | 0 | 0 | 0 | 0 | 0 | 0 | 0 | 0 | 0 | 0 | 0 | 0 | 0 | 0 | 0 | 0
NSW1 | OCGT / Diesel | 927.4069 | 551.9022 | 3602.1248 | 3164.1116 | 2535.0406 | 504.1255 | 3.1735 | 12162.4292 | 1914.4772 | 8354.8879 | 16986.3935 | 58203.7617 | 24495.3799 | 42731.384 | 30044.674 | 31826.8866 | 110654.3795 | 130411.6877 | 56210.5254 | 67209.9691 | 122898.9854 | 58687.5214 | 80282.413 | 74311.6285 | 67860.9547 | 56919.4149 | 69406.6458
NSW1 | Hydro | 0 | 0 | 0 | 0 | 0 | 0 | 0 | 0 | 0 | 0 | 0 | 0 | 0 | 0 | 0 | 0 | 0 | 0 | 0 | 0 | 0 | 0 | 0 | 0 | 0 | 0 | 0
NSW1 | Hydrogen Turbine | 0 | 0 | 0 | 0 | 0 | 0 | 0 | 0 | 0 | 0 | 0 | 0 | 0 | 0 | 0 | 0 | 0 | 0 | 0 | 0 | 0 | 0 | 0 | 0 | 0 | 0 | 0
NSW1 | Wind | 0 | 0 | 0 | 0 | 0 | 0 | 0 | 0 | 0 | 0 | 0 | 0 | 0 | 0 | 0 | 0 | 0 | 0 | 0 | 0 | 0 | 0 | 0 | 0 | 0 | 0 | 0
NSW1 | Solar PV | 0 | 0 | 0 | 0 | 0 | 0 | 0 | 0 | 0 | 0 | 0 | 0 | 0 | 0 | 0 | 0 | 0 | 0 | 0 | 0 | 0 | 0 | 0 | 0 | 0 | 0 | 0
NSW1 | Grid Battery | 0 | 0 | 0 | 0 | 0 | 0 | 0 | 0 | 0 | 0 | 0 | 0 | 0 | 0 | 0 | 0 | 0 | 0 | 0 | 0 | 0 | 0 | 0 | 0 | 0 | 0 | 0
NSW1 | Pumped Hydro | 0 | 0 | 0 | 0 | 0 | 0 | 0 | 0 | 0 | 0 | 0 | 0 | 0 | 0 | 0 | 0 | 0 | 0 | 0 | 0 | 0 | 0 | 0 | 0 | 0 | 0 | 0
NSW1 | VPP | 0 | 0 | 0 | 0 | 0 | 0 | 0 | 0 | 0 | 0 | 0 | 0 | 0 | 0 | 0 | 0 | 0 | 0 | 0 | 0 | 0 | 0 | 0 | 0 | 0 | 0 | 0
Total excluding storage |  | 912108.24 | 691236.0804 | 577806.0518 | 525606.9316 | 382180.7026 | 367910.6055 | 319096.4215 | 277602.5052 | 244285.8772 | 235929.6319 | 172943.5215 | 217504.3617 | 141796.4879 | 145671.04 | 132985.4 | 135518.8426 | 152620.7035 | 161824.0557 | 82276.0834 | 96429.1871 | 122898.9854 | 58687.5214 | 80282.413 | 74311.6285 | 67860.9547 | 56919.4149 | 69406.6458
Region | Technology | 2023-24 | 2024-25 | 2025-26 | 2026-27 | 2027-28 | 2028-29 | 2029-30 | 2030-31 | 2031-32 | 2032-33 | 2033-34 | 2034-35 | 2035-36 | 2036-37 | 2037-38 | 2038-39 | 2039-40 | 2040-41 | 2041-42 | 2042-43 | 2043-44 | 2044-45 | 2045-46 | 2046-47 | 2047-48
QLD1 | Black Coal | 748950.646 | 641921.388 | 649528.178 | 552347.492 | 442987.044 | 344370.968 | 309537.394 | 178500.094 | 159588.829 | 113147.593 | 74481.825 | 68486.744 | 56343.928 | 56043.204 | 53384.577 | 46312.998 | 18578.086 | 7012.9095 | 6495.544 | 0 | 0 | 0 | 0 | 0 | 0 | 0 | 0
QLD1 | Brown Coal | 0 | 0 | 0 | 0 | 0 | 0 | 0 | 0 | 0 | 0 | 0 | 0 | 0 | 0 | 0 | 0 | 0 | 0 | 0 | 0 | 0 | 0 | 0 | 0 | 0 | 0 | 0
QLD1 | CCGT | 70556.264 | 61558.3972 | 98027.9914 | 134579.7856 | 132103.8233 | 139910.9025 | 147188.26 | 165789.504 | 154307.3512 | 139295.8795 | 175170.2765 | 179635.4695 | 139992.826 | 108654.579 | 93619.7813 | 96718.0925 | 83195.9933 | 70267.7188 | 56740.6185 | 61370.3978 | 64622.1983 | 49969.6146 | 26323.9392 | 20027.27 | 18670.174 | 17439.132 | 16873.632
QLD1 | Gas - Steam | 0 | 0 | 0 | 0 | 0 | 0 | 0 | 0 | 0 | 0 | 0 | 0 | 0 | 0 | 0 | 0 | 0 | 0 | 0 | 0 | 0 | 0 | 0 | 0 | 0 | 0 | 0
QLD1 | OCGT / Diesel | 215.0581 | 0.042218 | 215.8802 | 1424.0491 | 1908.9165 | 1472.1671 | 619.583 | 29595.7457 | 23014.455 | 20787.0533 | 59859.416 | 68622.3354 | 49378.4213 | 64747.3778 | 43146.7512 | 34116.3927 | 75739.0049 | 66117.0497 | 29030.8222 | 49959.0626 | 59604.0206 | 33489.6487 | 48182.8487 | 82766.6081 | 35663.8266 | 81903.1218 | 66241.2969
QLD1 | Hydro | 0 | 0 | 0 | 0 | 0 | 0 | 0 | 0 | 0 | 0 | 0 | 0 | 0 | 0 | 0 | 0 | 0 | 0 | 0 | 0 | 0 | 0 | 0 | 0 | 0 | 0 | 0
QLD1 | Hydrogen Turbine | 0 | 0 | 0 | 0 | 0 | 0 | 0 | 0 | 0 | 0 | 0 | 0 | 0 | 0 | 0 | 0 | 0 | 0 | 0 | 0 | 0 | 0 | 0 | 0 | 0 | 0 | 0
QLD1 | Wind | 0 | 0 | 0 | 0 | 0 | 0 | 0 | 0 | 0 | 0 | 0 | 0 | 0 | 0 | 0 | 0 | 0 | 0 | 0 | 0 | 0 | 0 | 0 | 0 | 0 | 0 | 0
QLD1 | Solar PV | 0 | 0 | 0 | 0 | 0 | 0 | 0 | 0 | 0 | 0 | 0 | 0 | 0 | 0 | 0 | 0 | 0 | 0 | 0 | 0 | 0 | 0 | 0 | 0 | 0 | 0 | 0
QLD1 | Grid Battery | 0 | 0 | 0 | 0 | 0 | 0 | 0 | 0 | 0 | 0 | 0 | 0 | 0 | 0 | 0 | 0 | 0 | 0 | 0 | 0 | 0 | 0 | 0 | 0 | 0 | 0 | 0
QLD1 | Pumped Hydro | 0 | 0 | 0 | 0 | 0 | 0 | 0 | 0 | 0 | 0 | 0 | 0 | 0 | 0 | 0 | 0 | 0 | 0 | 0 | 0 | 0 | 0 | 0 | 0 | 0 | 0 | 0
QLD1 | VPP | 0 | 0 | 0 | 0 | 0 | 0 | 0 | 0 | 0 | 0 | 0 | 0 | 0 | 0 | 0 | 0 | 0 | 0 | 0 | 0 | 0 | 0 | 0 | 0 | 0 | 0 | 0
Total excluding storage |  | 819721.968 | 703479.8274 | 747772.0496 | 688351.3267 | 576999.7838 | 485754.0376 | 457345.237 | 373885.3437 | 336910.6352 | 273230.5258 | 309511.5175 | 316744.5489 | 245715.1753 | 229445.1608 | 190151.1095 | 177147.4832 | 177513.0842 | 143397.678 | 92266.9847 | 111329.4604 | 124226.2189 | 83459.2633 | 74506.7879 | 102793.8781 | 54334.0006 | 99342.2538 | 83114.9289
Region | Technology | 2023-24 | 2024-25 | 2025-26 | 2026-27 | 2027-28 | 2028-29 | 2029-30 | 2030-31 | 2031-32 | 2032-33 | 2033-34 | 2034-35 | 2035-36 | 2036-37 | 2037-38 | 2038-39 | 2039-40 | 2040-41 | 2041-42 | 2042-43 | 2043-44 | 2044-45 | 2045-46 | 2046-47 | 2047-48
VIC1 | Black Coal | 0 | 0 | 0 | 0 | 0 | 0 | 0 | 0 | 0 | 0 | 0 | 0 | 0 | 0 | 0 | 0 | 0 | 0 | 0 | 0 | 0 | 0 | 0 | 0 | 0 | 0 | 0
VIC1 | Brown Coal | 215832.962 | 178600.875 | 156890.718 | 114167.959 | 108996.403 | 86415.36 | 52608.721 | 32687.183 | 24615.877 | 0 | 0 | 0 | 0 | 0 | 0 | 0 | 0 | 0 | 0 | 0 | 0 | 0 | 0 | 0 | 0 | 0 | 0
VIC1 | CCGT | 0 | 0 | 0 | 0 | 0 | 0 | 0 | 0 | 0 | 0 | 0 | 0 | 0 | 0 | 0 | 0 | 0 | 0 | 0 | 0 | 0 | 0 | 0 | 0 | 0 | 0 | 0
VIC1 | Gas - Steam | 1711.8738 | 1788.5246 | 6587.9645 | 14422.319 | 9127.107 | 18429.558 | 14662.623 | 71463.584 | 12633.977 | 25504.38 | 21811.888 | 36454.9 | 21797.168 | 28443.414 | 29913.716 | 27966.24 | 0 | 0 | 0 | 0 | 0 | 0 | 0 | 0 | 0 | 0 | 0
VIC1 | OCGT / Diesel | 2798.5153 | 1783.0272 | 4118.9201 | 14520.0548 | 7933.4428 | 12210.5311 | 7992.9091 | 33021.6481 | 5657.4572 | 24973.7584 | 20590.7802 | 60188.6593 | 38396.562 | 38435.0394 | 59548.6936 | 46413.2518 | 108866.7678 | 84181.4249 | 45056.9336 | 51772.321 | 126640.59 | 95306.7129 | 89924.5535 | 126005.5718 | 94247.0043 | 126040.004 | 113953.3795
VIC1 | Hydro | 0 | 0 | 0 | 0 | 0 | 0 | 0 | 0 | 0 | 0 | 0 | 0 | 0 | 0 | 0 | 0 | 0 | 0 | 0 | 0 | 0 | 0 | 0 | 0 | 0 | 0 | 0
VIC1 | Hydrogen Turbine | 0 | 0 | 0 | 0 | 0 | 0 | 0 | 0 | 0 | 0 | 0 | 0 | 0 | 0 | 0 | 0 | 0 | 0 | 0 | 0 | 0 | 0 | 0 | 0 | 0 | 0 | 0
VIC1 | Wind | 0 | 0 | 0 | 0 | 0 | 0 | 0 | 0 | 0 | 0 | 0 | 0 | 0 | 0 | 0 | 0 | 0 | 0 | 0 | 0 | 0 | 0 | 0 | 0 | 0 | 0 | 0
VIC1 | Solar PV | 0 | 0 | 0 | 0 | 0 | 0 | 0 | 0 | 0 | 0 | 0 | 0 | 0 | 0 | 0 | 0 | 0 | 0 | 0 | 0 | 0 | 0 | 0 | 0 | 0 | 0 | 0
VIC1 | Grid Battery | 0 | 0 | 0 | 0 | 0 | 0 | 0 | 0 | 0 | 0 | 0 | 0 | 0 | 0 | 0 | 0 | 0 | 0 | 0 | 0 | 0 | 0 | 0 | 0 | 0 | 0 | 0
VIC1 | Pumped Hydro | 0 | 0 | 0 | 0 | 0 | 0 | 0 | 0 | 0 | 0 | 0 | 0 | 0 | 0 | 0 | 0 | 0 | 0 | 0 | 0 | 0 | 0 | 0 | 0 | 0 | 0 | 0
VIC1 | VPP | 0 | 0 | 0 | 0 | 0 | 0 | 0 | 0 | 0 | 0 | 0 | 0 | 0 | 0 | 0 | 0 | 0 | 0 | 0 | 0 | 0 | 0 | 0 | 0 | 0 | 0 | 0
Total excluding storage |  | 220343.3511 | 182172.4268 | 167597.6026 | 143110.3328 | 126056.9528 | 117055.4491 | 75264.2531 | 137172.4151 | 42907.3112 | 50478.1384 | 42402.6682 | 96643.5593 | 60193.73 | 66878.4534 | 89462.4096 | 74379.4918 | 108866.7678 | 84181.4249 | 45056.9336 | 51772.321 | 126640.59 | 95306.7129 | 89924.5535 | 126005.5718 | 94247.0043 | 126040.004 | 113953.3795
Region | Technology | 2023-24 | 2024-25 | 2025-26 | 2026-27 | 2027-28 | 2028-29 | 2029-30 | 2030-31 | 2031-32 | 2032-33 | 2033-34 | 2034-35 | 2035-36 | 2036-37 | 2037-38 | 2038-39 | 2039-40 | 2040-41 | 2041-42 | 2042-43 | 2043-44 | 2044-45 | 2045-46 | 2046-47 | 2047-48
SA1 | Black Coal | 0 | 0 | 0 | 0 | 0 | 0 | 0 | 0 | 0 | 0 | 0 | 0 | 0 | 0 | 0 | 0 | 0 | 0 | 0 | 0 | 0 | 0 | 0 | 0 | 0 | 0 | 0
SA1 | Brown Coal | 0 | 0 | 0 | 0 | 0 | 0 | 0 | 0 | 0 | 0 | 0 | 0 | 0 | 0 | 0 | 0 | 0 | 0 | 0 | 0 | 0 | 0 | 0 | 0 | 0 | 0 | 0
SA1 | CCGT | 77028.5405 | 51326.78 | 76714.152 | 49391.084 | 41048.768 | 59552.264 | 54886.712 | 71787.344 | 41615.988 | 45444.38 | 49745.416 | 63173.296 | 37057.132 | 42043.368 | 0 | 0 | 0 | 0 | 0 | 0 | 0 | 0 | 0 | 0 | 0 | 0 | 0
SA1 | Gas - Steam | 9685.918 | 8824.461 | 25592.226 | 0 | 0 | 0 | 0 | 0 | 0 | 0 | 0 | 0 | 0 | 0 | 0 | 0 | 0 | 0 | 0 | 0 | 0 | 0 | 0 | 0 | 0 | 0 | 0
SA1 | OCGT / Diesel | 13544.4365 | 11393.7556 | 22457.0851 | 17683.4377 | 12938.8645 | 17580.8438 | 15638.9512 | 33113.5211 | 15384.292 | 19154.0962 | 25616.7279 | 44435.1568 | 21654.2946 | 22991.1941 | 27089.935 | 25571.6624 | 38299.0717 | 26065.7229 | 16007.8547 | 19458.6626 | 27210.2243 | 8624.984 | 7309.5898 | 3208.0819 | 1990.1326 | 3052.4281 | 3221.1179
SA1 | Hydro | 0 | 0 | 0 | 0 | 0 | 0 | 0 | 0 | 0 | 0 | 0 | 0 | 0 | 0 | 0 | 0 | 0 | 0 | 0 | 0 | 0 | 0 | 0 | 0 | 0 | 0 | 0
SA1 | Hydrogen Turbine | 0 | 0 | 0 | 0 | 0 | 0 | 0 | 0 | 0 | 0 | 0 | 0 | 0 | 0 | 0 | 0 | 0 | 0 | 0 | 0 | 0 | 0 | 0 | 0 | 0 | 0 | 0
SA1 | Wind | 0 | 0 | 0 | 0 | 0 | 0 | 0 | 0 | 0 | 0 | 0 | 0 | 0 | 0 | 0 | 0 | 0 | 0 | 0 | 0 | 0 | 0 | 0 | 0 | 0 | 0 | 0
SA1 | Solar PV | 0 | 0 | 0 | 0 | 0 | 0 | 0 | 0 | 0 | 0 | 0 | 0 | 0 | 0 | 0 | 0 | 0 | 0 | 0 | 0 | 0 | 0 | 0 | 0 | 0 | 0 | 0
SA1 | Grid Battery | 0 | 0 | 0 | 0 | 0 | 0 | 0 | 0 | 0 | 0 | 0 | 0 | 0 | 0 | 0 | 0 | 0 | 0 | 0 | 0 | 0 | 0 | 0 | 0 | 0 | 0 | 0
SA1 | Pumped Hydro | 0 | 0 | 0 | 0 | 0 | 0 | 0 | 0 | 0 | 0 | 0 | 0 | 0 | 0 | 0 | 0 | 0 | 0 | 0 | 0 | 0 | 0 | 0 | 0 | 0 | 0 | 0
SA1 | VPP | 0 | 0 | 0 | 0 | 0 | 0 | 0 | 0 | 0 | 0 | 0 | 0 | 0 | 0 | 0 | 0 | 0 | 0 | 0 | 0 | 0 | 0 | 0 | 0 | 0 | 0 | 0
Total excluding storage |  | 100258.895 | 71544.9966 | 124763.4631 | 67074.5217 | 53987.6325 | 77133.1078 | 70525.6632 | 104900.8651 | 57000.28 | 64598.4762 | 75362.1439 | 107608.4528 | 58711.4266 | 65034.5621 | 27089.935 | 25571.6624 | 38299.0717 | 26065.7229 | 16007.8547 | 19458.6626 | 27210.2243 | 8624.984 | 7309.5898 | 3208.0819 | 1990.1326 | 3052.4281 | 3221.1179
Region | Technology | 2023-24 | 2024-25 | 2025-26 | 2026-27 | 2027-28 | 2028-29 | 2029-30 | 2030-31 | 2031-32 | 2032-33 | 2033-34 | 2034-35 | 2035-36 | 2036-37 | 2037-38 | 2038-39 | 2039-40 | 2040-41 | 2041-42 | 2042-43 | 2043-44 | 2044-45 | 2045-46 | 2046-47 | 2047-48
TAS1 | Black Coal | 0 | 0 | 0 | 0 | 0 | 0 | 0 | 0 | 0 | 0 | 0 | 0 | 0 | 0 | 0 | 0 | 0 | 0 | 0 | 0 | 0 | 0 | 0 | 0 | 0 | 0 | 0
TAS1 | Brown Coal | 0 | 0 | 0 | 0 | 0 | 0 | 0 | 0 | 0 | 0 | 0 | 0 | 0 | 0 | 0 | 0 | 0 | 0 | 0 | 0 | 0 | 0 | 0 | 0 | 0 | 0 | 0
TAS1 | CCGT | 0 | 0 | 0 | 0 | 0 | 0 | 0 | 0 | 0 | 0 | 0 | 0 | 0 | 0 | 0 | 0 | 0 | 0 | 0 | 0 | 0 | 0 | 0 | 0 | 0 | 0 | 0
TAS1 | Gas - Steam | 0 | 0 | 0 | 0 | 0 | 0 | 0 | 0 | 0 | 0 | 0 | 0 | 0 | 0 | 0 | 0 | 0 | 0 | 0 | 0 | 0 | 0 | 0 | 0 | 0 | 0 | 0
TAS1 | OCGT / Diesel | 0.012889 | 0.024605 | 0.024835 | 20.3939 | 0.024706 | 0.025064 | 142.4078 | 456.5491 | 193.9206 | 858.3491 | 360.5137 | 1648.3791 | 954.3782 | 953.1515 | 1180.1151 | 803.382 | 3517.3838 | 597.0133 | 342.3781 | 562.0611 | 603.8171 | 228.3765 | 280.5616 | 272.1169 | 175.0826 | 470.7447 | 354.8658
TAS1 | Hydro | 0 | 0 | 0 | 0 | 0 | 0 | 0 | 0 | 0 | 0 | 0 | 0 | 0 | 0 | 0 | 0 | 0 | 0 | 0 | 0 | 0 | 0 | 0 | 0 | 0 | 0 | 0
TAS1 | Hydrogen Turbine | 0 | 0 | 0 | 0 | 0 | 0 | 0 | 0 | 0 | 0 | 0 | 0 | 0 | 0 | 0 | 0 | 0 | 0 | 0 | 0 | 0 | 0 | 0 | 0 | 0 | 0 | 0
TAS1 | Wind | 0 | 0 | 0 | 0 | 0 | 0 | 0 | 0 | 0 | 0 | 0 | 0 | 0 | 0 | 0 | 0 | 0 | 0 | 0 | 0 | 0 | 0 | 0 | 0 | 0 | 0 | 0
TAS1 | Solar PV | 0 | 0 | 0 | 0 | 0 | 0 | 0 | 0 | 0 | 0 | 0 | 0 | 0 | 0 | 0 | 0 | 0 | 0 | 0 | 0 | 0 | 0 | 0 | 0 | 0 | 0 | 0
TAS1 | Grid Battery | 0 | 0 | 0 | 0 | 0 | 0 | 0 | 0 | 0 | 0 | 0 | 0 | 0 | 0 | 0 | 0 | 0 | 0 | 0 | 0 | 0 | 0 | 0 | 0 | 0 | 0 | 0
TAS1 | Pumped Hydro | 0 | 0 | 0 | 0 | 0 | 0 | 0 | 0 | 0 | 0 | 0 | 0 | 0 | 0 | 0 | 0 | 0 | 0 | 0 | 0 | 0 | 0 | 0 | 0 | 0 | 0 | 0
TAS1 | VPP | 0 | 0 | 0 | 0 | 0 | 0 | 0 | 0 | 0 | 0 | 0 | 0 | 0 | 0 | 0 | 0 | 0 | 0 | 0 | 0 | 0 | 0 | 0 | 0 | 0 | 0 | 0
Total excluding storage |  | 0.012889 | 0.024605 | 0.024835 | 20.3939 | 0.024706 | 0.025064 | 142.4078 | 456.5491 | 193.9206 | 858.3491 | 360.5137 | 1648.3791 | 954.3782 | 953.1515 | 1180.1151 | 803.382 | 3517.3838 | 597.0133 | 342.3781 | 562.0611 | 603.8171 | 228.3765 | 280.5616 | 272.1169 | 175.0826 | 470.7447 | 354.8658

## Option 3A_Build Cost
New generation build cost (CAPEX) by technology ($000s) - Option 3A, Step Change Scenario
CAPEX | Real June 2021 dollars discounted to 1 July 2021. The total capital costs are annualised for modelling purposes.
Explicitly modelled generation
Region | Technology | 2023-24 | 2024-25 | 2025-26 | 2026-27 | 2027-28 | 2028-29 | 2029-30 | 2030-31 | 2031-32 | 2032-33 | 2033-34 | 2034-35 | 2035-36 | 2036-37 | 2037-38 | 2038-39 | 2039-40 | 2040-41 | 2041-42 | 2042-43 | 2043-44 | 2044-45 | 2045-46 | 2046-47 | 2047-48 | 2048-49 | 2049-50
NEM | Black Coal | 0 | 0 | 0 | 0 | 0 | 0 | 0 | 0 | 0 | 0 | 0 | 0 | 0 | 0 | 0 | 0 | 0 | 0 | 0 | 0 | 0 | 0 | 0 | 0 | 0 | 0 | 0
NEM | Brown Coal | 0 | 0 | 0 | 0 | 0 | 0 | 0 | 0 | 0 | 0 | 0 | 0 | 0 | 0 | 0 | 0 | 0 | 0 | 0 | 0 | 0 | 0 | 0 | 0 | 0 | 0 | 0
NEM | CCGT | 0 | 0 | 0 | 0 | 0 | 0 | 0 | 0 | 0 | 0 | 0 | 0 | 0 | 0 | 0 | 0 | 0 | 0 | 0 | 0 | 0 | 0 | 0 | 0 | 0 | 0 | 0
NEM | Gas - Steam | 0 | 0 | 0 | 0 | 0 | 0 | 0 | 0 | 0 | 0 | 0 | 0 | 0 | 0 | 0 | 0 | 0 | 0 | 0 | 0 | 0 | 0 | 0 | 0 | 0 | 0 | 0
NEM | OCGT / Diesel | 0 | 0.11703 | 0.11094 | 0.10857 | 0.1037 | 7049.9631 | 6682.4305 | 6334.0621 | 6019.858 | 5690.0238 | 5393.3879 | 5112.2179 | 26532.103 | 25078.3608 | 74182.7408 | 70315.3943 | 66827.3643 | 63165.7709 | 59872.7689 | 56751.44 | 77340.4245 | 118182.8685 | 112021.6764 | 142004.1325 | 134959.9449 | 167551.2236 | 158816.2956
NEM | Hydro | 0 | 0 | 0 | 0 | 0 | 0 | 0 | 0 | 0 | 0 | 0 | 0 | 0 | 0 | 0 | 0 | 0 | 0 | 0 | 0 | 0 | 0 | 0 | 0 | 0 | 0 | 0
NEM | Hydrogen Turbine | 0 | 0 | 0 | 0 | 0 | 0 | 0 | 0 | 0 | 0 | 0 | 0 | 0 | 0 | 0 | 0 | 0 | 0 | 0 | 0 | 0 | 0 | 0 | 0 | 0 | 0 | 0
NEM | Wind | 0 | 752761.7572 | 720120.4523 | 941221.5711 | 1426888.5893 | 1888055.2817 | 1960694.1749 | 2160272.6942 | 2161317.3267 | 2303999.2259 | 2488423.352 | 2377297.2223 | 2368133.3077 | 2296538.7152 | 2473586.3619 | 2366579.8665 | 2268584.8305 | 2179002.5259 | 2094383.8849 | 2159116.0211 | 2169990.0943 | 2063333.3817 | 1992731.8893 | 2203973.1539 | 2219821.67 | 2174634.6788 | 1897941.4015
NEM | Solar PV | 0 | 0.41231 | 56454.4586 | 53511.4147 | 50889.7338 | 83336.8572 | 129127.0131 | 216922.1805 | 220539.6929 | 330618.2724 | 375093.012 | 430333.9131 | 408986.9792 | 397327.7502 | 512000.9293 | 512841.3165 | 714718.8598 | 816999.5023 | 884125.9415 | 1016790.8725 | 1075524.0973 | 1040052.1352 | 991520.9854 | 1040906.0994 | 1012148.9886 | 1030976.6381 | 1075205.0238
NEM | Grid Battery | 0 | 0.49268 | 50506.5775 | 47873.8512 | 104096.7133 | 203694.0226 | 198603.6708 | 215773.2625 | 206961.4258 | 328542.2838 | 321449.1535 | 304691.1426 | 315411.3102 | 298129.3518 | 293278.0723 | 277988.6991 | 373599.6388 | 393101.8666 | 491891.2085 | 543862.7285 | 551203.4295 | 556513.8983 | 510601.0877 | 483981.9997 | 439905.4399 | 431909.2749 | 410815.6298
NEM | Pumped Hydro | 0 | 0 | 69625.9678 | 65996.3541 | 65864.3461 | 85602.9024 | 81140.2571 | 80675.8909 | 76673.931 | 105757.0017 | 100243.615 | 120226.5283 | 121189.8592 | 114549.6503 | 267160.84 | 253233.0264 | 274165.4605 | 259143.4446 | 245633.6381 | 232828.1122 | 221278.5746 | 215105.2144 | 203891.2042 | 237134.2838 | 225371.1178 | 213022.637 | 201917.2059
NEM | VPP | 0 | 0 | 0 | 0 | 0 | 0 | 0 | 0 | 0 | 0 | 0 | 0 | 0 | 0 | 0 | 0 | 0 | 0 | 0 | 0 | 0 | 0 | 0 | 0 | 0 | 0 | 0
Total excluding storage |  | 0 | 752762.7792 | 896707.5672 | 1108603.2997 | 1647739.4862 | 2267739.0271 | 2376247.5463 | 2679978.0903 | 2671512.2343 | 3074606.8077 | 3290602.5205 | 3237661.0242 | 3240253.5592 | 3131623.8284 | 3620208.9442 | 3480958.3028 | 3697896.1539 | 3711413.1104 | 3775907.442 | 4009349.1743 | 4095336.6202 | 3993187.498 | 3810766.843 | 4107999.6694 | 4032207.1612 | 4018094.4525 | 3744695.5566
Region | Technology | 2023-24 | 2024-25 | 2025-26 | 2026-27 | 2027-28 | 2028-29 | 2029-30 | 2030-31 | 2031-32 | 2032-33 | 2033-34 | 2034-35 | 2035-36 | 2036-37 | 2037-38 | 2038-39 | 2039-40 | 2040-41 | 2041-42 | 2042-43 | 2043-44 | 2044-45 | 2045-46 | 2046-47 | 2047-48 | 2048-49 | 2049-50
NSW1 | Black Coal | 0 | 0 | 0 | 0 | 0 | 0 | 0 | 0 | 0 | 0 | 0 | 0 | 0 | 0 | 0 | 0 | 0 | 0 | 0 | 0 | 0 | 0 | 0 | 0 | 0 | 0 | 0
NSW1 | Brown Coal | 0 | 0 | 0 | 0 | 0 | 0 | 0 | 0 | 0 | 0 | 0 | 0 | 0 | 0 | 0 | 0 | 0 | 0 | 0 | 0 | 0 | 0 | 0 | 0 | 0 | 0 | 0
NSW1 | CCGT | 0 | 0 | 0 | 0 | 0 | 0 | 0 | 0 | 0 | 0 | 0 | 0 | 0 | 0 | 0 | 0 | 0 | 0 | 0 | 0 | 0 | 0 | 0 | 0 | 0 | 0 | 0
NSW1 | Gas - Steam | 0 | 0 | 0 | 0 | 0 | 0 | 0 | 0 | 0 | 0 | 0 | 0 | 0 | 0 | 0 | 0 | 0 | 0 | 0 | 0 | 0 | 0 | 0 | 0 | 0 | 0 | 0
NSW1 | OCGT / Diesel | 0 | 0.050997 | 0.048338 | 0.045818 | 0.043565 | 0.041223 | 0.039131 | 0.037142 | 0.035326 | 0.033428 | 0.031763 | 0.03019 | 0.028711 | 0.02721 | 25998.2001 | 24642.8437 | 23420.423 | 22137.1751 | 20983.1044 | 19889.1986 | 18902.5873 | 24477.3853 | 23201.3131 | 27335.0371 | 25979.0686 | 24555.6517 | 23275.4859
NSW1 | Hydro | 0 | 0 | 0 | 0 | 0 | 0 | 0 | 0 | 0 | 0 | 0 | 0 | 0 | 0 | 0 | 0 | 0 | 0 | 0 | 0 | 0 | 0 | 0 | 0 | 0 | 0 | 0
NSW1 | Hydrogen Turbine | 0 | 0 | 0 | 0 | 0 | 0 | 0 | 0 | 0 | 0 | 0 | 0 | 0 | 0 | 0 | 0 | 0 | 0 | 0 | 0 | 0 | 0 | 0 | 0 | 0 | 0 | 0
NSW1 | Wind | 0 | 334567.0334 | 323727.346 | 414940.8026 | 756746.3186 | 796000.5026 | 781878.6223 | 745668.5389 | 708679.2707 | 779709.6047 | 803733.2113 | 778888.3644 | 849013.8744 | 849755.0275 | 827974.9668 | 784810.4085 | 746569.9639 | 718868.2468 | 696363.5653 | 728886.7693 | 778997.8193 | 736315.1134 | 699682.1698 | 716077.4476 | 749981.7588 | 708888.8998 | 584275.1549
NSW1 | Solar PV | 0 | 0.16035 | 56454.1584 | 53511.0567 | 50889.3797 | 76467.124 | 121332.4275 | 179135.5849 | 170249.4732 | 180385.0155 | 200353.199 | 189908.389 | 180487.8862 | 177253.5787 | 218286.8613 | 222026.4844 | 282849.6668 | 314353.7522 | 304390.2155 | 313972.7703 | 308917.6503 | 291991.487 | 276769.1827 | 305091.1178 | 303097.8617 | 309355.519 | 327802.1831
NSW1 | Grid Battery | 0 | 0.30907 | 50506.3781 | 47873.3686 | 104096.2281 | 129914.797 | 128670.7441 | 121962.853 | 115912.8282 | 148697.5515 | 140945.5498 | 133597.6781 | 126970.5375 | 120013.5914 | 113756.9609 | 107826.5051 | 154167.6981 | 145720.6023 | 162806.967 | 158521.1827 | 153725.7775 | 158651.6515 | 133480.4825 | 126521.8042 | 100177.2424 | 107530.513 | 100031.2578
NSW1 | Pumped Hydro | 0 | 0 | 69625.6454 | 65995.8752 | 65863.8668 | 62255.0891 | 59009.5652 | 55933.2405 | 53158.6438 | 50245.9864 | 47626.5294 | 45143.6306 | 42904.2731 | 40553.4711 | 38439.5374 | 36435.581 | 34628.1766 | 32730.8365 | 31024.4934 | 29407.1072 | 27948.3669 | 26417.2661 | 25040.0632 | 23734.7767 | 22557.4012 | 21321.4405 | 20209.8966
NSW1 | VPP | 0 | 0 | 0 | 0 | 0 | 0 | 0 | 0 | 0 | 0 | 0 | 0 | 0 | 0 | 0 | 0 | 0 | 0 | 0 | 0 | 0 | 0 | 0 | 0 | 0 | 0 | 0
Total excluding storage |  | 0 | 334567.5538 | 500313.5763 | 582321.1488 | 977595.8367 | 1064637.5541 | 1090891.3982 | 1102700.2544 | 1048000.2513 | 1159038.1916 | 1192658.5213 | 1147538.0923 | 1199376.5999 | 1187575.6959 | 1224456.5265 | 1175741.8227 | 1241635.9283 | 1233810.613 | 1215568.3456 | 1250677.0281 | 1288492.2013 | 1237852.9033 | 1158173.2113 | 1198760.1834 | 1201793.3326 | 1171652.0239 | 1055593.9783
Region | Technology | 2023-24 | 2024-25 | 2025-26 | 2026-27 | 2027-28 | 2028-29 | 2029-30 | 2030-31 | 2031-32 | 2032-33 | 2033-34 | 2034-35 | 2035-36 | 2036-37 | 2037-38 | 2038-39 | 2039-40 | 2040-41 | 2041-42 | 2042-43 | 2043-44 | 2044-45 | 2045-46 | 2046-47 | 2047-48 | 2048-49 | 2049-50
QLD1 | Black Coal | 0 | 0 | 0 | 0 | 0 | 0 | 0 | 0 | 0 | 0 | 0 | 0 | 0 | 0 | 0 | 0 | 0 | 0 | 0 | 0 | 0 | 0 | 0 | 0 | 0 | 0 | 0
QLD1 | Brown Coal | 0 | 0 | 0 | 0 | 0 | 0 | 0 | 0 | 0 | 0 | 0 | 0 | 0 | 0 | 0 | 0 | 0 | 0 | 0 | 0 | 0 | 0 | 0 | 0 | 0 | 0 | 0
QLD1 | CCGT | 0 | 0 | 0 | 0 | 0 | 0 | 0 | 0 | 0 | 0 | 0 | 0 | 0 | 0 | 0 | 0 | 0 | 0 | 0 | 0 | 0 | 0 | 0 | 0 | 0 | 0 | 0
QLD1 | Gas - Steam | 0 | 0 | 0 | 0 | 0 | 0 | 0 | 0 | 0 | 0 | 0 | 0 | 0 | 0 | 0 | 0 | 0 | 0 | 0 | 0 | 0 | 0 | 0 | 0 | 0 | 0 | 0
QLD1 | OCGT / Diesel | 0 | 0.013451 | 0.012757 | 0.012923 | 0.01237 | 7049.8761 | 6682.347 | 6333.9783 | 6019.7781 | 5689.9435 | 5393.3115 | 5112.1437 | 4858.5532 | 4592.3443 | 26019.8907 | 24663.4035 | 23439.9634 | 22155.6449 | 21000.6113 | 19905.7927 | 18918.3557 | 17881.7844 | 16949.5587 | 46545.1099 | 44236.2159 | 81798.3898 | 77534.0153
QLD1 | Hydro | 0 | 0 | 0 | 0 | 0 | 0 | 0 | 0 | 0 | 0 | 0 | 0 | 0 | 0 | 0 | 0 | 0 | 0 | 0 | 0 | 0 | 0 | 0 | 0 | 0 | 0 | 0
QLD1 | Hydrogen Turbine | 0 | 0 | 0 | 0 | 0 | 0 | 0 | 0 | 0 | 0 | 0 | 0 | 0 | 0 | 0 | 0 | 0 | 0 | 0 | 0 | 0 | 0 | 0 | 0 | 0 | 0 | 0
QLD1 | Wind | 0 | 151367.3054 | 143476.1202 | 196700.0854 | 313850.8072 | 618169.1652 | 591095.2908 | 705915.8652 | 672951.059 | 740013.3664 | 796807.8231 | 756814.2376 | 719272.0808 | 679861.8623 | 770112.5771 | 729964.5285 | 693754.2646 | 668811.8912 | 647951.7041 | 666180.1167 | 664325.2047 | 627925.6111 | 595190.1563 | 718883.5219 | 708909.1926 | 723478.0526 | 651955.6112
QLD1 | Solar PV | 0 | 0.068183 | 0.093724 | 0.092834 | 0.08936 | 6869.4798 | 7794.335 | 37786.2486 | 50289.8738 | 87981.919 | 115733.805 | 139846.6633 | 132909.4979 | 125627.1444 | 169967.5298 | 173519.5295 | 307994.36 | 339538.2786 | 331400.2408 | 445819.279 | 423743.1639 | 400525.5006 | 385334.5998 | 415913.5287 | 403618.0355 | 410487.2631 | 438848.3583
QLD1 | Grid Battery | 0 | 0.041673 | 0.045653 | 0.065069 | 0.077859 | 73778.8402 | 69932.5505 | 82506.5379 | 80305.4417 | 129135.0295 | 132437.5331 | 125533.2073 | 119306.0691 | 112769.0716 | 106890.1157 | 101317.6463 | 149504.0942 | 141312.4919 | 175596.5673 | 239855.5912 | 227957.4327 | 215467.214 | 204234.3241 | 193587.0304 | 183984.0417 | 177168.1036 | 167931.8518
QLD1 | Pumped Hydro | 0 | 0 | 0.075071 | 0.11017 | 0.10857 | 23347.4502 | 22130.2851 | 20976.5743 | 19936.0207 | 18843.6901 | 17861.3231 | 42139.0436 | 40048.7164 | 37854.3742 | 188896.9987 | 179049.2884 | 203661.6368 | 192502.6432 | 182466.9608 | 172954.4666 | 164374.9718 | 155368.5664 | 147268.7835 | 183463.6219 | 174362.815 | 164809.1594 | 156217.2128
QLD1 | VPP | 0 | 0 | 0 | 0 | 0 | 0 | 0 | 0 | 0 | 0 | 0 | 0 | 0 | 0 | 0 | 0 | 0 | 0 | 0 | 0 | 0 | 0 | 0 | 0 | 0 | 0 | 0
Total excluding storage |  | 0 | 151367.4287 | 143476.3474 | 196700.3664 | 313851.0954 | 729214.8115 | 697634.8084 | 853519.2043 | 829502.1733 | 981663.9485 | 1068233.7959 | 1069445.2955 | 1016394.9175 | 960704.7968 | 1261887.112 | 1208514.3963 | 1378354.319 | 1364320.9497 | 1358416.0843 | 1544715.2462 | 1499319.1287 | 1417168.6766 | 1348977.4225 | 1558392.8129 | 1515110.3007 | 1557740.9685 | 1492487.0493
Region | Technology | 2023-24 | 2024-25 | 2025-26 | 2026-27 | 2027-28 | 2028-29 | 2029-30 | 2030-31 | 2031-32 | 2032-33 | 2033-34 | 2034-35 | 2035-36 | 2036-37 | 2037-38 | 2038-39 | 2039-40 | 2040-41 | 2041-42 | 2042-43 | 2043-44 | 2044-45 | 2045-46 | 2046-47 | 2047-48 | 2048-49 | 2049-50
VIC1 | Black Coal | 0 | 0 | 0 | 0 | 0 | 0 | 0 | 0 | 0 | 0 | 0 | 0 | 0 | 0 | 0 | 0 | 0 | 0 | 0 | 0 | 0 | 0 | 0 | 0 | 0 | 0 | 0
VIC1 | Brown Coal | 0 | 0 | 0 | 0 | 0 | 0 | 0 | 0 | 0 | 0 | 0 | 0 | 0 | 0 | 0 | 0 | 0 | 0 | 0 | 0 | 0 | 0 | 0 | 0 | 0 | 0 | 0
VIC1 | CCGT | 0 | 0 | 0 | 0 | 0 | 0 | 0 | 0 | 0 | 0 | 0 | 0 | 0 | 0 | 0 | 0 | 0 | 0 | 0 | 0 | 0 | 0 | 0 | 0 | 0 | 0 | 0
VIC1 | Gas - Steam | 0 | 0 | 0 | 0 | 0 | 0 | 0 | 0 | 0 | 0 | 0 | 0 | 0 | 0 | 0 | 0 | 0 | 0 | 0 | 0 | 0 | 0 | 0 | 0 | 0 | 0 | 0
VIC1 | OCGT / Diesel | 0 | 0.026457 | 0.025077 | 0.023845 | 0.022685 | 0.021523 | 0.020457 | 0.019451 | 0.018508 | 0.017951 | 0.017073 | 0.016882 | 21673.4469 | 20485.9191 | 22164.5523 | 21009.0543 | 19966.8898 | 18872.8674 | 17888.9739 | 16956.3734 | 38278.6468 | 74650.8304 | 70759.081 | 67070.219 | 63743.1664 | 60250.5618 | 57109.5306
VIC1 | Hydro | 0 | 0 | 0 | 0 | 0 | 0 | 0 | 0 | 0 | 0 | 0 | 0 | 0 | 0 | 0 | 0 | 0 | 0 | 0 | 0 | 0 | 0 | 0 | 0 | 0 | 0 | 0
VIC1 | Hydrogen Turbine | 0 | 0 | 0 | 0 | 0 | 0 | 0 | 0 | 0 | 0 | 0 | 0 | 0 | 0 | 0 | 0 | 0 | 0 | 0 | 0 | 0 | 0 | 0 | 0 | 0 | 0 | 0
VIC1 | Wind | 0 | 121718.9319 | 115373.3966 | 159842.3214 | 182098.0901 | 218060.0318 | 273460.5741 | 398222.128 | 378468.123 | 389101.1874 | 505170.7603 | 478834.8473 | 455081.9998 | 430147.2316 | 515470.3703 | 503281.5713 | 478316.2017 | 453406.7227 | 429769.406 | 431461.4191 | 410058.5598 | 387590.7022 | 402597.042 | 434602.3933 | 416095.7369 | 407794.2537 | 361490.6322
VIC1 | Solar PV | 0 | 0.061839 | 0.060006 | 0.11899 | 0.12537 | 0.11933 | 0.11946 | 0.15388 | 0.16209 | 47611.826 | 45129.6931 | 63423.6968 | 60277.532 | 61069.7756 | 63594.1536 | 60278.8228 | 64776.1359 | 61226.9345 | 131904.3188 | 139103.6539 | 169655.5468 | 183817.774 | 174234.8581 | 167369.2808 | 159839.6811 | 168009.1032 | 170774.3076
VIC1 | Grid Battery | 0 | 0.063816 | 0.061066 | 0.26734 | 0.25515 | 0.24123 | 0.22932 | 11303.2642 | 10742.5608 | 18863.5433 | 17880.1364 | 16947.9968 | 30197.1717 | 28542.6141 | 27054.6179 | 25644.1883 | 28870.4577 | 44673.5377 | 77866.1551 | 73806.784 | 76341.5744 | 87504.5414 | 82942.6933 | 78618.5992 | 74718.6842 | 70624.712 | 70259.1577
VIC1 | Pumped Hydro | 0 | 0 | 0.072075 | 0.15591 | 0.14906 | 0.14163 | 0.13523 | 0.202 | 0.19212 | 0.18217 | 0.17325 | 0.16484 | 0.20619 | 0.19657 | 0.44016 | 0.41771 | 0.40164 | 0.38135 | 0.38275 | 0.36389 | 0.34704 | 4897.6282 | 4642.3058 | 4400.2906 | 4182.0124 | 3952.883 | 3746.8093
VIC1 | VPP | 0 | 0 | 0 | 0 | 0 | 0 | 0 | 0 | 0 | 0 | 0 | 0 | 0 | 0 | 0 | 0 | 0 | 0 | 0 | 0 | 0 | 0 | 0 | 0 | 0 | 0 | 0
Total excluding storage |  | 0 | 121719.084 | 115373.6148 | 159842.8875 | 182098.6423 | 218060.5555 | 273461.0786 | 409525.7676 | 389211.0565 | 455576.7568 | 568180.7801 | 559206.7226 | 567230.3566 | 540245.737 | 628284.1342 | 610214.0544 | 591930.0866 | 578180.4436 | 657429.2366 | 661328.5943 | 694334.6749 | 738461.4762 | 735175.9802 | 752060.7829 | 718579.281 | 710631.5137 | 663380.4374
Region | Technology | 2023-24 | 2024-25 | 2025-26 | 2026-27 | 2027-28 | 2028-29 | 2029-30 | 2030-31 | 2031-32 | 2032-33 | 2033-34 | 2034-35 | 2035-36 | 2036-37 | 2037-38 | 2038-39 | 2039-40 | 2040-41 | 2041-42 | 2042-43 | 2043-44 | 2044-45 | 2045-46 | 2046-47 | 2047-48 | 2048-49 | 2049-50
SA1 | Black Coal | 0 | 0 | 0 | 0 | 0 | 0 | 0 | 0 | 0 | 0 | 0 | 0 | 0 | 0 | 0 | 0 | 0 | 0 | 0 | 0 | 0 | 0 | 0 | 0 | 0 | 0 | 0
SA1 | Brown Coal | 0 | 0 | 0 | 0 | 0 | 0 | 0 | 0 | 0 | 0 | 0 | 0 | 0 | 0 | 0 | 0 | 0 | 0 | 0 | 0 | 0 | 0 | 0 | 0 | 0 | 0 | 0
SA1 | CCGT | 0 | 0 | 0 | 0 | 0 | 0 | 0 | 0 | 0 | 0 | 0 | 0 | 0 | 0 | 0 | 0 | 0 | 0 | 0 | 0 | 0 | 0 | 0 | 0 | 0 | 0 | 0
SA1 | Gas - Steam | 0 | 0 | 0 | 0 | 0 | 0 | 0 | 0 | 0 | 0 | 0 | 0 | 0 | 0 | 0 | 0 | 0 | 0 | 0 | 0 | 0 | 0 | 0 | 0 | 0 | 0 | 0
SA1 | OCGT / Diesel | 0 | 0.013641 | 0.012937 | 0.014722 | 0.014031 | 0.013328 | 0.012695 | 0.014177 | 0.013541 | 0.015001 | 0.014301 | 0.014451 | 0.044331 | 0.041946 | 0.066758 | 0.063301 | 0.06027 | 0.057012 | 0.054066 | 0.051299 | 1240.8112 | 1172.8251 | 1111.6826 | 1053.7276 | 1001.4569 | 946.5853 | 897.2338
SA1 | Hydro | 0 | 0 | 0 | 0 | 0 | 0 | 0 | 0 | 0 | 0 | 0 | 0 | 0 | 0 | 0 | 0 | 0 | 0 | 0 | 0 | 0 | 0 | 0 | 0 | 0 | 0 | 0
SA1 | Hydrogen Turbine | 0 | 0 | 0 | 0 | 0 | 0 | 0 | 0 | 0 | 0 | 0 | 0 | 0 | 0 | 0 | 0 | 0 | 0 | 0 | 0 | 0 | 0 | 0 | 0 | 0 | 0 | 0
SA1 | Wind | 0 | 58375.2788 | 55332.0179 | 89737.5013 | 85286.0402 | 164816.4577 | 178714.576 | 181330.4413 | 172335.4544 | 178756.3595 | 177575.3394 | 168317.8594 | 159968.8297 | 162103.4095 | 194463.3419 | 191589.6075 | 200142.9549 | 192598.7893 | 182558.0946 | 202027.4168 | 192524.7215 | 194216.9431 | 184091.892 | 229034.7843 | 244687.1552 | 239812.9282 | 233218.7294
SA1 | Solar PV | 0 | 0.094713 | 0.12058 | 0.11906 | 0.11341 | 0.10929 | 0.10676 | 0.16468 | 0.15663 | 14639.4787 | 13876.2833 | 37155.1258 | 35312.0268 | 33377.217 | 60152.3488 | 57016.4455 | 59098.657 | 98044.5817 | 112795.1896 | 114448.7453 | 169932.2723 | 160621.3725 | 152247.7466 | 149750.5615 | 142949.7828 | 140625.9634 | 135411.6611
SA1 | Grid Battery | 0 | 0.045077 | 0.05421 | 0.10852 | 0.10442 | 0.098782 | 0.094798 | 0.52112 | 0.49831 | 31846.0367 | 30185.8174 | 28612.1495 | 38937.4258 | 36803.9739 | 45576.2704 | 43200.257 | 41057.291 | 61395.1419 | 75621.4301 | 71679.0859 | 93178.5581 | 94890.3942 | 89943.4979 | 85254.4816 | 81025.3901 | 76585.862 | 72593.2708
SA1 | Pumped Hydro | 0 | 0 | 0.087788 | 0.12002 | 0.11604 | 0.1109 | 0.10786 | 0.12881 | 0.12272 | 0.12008 | 0.11558 | 0.1111 | 0.12567 | 0.11984 | 0.14722 | 0.14005 | 0.13447 | 0.1353 | 0.14315 | 0.14721 | 0.14373 | 0.1625 | 0.15452 | 0.14673 | 0.13979 | 0.13271 | 0.13394
SA1 | VPP | 0 | 0 | 0 | 0 | 0 | 0 | 0 | 0 | 0 | 0 | 0 | 0 | 0 | 0 | 0 | 0 | 0 | 0 | 0 | 0 | 0 | 0 | 0 | 0 | 0 | 0 | 0
Total excluding storage |  | 0 | 58375.4322 | 55332.2934 | 89737.8636 | 85286.3881 | 164816.7901 | 178714.8981 | 181331.2701 | 172336.2456 | 225242.01 | 221637.57 | 234085.2603 | 234218.4523 | 232284.7622 | 300192.1751 | 291806.5133 | 300299.0976 | 352038.7052 | 370974.9115 | 388155.4464 | 456876.5069 | 450901.6974 | 427394.9736 | 465093.7017 | 469663.9248 | 457971.4716 | 442121.0291
Region | Technology | 2023-24 | 2024-25 | 2025-26 | 2026-27 | 2027-28 | 2028-29 | 2029-30 | 2030-31 | 2031-32 | 2032-33 | 2033-34 | 2034-35 | 2035-36 | 2036-37 | 2037-38 | 2038-39 | 2039-40 | 2040-41 | 2041-42 | 2042-43 | 2043-44 | 2044-45 | 2045-46 | 2046-47 | 2047-48 | 2048-49 | 2049-50
TAS1 | Black Coal | 0 | 0 | 0 | 0 | 0 | 0 | 0 | 0 | 0 | 0 | 0 | 0 | 0 | 0 | 0 | 0 | 0 | 0 | 0 | 0 | 0 | 0 | 0 | 0 | 0 | 0 | 0
TAS1 | Brown Coal | 0 | 0 | 0 | 0 | 0 | 0 | 0 | 0 | 0 | 0 | 0 | 0 | 0 | 0 | 0 | 0 | 0 | 0 | 0 | 0 | 0 | 0 | 0 | 0 | 0 | 0 | 0
TAS1 | CCGT | 0 | 0 | 0 | 0 | 0 | 0 | 0 | 0 | 0 | 0 | 0 | 0 | 0 | 0 | 0 | 0 | 0 | 0 | 0 | 0 | 0 | 0 | 0 | 0 | 0 | 0 | 0
TAS1 | Gas - Steam | 0 | 0 | 0 | 0 | 0 | 0 | 0 | 0 | 0 | 0 | 0 | 0 | 0 | 0 | 0 | 0 | 0 | 0 | 0 | 0 | 0 | 0 | 0 | 0 | 0 | 0 | 0
TAS1 | OCGT / Diesel | 0 | 0.012482 | 0.011831 | 0.011264 | 0.011044 | 0.011 | 0.011143 | 0.013055 | 0.012487 | 0.013965 | 0.013307 | 0.012699 | 0.029827 | 0.028239 | 0.030976 | 0.029401 | 0.028001 | 0.0265 | 0.025241 | 0.023993 | 0.023468 | 0.043277 | 0.041056 | 0.038954 | 0.037064 | 0.035074 | 0.030016
TAS1 | Hydro | 0 | 0 | 0 | 0 | 0 | 0 | 0 | 0 | 0 | 0 | 0 | 0 | 0 | 0 | 0 | 0 | 0 | 0 | 0 | 0 | 0 | 0 | 0 | 0 | 0 | 0 | 0
TAS1 | Hydrogen Turbine | 0 | 0 | 0 | 0 | 0 | 0 | 0 | 0 | 0 | 0 | 0 | 0 | 0 | 0 | 0 | 0 | 0 | 0 | 0 | 0 | 0 | 0 | 0 | 0 | 0 | 0 | 0
TAS1 | Wind | 0 | 86733.2077 | 82211.5716 | 80000.8604 | 88907.3332 | 91009.1243 | 135545.1118 | 129135.7208 | 228883.4195 | 216418.7078 | 205136.2178 | 194441.9136 | 184796.523 | 174671.1843 | 165565.1057 | 156933.7508 | 149801.4454 | 145316.8759 | 137741.1149 | 130560.2992 | 124083.7891 | 117285.0118 | 111170.6291 | 105375.0068 | 100147.8265 | 94660.5445 | 67001.2737
TAS1 | Solar PV | 0 | 0.027231 | 0.025863 | 0.02712 | 0.025935 | 0.024672 | 0.024315 | 0.028482 | 0.027206 | 0.033291 | 0.031656 | 0.038129 | 0.036298 | 0.034536 | 0.035715 | 0.034217 | 0.040198 | 3835.9555 | 3635.977 | 3446.4241 | 3275.4639 | 3096.0011 | 2934.5983 | 2781.6106 | 2643.6275 | 2498.7894 | 2368.5137
TAS1 | Grid Battery | 0 | 0.033049 | 0.038468 | 0.041704 | 0.047865 | 0.045361 | 0.05212 | 0.086363 | 0.096762 | 0.12281 | 0.11681 | 0.11093 | 0.10597 | 0.10069 | 0.10743 | 0.10237 | 0.097823 | 0.092849 | 0.088885 | 0.084706 | 0.086809 | 0.097137 | 0.089887 | 0.084339 | 0.081585 | 0.084316 | 0.09177
TAS1 | Pumped Hydro | 0 | 0 | 0.087472 | 0.092838 | 0.10569 | 0.11059 | 0.16374 | 3765.7454 | 3578.9517 | 36667.023 | 34755.4737 | 32943.5781 | 38236.5379 | 36141.4886 | 39823.7165 | 37747.5993 | 35875.1109 | 33909.4482 | 32141.658 | 30466.0273 | 28954.7452 | 28421.5912 | 26939.8971 | 25535.4479 | 24268.7494 | 22939.0214 | 21743.1533
TAS1 | VPP | 0 | 0 | 0 | 0 | 0 | 0 | 0 | 0 | 0 | 0 | 0 | 0 | 0 | 0 | 0 | 0 | 0 | 0 | 0 | 0 | 0 | 0 | 0 | 0 | 0 | 0 | 0
Total excluding storage |  | 0 | 86733.2804 | 82211.7353 | 80001.0334 | 88907.5238 | 91009.316 | 135545.3631 | 132901.594 | 232462.5077 | 253085.9009 | 239891.8532 | 227385.6534 | 223033.233 | 210812.8364 | 205388.9964 | 194681.5161 | 185676.7223 | 183062.3989 | 173518.864 | 164472.8593 | 156314.1084 | 148802.7445 | 141045.2554 | 133692.1886 | 127060.322 | 120098.4747 | 91113.0625

## Option 3A_Rehab Cost
Rehabilition cost by technology ($000s) - Option 3A, Step Change Scenario
Rehab | Real June 2021 dollars discounted to 1 July 2021
Explicitly modelled generation
Region | Technology | 2023-24 | 2024-25 | 2025-26 | 2026-27 | 2027-28 | 2028-29 | 2029-30 | 2030-31 | 2031-32 | 2032-33 | 2033-34 | 2034-35 | 2035-36 | 2036-37 | 2037-38 | 2038-39 | 2039-40 | 2040-41 | 2041-42 | 2042-43 | 2043-44 | 2044-45 | 2045-46 | 2046-47 | 2047-48 | 2048-49 | 2049-50
NEM | Black Coal | 0 | 0 | 0 | 0 | 0 | 0 | 0 | 0 | 0 | 0 | 0 | 0 | 0 | 0 | 0 | 0 | 0 | 0 | 0 | 0 | 0 | 0 | 0 | 0 | 0 | 0 | 0
NEM | Brown Coal | 0 | 0 | 0 | 0 | 0 | 0 | 0 | 0 | 0 | 0 | 0 | 0 | 0 | 0 | 0 | 0 | 0 | 0 | 0 | 0 | 0 | 0 | 0 | 0 | 0 | 0 | 0
NEM | CCGT | 0 | 0 | 0 | 0 | 0 | 0 | 0 | 0 | 0 | 0 | 0 | 0 | 0 | 0 | 0 | 0 | 0 | 0 | 0 | 0 | 0 | 0 | 0 | 0 | 0 | 0 | 0
NEM | Gas - Steam | 0 | 0 | 0 | 0 | 0 | 0 | 0 | 0 | 0 | 0 | 0 | 0 | 0 | 0 | 0 | 0 | 0 | 0 | 0 | 0 | 0 | 0 | 0 | 0 | 0 | 0 | 0
NEM | OCGT / Diesel | 0 | 0 | 0 | 0 | 0 | 0 | 0 | 0 | 0 | 0 | 0 | 0 | 0 | 0 | 0 | 0 | 0 | 0 | 0 | 0 | 0 | 0 | 0 | 0 | 0 | 0 | 0
NEM | Hydro | 0 | 0 | 0 | 0 | 0 | 0 | 0 | 0 | 0 | 0 | 0 | 0 | 0 | 0 | 0 | 0 | 0 | 0 | 0 | 0 | 0 | 0 | 0 | 0 | 0 | 0 | 0
NEM | Hydrogen Turbine | 0 | 0 | 0 | 0 | 0 | 0 | 0 | 0 | 0 | 0 | 0 | 0 | 0 | 0 | 0 | 0 | 0 | 0 | 0 | 0 | 0 | 0 | 0 | 0 | 0 | 0 | 0
NEM | Wind | 0 | 0 | 0 | 0 | 0 | 0 | 0 | 0 | 0 | 0 | 0 | 0 | 0 | 0 | 0 | 0 | 0 | 0 | 0 | 0 | 0 | 0 | 0 | 0 | 0 | 0 | 0
NEM | Solar PV | 0 | 0 | 0 | 0 | 0 | 0 | 0 | 0 | 0 | 0 | 0 | 0 | 0 | 0 | 0 | 0 | 0 | 0 | 0 | 0 | 0 | 0 | 0 | 0 | 0 | 0 | 0
NEM | Grid Battery | 0 | 0 | 0 | 0 | 0 | 0 | 0 | 0 | 0 | 0 | 0 | 0 | 0 | 0 | 0 | 0 | 0 | 0 | 0 | 0 | 0 | 0 | 0 | 0 | 0 | 0 | 0
NEM | Pumped Hydro | 0 | 0 | 0 | 0 | 0 | 0 | 0 | 0 | 0 | 0 | 0 | 0 | 0 | 0 | 0 | 0 | 0 | 0 | 0 | 0 | 0 | 0 | 0 | 0 | 0 | 0 | 0
NEM | VPP | 0 | 0 | 0 | 0 | 0 | 0 | 0 | 0 | 0 | 0 | 0 | 0 | 0 | 0 | 0 | 0 | 0 | 0 | 0 | 0 | 0 | 0 | 0 | 0 | 0 | 0 | 0
Total excluding storage |  | 0 | 0 | 0 | 0 | 0 | 0 | 0 | 0 | 0 | 0 | 0 | 0 | 0 | 0 | 0 | 0 | 0 | 0 | 0 | 0 | 0 | 0 | 0 | 0 | 0 | 0 | 0
Region | Technology | 2023-24 | 2024-25 | 2025-26 | 2026-27 | 2027-28 | 2028-29 | 2029-30 | 2030-31 | 2031-32 | 2032-33 | 2033-34 | 2034-35 | 2035-36 | 2036-37 | 2037-38 | 2038-39 | 2039-40 | 2040-41 | 2041-42 | 2042-43 | 2043-44 | 2044-45 | 2045-46 | 2046-47 | 2047-48 | 2048-49 | 2049-50
NSW1 | Black Coal | 0 | 0 | 0 | 0 | 0 | 0 | 0 | 0 | 0 | 0 | 0 | 0 | 0 | 0 | 0 | 0 | 0 | 0 | 0 | 0 | 0 | 0 | 0 | 0 | 0 | 0 | 0
NSW1 | Brown Coal | 0 | 0 | 0 | 0 | 0 | 0 | 0 | 0 | 0 | 0 | 0 | 0 | 0 | 0 | 0 | 0 | 0 | 0 | 0 | 0 | 0 | 0 | 0 | 0 | 0 | 0 | 0
NSW1 | CCGT | 0 | 0 | 0 | 0 | 0 | 0 | 0 | 0 | 0 | 0 | 0 | 0 | 0 | 0 | 0 | 0 | 0 | 0 | 0 | 0 | 0 | 0 | 0 | 0 | 0 | 0 | 0
NSW1 | Gas - Steam | 0 | 0 | 0 | 0 | 0 | 0 | 0 | 0 | 0 | 0 | 0 | 0 | 0 | 0 | 0 | 0 | 0 | 0 | 0 | 0 | 0 | 0 | 0 | 0 | 0 | 0 | 0
NSW1 | OCGT / Diesel | 0 | 0 | 0 | 0 | 0 | 0 | 0 | 0 | 0 | 0 | 0 | 0 | 0 | 0 | 0 | 0 | 0 | 0 | 0 | 0 | 0 | 0 | 0 | 0 | 0 | 0 | 0
NSW1 | Hydro | 0 | 0 | 0 | 0 | 0 | 0 | 0 | 0 | 0 | 0 | 0 | 0 | 0 | 0 | 0 | 0 | 0 | 0 | 0 | 0 | 0 | 0 | 0 | 0 | 0 | 0 | 0
NSW1 | Hydrogen Turbine | 0 | 0 | 0 | 0 | 0 | 0 | 0 | 0 | 0 | 0 | 0 | 0 | 0 | 0 | 0 | 0 | 0 | 0 | 0 | 0 | 0 | 0 | 0 | 0 | 0 | 0 | 0
NSW1 | Wind | 0 | 0 | 0 | 0 | 0 | 0 | 0 | 0 | 0 | 0 | 0 | 0 | 0 | 0 | 0 | 0 | 0 | 0 | 0 | 0 | 0 | 0 | 0 | 0 | 0 | 0 | 0
NSW1 | Solar PV | 0 | 0 | 0 | 0 | 0 | 0 | 0 | 0 | 0 | 0 | 0 | 0 | 0 | 0 | 0 | 0 | 0 | 0 | 0 | 0 | 0 | 0 | 0 | 0 | 0 | 0 | 0
NSW1 | Grid Battery | 0 | 0 | 0 | 0 | 0 | 0 | 0 | 0 | 0 | 0 | 0 | 0 | 0 | 0 | 0 | 0 | 0 | 0 | 0 | 0 | 0 | 0 | 0 | 0 | 0 | 0 | 0
NSW1 | Pumped Hydro | 0 | 0 | 0 | 0 | 0 | 0 | 0 | 0 | 0 | 0 | 0 | 0 | 0 | 0 | 0 | 0 | 0 | 0 | 0 | 0 | 0 | 0 | 0 | 0 | 0 | 0 | 0
NSW1 | VPP | 0 | 0 | 0 | 0 | 0 | 0 | 0 | 0 | 0 | 0 | 0 | 0 | 0 | 0 | 0 | 0 | 0 | 0 | 0 | 0 | 0 | 0 | 0 | 0 | 0 | 0 | 0
Total excluding storage |  | 0 | 0 | 0 | 0 | 0 | 0 | 0 | 0 | 0 | 0 | 0 | 0 | 0 | 0 | 0 | 0 | 0 | 0 | 0 | 0 | 0 | 0 | 0 | 0 | 0 | 0 | 0
Region | Technology | 2023-24 | 2024-25 | 2025-26 | 2026-27 | 2027-28 | 2028-29 | 2029-30 | 2030-31 | 2031-32 | 2032-33 | 2033-34 | 2034-35 | 2035-36 | 2036-37 | 2037-38 | 2038-39 | 2039-40 | 2040-41 | 2041-42 | 2042-43 | 2043-44 | 2044-45 | 2045-46 | 2046-47 | 2047-48 | 2048-49 | 2049-50
QLD1 | Black Coal | 0 | 0 | 0 | 0 | 0 | 0 | 0 | 0 | 0 | 0 | 0 | 0 | 0 | 0 | 0 | 0 | 0 | 0 | 0 | 0 | 0 | 0 | 0 | 0 | 0 | 0 | 0
QLD1 | Brown Coal | 0 | 0 | 0 | 0 | 0 | 0 | 0 | 0 | 0 | 0 | 0 | 0 | 0 | 0 | 0 | 0 | 0 | 0 | 0 | 0 | 0 | 0 | 0 | 0 | 0 | 0 | 0
QLD1 | CCGT | 0 | 0 | 0 | 0 | 0 | 0 | 0 | 0 | 0 | 0 | 0 | 0 | 0 | 0 | 0 | 0 | 0 | 0 | 0 | 0 | 0 | 0 | 0 | 0 | 0 | 0 | 0
QLD1 | Gas - Steam | 0 | 0 | 0 | 0 | 0 | 0 | 0 | 0 | 0 | 0 | 0 | 0 | 0 | 0 | 0 | 0 | 0 | 0 | 0 | 0 | 0 | 0 | 0 | 0 | 0 | 0 | 0
QLD1 | OCGT / Diesel | 0 | 0 | 0 | 0 | 0 | 0 | 0 | 0 | 0 | 0 | 0 | 0 | 0 | 0 | 0 | 0 | 0 | 0 | 0 | 0 | 0 | 0 | 0 | 0 | 0 | 0 | 0
QLD1 | Hydro | 0 | 0 | 0 | 0 | 0 | 0 | 0 | 0 | 0 | 0 | 0 | 0 | 0 | 0 | 0 | 0 | 0 | 0 | 0 | 0 | 0 | 0 | 0 | 0 | 0 | 0 | 0
QLD1 | Hydrogen Turbine | 0 | 0 | 0 | 0 | 0 | 0 | 0 | 0 | 0 | 0 | 0 | 0 | 0 | 0 | 0 | 0 | 0 | 0 | 0 | 0 | 0 | 0 | 0 | 0 | 0 | 0 | 0
QLD1 | Wind | 0 | 0 | 0 | 0 | 0 | 0 | 0 | 0 | 0 | 0 | 0 | 0 | 0 | 0 | 0 | 0 | 0 | 0 | 0 | 0 | 0 | 0 | 0 | 0 | 0 | 0 | 0
QLD1 | Solar PV | 0 | 0 | 0 | 0 | 0 | 0 | 0 | 0 | 0 | 0 | 0 | 0 | 0 | 0 | 0 | 0 | 0 | 0 | 0 | 0 | 0 | 0 | 0 | 0 | 0 | 0 | 0
QLD1 | Grid Battery | 0 | 0 | 0 | 0 | 0 | 0 | 0 | 0 | 0 | 0 | 0 | 0 | 0 | 0 | 0 | 0 | 0 | 0 | 0 | 0 | 0 | 0 | 0 | 0 | 0 | 0 | 0
QLD1 | Pumped Hydro | 0 | 0 | 0 | 0 | 0 | 0 | 0 | 0 | 0 | 0 | 0 | 0 | 0 | 0 | 0 | 0 | 0 | 0 | 0 | 0 | 0 | 0 | 0 | 0 | 0 | 0 | 0
QLD1 | VPP | 0 | 0 | 0 | 0 | 0 | 0 | 0 | 0 | 0 | 0 | 0 | 0 | 0 | 0 | 0 | 0 | 0 | 0 | 0 | 0 | 0 | 0 | 0 | 0 | 0 | 0 | 0
Total excluding storage |  | 0 | 0 | 0 | 0 | 0 | 0 | 0 | 0 | 0 | 0 | 0 | 0 | 0 | 0 | 0 | 0 | 0 | 0 | 0 | 0 | 0 | 0 | 0 | 0 | 0 | 0 | 0
Region | Technology | 2023-24 | 2024-25 | 2025-26 | 2026-27 | 2027-28 | 2028-29 | 2029-30 | 2030-31 | 2031-32 | 2032-33 | 2033-34 | 2034-35 | 2035-36 | 2036-37 | 2037-38 | 2038-39 | 2039-40 | 2040-41 | 2041-42 | 2042-43 | 2043-44 | 2044-45 | 2045-46 | 2046-47 | 2047-48 | 2048-49 | 2049-50
VIC1 | Black Coal | 0 | 0 | 0 | 0 | 0 | 0 | 0 | 0 | 0 | 0 | 0 | 0 | 0 | 0 | 0 | 0 | 0 | 0 | 0 | 0 | 0 | 0 | 0 | 0 | 0 | 0 | 0
VIC1 | Brown Coal | 0 | 0 | 0 | 0 | 0 | 0 | 0 | 0 | 0 | 0 | 0 | 0 | 0 | 0 | 0 | 0 | 0 | 0 | 0 | 0 | 0 | 0 | 0 | 0 | 0 | 0 | 0
VIC1 | CCGT | 0 | 0 | 0 | 0 | 0 | 0 | 0 | 0 | 0 | 0 | 0 | 0 | 0 | 0 | 0 | 0 | 0 | 0 | 0 | 0 | 0 | 0 | 0 | 0 | 0 | 0 | 0
VIC1 | Gas - Steam | 0 | 0 | 0 | 0 | 0 | 0 | 0 | 0 | 0 | 0 | 0 | 0 | 0 | 0 | 0 | 0 | 0 | 0 | 0 | 0 | 0 | 0 | 0 | 0 | 0 | 0 | 0
VIC1 | OCGT / Diesel | 0 | 0 | 0 | 0 | 0 | 0 | 0 | 0 | 0 | 0 | 0 | 0 | 0 | 0 | 0 | 0 | 0 | 0 | 0 | 0 | 0 | 0 | 0 | 0 | 0 | 0 | 0
VIC1 | Hydro | 0 | 0 | 0 | 0 | 0 | 0 | 0 | 0 | 0 | 0 | 0 | 0 | 0 | 0 | 0 | 0 | 0 | 0 | 0 | 0 | 0 | 0 | 0 | 0 | 0 | 0 | 0
VIC1 | Hydrogen Turbine | 0 | 0 | 0 | 0 | 0 | 0 | 0 | 0 | 0 | 0 | 0 | 0 | 0 | 0 | 0 | 0 | 0 | 0 | 0 | 0 | 0 | 0 | 0 | 0 | 0 | 0 | 0
VIC1 | Wind | 0 | 0 | 0 | 0 | 0 | 0 | 0 | 0 | 0 | 0 | 0 | 0 | 0 | 0 | 0 | 0 | 0 | 0 | 0 | 0 | 0 | 0 | 0 | 0 | 0 | 0 | 0
VIC1 | Solar PV | 0 | 0 | 0 | 0 | 0 | 0 | 0 | 0 | 0 | 0 | 0 | 0 | 0 | 0 | 0 | 0 | 0 | 0 | 0 | 0 | 0 | 0 | 0 | 0 | 0 | 0 | 0
VIC1 | Grid Battery | 0 | 0 | 0 | 0 | 0 | 0 | 0 | 0 | 0 | 0 | 0 | 0 | 0 | 0 | 0 | 0 | 0 | 0 | 0 | 0 | 0 | 0 | 0 | 0 | 0 | 0 | 0
VIC1 | Pumped Hydro | 0 | 0 | 0 | 0 | 0 | 0 | 0 | 0 | 0 | 0 | 0 | 0 | 0 | 0 | 0 | 0 | 0 | 0 | 0 | 0 | 0 | 0 | 0 | 0 | 0 | 0 | 0
VIC1 | VPP | 0 | 0 | 0 | 0 | 0 | 0 | 0 | 0 | 0 | 0 | 0 | 0 | 0 | 0 | 0 | 0 | 0 | 0 | 0 | 0 | 0 | 0 | 0 | 0 | 0 | 0 | 0
Total excluding storage |  | 0 | 0 | 0 | 0 | 0 | 0 | 0 | 0 | 0 | 0 | 0 | 0 | 0 | 0 | 0 | 0 | 0 | 0 | 0 | 0 | 0 | 0 | 0 | 0 | 0 | 0 | 0
Region | Technology | 2023-24 | 2024-25 | 2025-26 | 2026-27 | 2027-28 | 2028-29 | 2029-30 | 2030-31 | 2031-32 | 2032-33 | 2033-34 | 2034-35 | 2035-36 | 2036-37 | 2037-38 | 2038-39 | 2039-40 | 2040-41 | 2041-42 | 2042-43 | 2043-44 | 2044-45 | 2045-46 | 2046-47 | 2047-48 | 2048-49 | 2049-50
SA1 | Black Coal | 0 | 0 | 0 | 0 | 0 | 0 | 0 | 0 | 0 | 0 | 0 | 0 | 0 | 0 | 0 | 0 | 0 | 0 | 0 | 0 | 0 | 0 | 0 | 0 | 0 | 0 | 0
SA1 | Brown Coal | 0 | 0 | 0 | 0 | 0 | 0 | 0 | 0 | 0 | 0 | 0 | 0 | 0 | 0 | 0 | 0 | 0 | 0 | 0 | 0 | 0 | 0 | 0 | 0 | 0 | 0 | 0
SA1 | CCGT | 0 | 0 | 0 | 0 | 0 | 0 | 0 | 0 | 0 | 0 | 0 | 0 | 0 | 0 | 0 | 0 | 0 | 0 | 0 | 0 | 0 | 0 | 0 | 0 | 0 | 0 | 0
SA1 | Gas - Steam | 0 | 0 | 0 | 0 | 0 | 0 | 0 | 0 | 0 | 0 | 0 | 0 | 0 | 0 | 0 | 0 | 0 | 0 | 0 | 0 | 0 | 0 | 0 | 0 | 0 | 0 | 0
SA1 | OCGT / Diesel | 0 | 0 | 0 | 0 | 0 | 0 | 0 | 0 | 0 | 0 | 0 | 0 | 0 | 0 | 0 | 0 | 0 | 0 | 0 | 0 | 0 | 0 | 0 | 0 | 0 | 0 | 0
SA1 | Hydro | 0 | 0 | 0 | 0 | 0 | 0 | 0 | 0 | 0 | 0 | 0 | 0 | 0 | 0 | 0 | 0 | 0 | 0 | 0 | 0 | 0 | 0 | 0 | 0 | 0 | 0 | 0
SA1 | Hydrogen Turbine | 0 | 0 | 0 | 0 | 0 | 0 | 0 | 0 | 0 | 0 | 0 | 0 | 0 | 0 | 0 | 0 | 0 | 0 | 0 | 0 | 0 | 0 | 0 | 0 | 0 | 0 | 0
SA1 | Wind | 0 | 0 | 0 | 0 | 0 | 0 | 0 | 0 | 0 | 0 | 0 | 0 | 0 | 0 | 0 | 0 | 0 | 0 | 0 | 0 | 0 | 0 | 0 | 0 | 0 | 0 | 0
SA1 | Solar PV | 0 | 0 | 0 | 0 | 0 | 0 | 0 | 0 | 0 | 0 | 0 | 0 | 0 | 0 | 0 | 0 | 0 | 0 | 0 | 0 | 0 | 0 | 0 | 0 | 0 | 0 | 0
SA1 | Grid Battery | 0 | 0 | 0 | 0 | 0 | 0 | 0 | 0 | 0 | 0 | 0 | 0 | 0 | 0 | 0 | 0 | 0 | 0 | 0 | 0 | 0 | 0 | 0 | 0 | 0 | 0 | 0
SA1 | Pumped Hydro | 0 | 0 | 0 | 0 | 0 | 0 | 0 | 0 | 0 | 0 | 0 | 0 | 0 | 0 | 0 | 0 | 0 | 0 | 0 | 0 | 0 | 0 | 0 | 0 | 0 | 0 | 0
SA1 | VPP | 0 | 0 | 0 | 0 | 0 | 0 | 0 | 0 | 0 | 0 | 0 | 0 | 0 | 0 | 0 | 0 | 0 | 0 | 0 | 0 | 0 | 0 | 0 | 0 | 0 | 0 | 0
Total excluding storage |  | 0 | 0 | 0 | 0 | 0 | 0 | 0 | 0 | 0 | 0 | 0 | 0 | 0 | 0 | 0 | 0 | 0 | 0 | 0 | 0 | 0 | 0 | 0 | 0 | 0 | 0 | 0
Region | Technology | 2023-24 | 2024-25 | 2025-26 | 2026-27 | 2027-28 | 2028-29 | 2029-30 | 2030-31 | 2031-32 | 2032-33 | 2033-34 | 2034-35 | 2035-36 | 2036-37 | 2037-38 | 2038-39 | 2039-40 | 2040-41 | 2041-42 | 2042-43 | 2043-44 | 2044-45 | 2045-46 | 2046-47 | 2047-48 | 2048-49 | 2049-50
TAS1 | Black Coal | 0 | 0 | 0 | 0 | 0 | 0 | 0 | 0 | 0 | 0 | 0 | 0 | 0 | 0 | 0 | 0 | 0 | 0 | 0 | 0 | 0 | 0 | 0 | 0 | 0 | 0 | 0
TAS1 | Brown Coal | 0 | 0 | 0 | 0 | 0 | 0 | 0 | 0 | 0 | 0 | 0 | 0 | 0 | 0 | 0 | 0 | 0 | 0 | 0 | 0 | 0 | 0 | 0 | 0 | 0 | 0 | 0
TAS1 | CCGT | 0 | 0 | 0 | 0 | 0 | 0 | 0 | 0 | 0 | 0 | 0 | 0 | 0 | 0 | 0 | 0 | 0 | 0 | 0 | 0 | 0 | 0 | 0 | 0 | 0 | 0 | 0
TAS1 | Gas - Steam | 0 | 0 | 0 | 0 | 0 | 0 | 0 | 0 | 0 | 0 | 0 | 0 | 0 | 0 | 0 | 0 | 0 | 0 | 0 | 0 | 0 | 0 | 0 | 0 | 0 | 0 | 0
TAS1 | OCGT / Diesel | 0 | 0 | 0 | 0 | 0 | 0 | 0 | 0 | 0 | 0 | 0 | 0 | 0 | 0 | 0 | 0 | 0 | 0 | 0 | 0 | 0 | 0 | 0 | 0 | 0 | 0 | 0
TAS1 | Hydro | 0 | 0 | 0 | 0 | 0 | 0 | 0 | 0 | 0 | 0 | 0 | 0 | 0 | 0 | 0 | 0 | 0 | 0 | 0 | 0 | 0 | 0 | 0 | 0 | 0 | 0 | 0
TAS1 | Hydrogen Turbine | 0 | 0 | 0 | 0 | 0 | 0 | 0 | 0 | 0 | 0 | 0 | 0 | 0 | 0 | 0 | 0 | 0 | 0 | 0 | 0 | 0 | 0 | 0 | 0 | 0 | 0 | 0
TAS1 | Wind | 0 | 0 | 0 | 0 | 0 | 0 | 0 | 0 | 0 | 0 | 0 | 0 | 0 | 0 | 0 | 0 | 0 | 0 | 0 | 0 | 0 | 0 | 0 | 0 | 0 | 0 | 0
TAS1 | Solar PV | 0 | 0 | 0 | 0 | 0 | 0 | 0 | 0 | 0 | 0 | 0 | 0 | 0 | 0 | 0 | 0 | 0 | 0 | 0 | 0 | 0 | 0 | 0 | 0 | 0 | 0 | 0
TAS1 | Grid Battery | 0 | 0 | 0 | 0 | 0 | 0 | 0 | 0 | 0 | 0 | 0 | 0 | 0 | 0 | 0 | 0 | 0 | 0 | 0 | 0 | 0 | 0 | 0 | 0 | 0 | 0 | 0
TAS1 | Pumped Hydro | 0 | 0 | 0 | 0 | 0 | 0 | 0 | 0 | 0 | 0 | 0 | 0 | 0 | 0 | 0 | 0 | 0 | 0 | 0 | 0 | 0 | 0 | 0 | 0 | 0 | 0 | 0
TAS1 | VPP | 0 | 0 | 0 | 0 | 0 | 0 | 0 | 0 | 0 | 0 | 0 | 0 | 0 | 0 | 0 | 0 | 0 | 0 | 0 | 0 | 0 | 0 | 0 | 0 | 0 | 0 | 0
Total excluding storage |  | 0 | 0 | 0 | 0 | 0 | 0 | 0 | 0 | 0 | 0 | 0 | 0 | 0 | 0 | 0 | 0 | 0 | 0 | 0 | 0 | 0 | 0 | 0 | 0 | 0 | 0 | 0

## Option 3A_REZ Tx Cost
REZ transmission expansion cost by region ($000s) - Option 3A, Step Change Scenario
REZ Expansion | Real June 2021 dollars discounted to 1 July 2021. As with the total capital costs, the REZ transmission expansion costs are annualised for modelling purposes.
Explicitly modelled generation
Region | Technology | 2023-24 | 2024-25 | 2025-26 | 2026-27 | 2027-28 | 2028-29 | 2029-30 | 2030-31 | 2031-32 | 2032-33 | 2033-34 | 2034-35 | 2035-36 | 2036-37 | 2037-38 | 2038-39 | 2039-40 | 2040-41 | 2041-42 | 2042-43 | 2043-44 | 2044-45 | 2045-46 | 2046-47 | 2047-48 | 2048-49 | 2049-50 | Sum | Raw | Equal
NSW1 | Transmission | 0 | 0.0010215 | 0.0012472 | 0.001598 | 0.0016604 | 0.0021904 | 0.0033529 | 0.0055426 | 0.0056394 | 9458.9735 | 15725.6698 | 14905.8483 | 14166.4361 | 13390.2313 | 12822.6577 | 12496.7807 | 11876.8758 | 11226.1206 | 10640.8731 | 24572.8704 | 30025.5275 | 28380.374 | 26900.8308 | 58582.628 | 68714.7392 | 72173.2793 | 68410.6922 | 504471.4306 | 504471.4306 | TRUE
QLD1 | Transmission | 69.5156 | 65.8388 | 62.4069 | 80.1426 | 89.2 | 51595.1525 | 48987.1924 | 54703.477 | 54365.6601 | 73683.7363 | 82894.3914 | 81336.1458 | 77511.1502 | 74732.2906 | 111607.4212 | 108374.2663 | 139364.6426 | 150946.2294 | 150322.5577 | 192852.5724 | 209064.2934 | 198032.811 | 190504.5838 | 201237.9581 | 200734.3581 | 203795.1303 | 207670.161 | 2864683.2857 | 2864683.2857 | TRUE
VIC1 | Transmission | 0 | 0.00033186 | 0.00035565 | 0.00036632 | 0.00035769 | 0.00035612 | 0.0003762 | 0.00041007 | 0.0005506 | 0.00057806 | 21051.7864 | 19954.3 | 18964.4568 | 17925.3602 | 16990.8628 | 16105.0834 | 15306.1825 | 14467.5288 | 13713.2975 | 12998.3864 | 12353.5948 | 11676.7188 | 11067.9802 | 10490.9771 | 9970.5684 | 11940.8237 | 13023.7216 | 248001.6333 | 248001.6333 | TRUE
SA1 | Transmission | 57.1304 | 1392.9611 | 1387.7054 | 2534.0975 | 2408.3925 | 2304.2872 | 2185.8235 | 2071.9083 | 2218.3179 | 3863.2983 | 3661.8988 | 3470.9964 | 3298.8183 | 3118.0705 | 15579.4406 | 15679.9529 | 15001.4213 | 17575.0628 | 17499.4491 | 20095.8119 | 31078.3993 | 30992.7853 | 29416.3439 | 38728.2266 | 43279.0971 | 41053.2989 | 39593.5578 | 389546.5536 | 389546.5536 | TRUE
TAS1 | Transmission | 0 | 0.00077418 | 59.1486 | 420.5229 | 2753.7861 | 2602.9025 | 2467.2063 | 2338.5842 | 2222.5779 | 2100.7993 | 1991.279 | 1887.4683 | 1793.8395 | 1695.5518 | 1607.1582 | 1523.3727 | 1447.8051 | 1368.4773 | 1297.1349 | 1229.5119 | 1168.5214 | 1104.496 | 1046.9159 | 992.3375 | 943.1121 | 891.4374 | 844.9644 | 37798.9119 | 37798.9119 | TRUE
NEM | Total | 126.646 | 1458.802 | 1509.2625 | 3034.765 | 5251.3807 | 56502.3448 | 53640.2259 | 59113.9755 | 58806.5621 | 89106.8079 | 125325.0254 | 121554.7588 | 115734.7009 | 110861.5045 | 158607.5406 | 154179.4559 | 182996.9274 | 195583.4189 | 193473.3123 | 251749.1529 | 283690.3364 | 270187.1851 | 258936.6546 | 310032.1272 | 323641.8749 | 329853.9696 | 329543.0971

## Option 3A_USE+DSP Cost
USE+DSP cost by region ($000s) - Option 3A, Step Change Scenario
USE+DSP | Real June 2021 dollars discounted to 1 July 2021
Explicitly modelled generation
Region | Technology | 2023-24 | 2024-25 | 2025-26 | 2026-27 | 2027-28 | 2028-29 | 2029-30 | 2030-31 | 2031-32 | 2032-33 | 2033-34 | 2034-35 | 2035-36 | 2036-37 | 2037-38 | 2038-39 | 2039-40 | 2040-41 | 2041-42 | 2042-43 | 2043-44 | 2044-45 | 2045-46 | 2046-47 | 2047-48 | 2048-49 | 2049-50
NSW1 | USE+DSP | 32851.5622 | 37690.1205 | 111090.7223 | 1193.8477 | 14430.4737 | 18.4745 | 0.22289 | 816.916 | 0.22368 | 812.6791 | 870.7234 | 14.7629 | 1265.5344 | 232.4521 | 6443.3045 | 0.22804 | 453.469 | 4046.5227 | 3201.8741 | 5923.8096 | 11923.0201 | 7592.5735 | 10018.3446 | 11119.8022 | 10312.4933 | 11276.1728 | 12671.2754
QLD1 | USE+DSP | 0.026315 | 0.026081 | 0.026603 | 521.6681 | 22.9117 | 76209.5259 | 0.027386 | 2827.3161 | 1679.8485 | 778.8574 | 1550.4953 | 2658.6675 | 3128.1583 | 753.1387 | 7102.5526 | 0.02805 | 8113.1082 | 5151.0953 | 5324.3645 | 11163.3259 | 22388.8695 | 19110.1161 | 43861.5574 | 55557.9933 | 52917.3814 | 52713.1534 | 52452.2458
VIC1 | USE+DSP | 26910.3932 | 20807.3892 | 24.6252 | 32342.3239 | 432.4008 | 0.2852 | 80.3318 | 1479.6447 | 0.28433 | 838.9597 | 5.6557 | 53.1504 | 2974.3059 | 412.3686 | 5957.3586 | 0.29539 | 758.4512 | 2094.9655 | 3008.5203 | 3663.0295 | 5277.8663 | 11315.1984 | 2426.3295 | 2844.7105 | 3018.7628 | 3879.6669 | 6856.9619
SA1 | USE+DSP | 808.6643 | 0.030881 | 8.8153 | 849.1814 | 246.0894 | 0.031626 | 0.031566 | 858.5294 | 0.031607 | 1219.2223 | 0.032353 | 14.796 | 933.5721 | 99.086 | 8365.0315 | 0.032828 | 475.9277 | 2194.7165 | 1799.5092 | 2701.8067 | 4645.5815 | 3715.2633 | 3532.4933 | 3741.2311 | 4454.7026 | 5197.4524 | 5642.8086
TAS1 | USE+DSP | 0.018596 | 0.018372 | 0.01849 | 0.018576 | 0.01862 | 0.018677 | 0.018881 | 44.7453 | 0.019286 | 43.8568 | 0.019637 | 13.2139 | 612.8375 | 79.3883 | 316.7626 | 0.019655 | 214.8916 | 699.3943 | 769.2383 | 960.7214 | 1622.9002 | 1516.3547 | 929.686 | 1455.5642 | 1418.7697 | 2410.0092 | 1892.418
NEM | Total | 60570.6646 | 58497.585 | 111124.2078 | 34907.0396 | 15131.8943 | 76228.3359 | 80.6325 | 6027.1514 | 1680.4074 | 3693.5753 | 2426.9264 | 2754.5908 | 8914.4082 | 1576.4337 | 28185.0097 | 0.60396 | 10015.8477 | 14186.6944 | 14103.5065 | 24412.6931 | 45858.2376 | 43249.5059 | 60768.4109 | 74719.3012 | 72122.1098 | 75476.4549 | 79515.7098

## Option 5_CF
Annual capacity factor by technology - Option 5, Step Change Scenario
Explicitly modelled generation
Region | Technology | 2023-24 | 2024-25 | 2025-26 | 2026-27 | 2027-28 | 2028-29 | 2029-30 | 2030-31 | 2031-32 | 2032-33 | 2033-34 | 2034-35 | 2035-36 | 2036-37 | 2037-38 | 2038-39 | 2039-40 | 2040-41 | 2041-42 | 2042-43 | 2043-44 | 2044-45 | 2045-46 | 2046-47 | 2047-48 | 2048-49 | 2049-50
NEM | Black Coal | 58.97% | 51.64% | 52.7% | 63.32% | 60.31% | 61.89% | 63.39% | 59.81% | 57.69% | 58.57% | 62.52% | 62.43% | 54.62% | 53.17% | 55.82% | 52.88% | 56.01% | 44.52% | 43.4% | - | - | - | - | - | - | - | -
NEM | Brown Coal | 68.74% | 60.14% | 65.81% | 62.99% | 63.45% | 63.57% | 66.08% | 63.9% | 50.94% | - | - | - | - | - | - | - | - | - | - | - | - | - | - | - | - | - | -
NEM | CCGT | 8.139% | 6.613% | 12.99% | 16.41% | 16.82% | 19.65% | 22.78% | 26.93% | 23.81% | 23.15% | 31.13% | 35.6% | 26.67% | 28.05% | 27.78% | 31.15% | 30.9% | 26.5% | 22.17% | 25.77% | 27.35% | 21.81% | 24.07% | 28.83% | 28.42% | 28.05% | 28.74%
NEM | Gas - Steam | 0.9866% | 0.9478% | 2.998% | 3.749% | 2.487% | 5.239% | 4.396% | 23.11% | 4.063% | 8.969% | 7.862% | 14.01% | 8.18% | 11.7% | 12.82% | 13.75% | - | - | - | - | - | - | - | - | - | - | -
NEM | OCGT / Diesel | 0.3093% | 0.2412% | 0.5401% | 0.5882% | 0.434% | 0.604% | 0.499% | 2.302% | 1.097% | 1.814% | 3.548% | 6.622% | 3.726% | 4.998% | 3.971% | 3.84% | 9.62% | 9.433% | 4.759% | 6.589% | 10.26% | 5.637% | 7.248% | 8.641% | 6.338% | 7.944% | 7.862%
NEM | Hydro | 26.72% | 24.28% | 24.83% | 24.01% | 20.33% | 25.02% | 26.94% | 26.22% | 24.81% | 23.75% | 25.85% | 26.38% | 24.17% | 22.31% | 26.55% | 24.21% | 22.39% | 21.69% | 20.78% | 23.52% | 23.6% | 21.98% | 21.03% | 27.52% | 26% | 26.01% | 25.02%
NEM | Hydrogen Turbine | bar: 2023-24 to 2049-50
NEM | Wind | 32.73% | 33.39% | 34.04% | 35.47% | 37.27% | 36.2% | 35.91% | 34.95% | 36.67% | 35.36% | 34.51% | 33.91% | 35.05% | 36.07% | 34.86% | 34.93% | 34% | 34.08% | 33.56% | 32.76% | 32% | 32.85% | 33.79% | 32.75% | 31.9% | 31.59% | 31.21%
NEM | Solar PV | 26.37% | 22.23% | 23.45% | 24.67% | 24.43% | 22.41% | 23.54% | 24.3% | 24.66% | 24.82% | 24.36% | 23.69% | 24.42% | 24.5% | 20.77% | 21.94% | 21.62% | 20.28% | 21.26% | 20.87% | 19.88% | 20.01% | 20.54% | 17.82% | 17.87% | 18.81% | 18.27%
NEM | Grid Battery | 4.764% | 4.718% | 7.355% | 11.15% | 15.27% | 17.39% | 17.61% | 19.31% | 18.64% | 20.92% | 19.84% | 19.17% | 19.93% | 20.13% | 18.38% | 18.67% | 20.12% | 19.25% | 21.07% | 20.4% | 19.58% | 19.25% | 20.1% | 16.87% | 16.62% | 17.34% | 16.53%
NEM | Pumped Hydro | 7.63% | 12.57% | 13.03% | 19.42% | 9.903% | 13.35% | 14.74% | 19.34% | 19.81% | 18.85% | 20.41% | 20.43% | 21.36% | 22.07% | 20.17% | 20.73% | 20.7% | 18.04% | 18.75% | 18.89% | 16.99% | 15.99% | 15.69% | 16.58% | 14.41% | 14.7% | 12.92%
NEM | VPP | 7.928% | 8.09% | 8.67% | 8.501% | 8.239% | 7.729% | 7.549% | 7.48% | 7.272% | 7.254% | 7.19% | 6.912% | 7.027% | 7.029% | 6.623% | 6.522% | 6.666% | 6.387% | 6.628% | 6.496% | 6.312% | 6.473% | 6.665% | 6.274% | 6.181% | 6.318% | 6.147%
Region | Technology | 2023-24 | 2024-25 | 2025-26 | 2026-27 | 2027-28 | 2028-29 | 2029-30 | 2030-31 | 2031-32 | 2032-33 | 2033-34 | 2034-35 | 2035-36 | 2036-37 | 2037-38 | 2038-39 | 2039-40 | 2040-41 | 2041-42 | 2042-43 | 2043-44 | 2044-45 | 2045-46 | 2046-47 | 2047-48 | 2048-49 | 2049-50
NSW1 | Black Coal | 57.9% | 48.25% | 44.38% | 64.22% | 58.52% | 64.25% | 66.91% | 57.53% | 56.46% | 57.22% | 61.36% | 63.12% | 55.39% | 49.25% | 54.79% | 54.64% | - | - | - | - | - | - | - | - | - | - | -
NSW1 | Brown Coal | bar: 2023-24 to 2049-50
NSW1 | CCGT | 0.3544% | 0.1615% | 7.973% | 17.46% | 19.77% | 17.01% | 28.49% | 28.89% | 26.39% | 23.96% | 36.28% | 42.76% | 27.67% | 28.84% | 30.87% | 36.8% | 37.14% | 29.32% | 25.14% | 30.15% | - | - | - | - | - | - | -
NSW1 | Gas - Steam | bar: 2023-24 to 2049-50
NSW1 | OCGT / Diesel | 0.05169% | 0.02283% | 0.1553% | 0.1465% | 0.1205% | 0.02448% | 0.0001828% | 0.663% | 0.1184% | 0.5212% | 1.049% | 3.845% | 1.723% | 3.123% | 1.716% | 2.263% | 7.4% | 9.203% | 4.193% | 5.124% | 9.399% | 5.661% | 8.493% | 7.394% | 7.018% | 6.547% | 7.987%
NSW1 | Hydro | 9.225% | 12.9% | 13.51% | 13.59% | 11.34% | 16.27% | 13.8% | 14.02% | 13.26% | 11.79% | 14.45% | 15.09% | 13.98% | 12.33% | 17.09% | 14.38% | 12.73% | 12.28% | 11.18% | 13.02% | 13.38% | 12.1% | 10.38% | 16.15% | 15.73% | 15.67% | 15.19%
NSW1 | Hydrogen Turbine | bar: 2023-24 to 2049-50
NSW1 | Wind | 36.21% | 33.89% | 34.03% | 35.41% | 35.91% | 36.37% | 34.49% | 34.21% | 33.99% | 34.05% | 33.22% | 32.68% | 34.04% | 34.04% | 34.44% | 32.84% | 32.46% | 30.53% | 31.94% | 30.57% | 29.43% | 30.56% | 31.08% | 32.07% | 29.63% | 29.43% | 27.75%
NSW1 | Solar PV | 26.9% | 21.22% | 22.17% | 24.47% | 24.69% | 22.42% | 23.25% | 24.67% | 24.45% | 24.71% | 24.35% | 23.65% | 25.07% | 24.82% | 21.14% | 21.7% | 22.42% | 20.75% | 21.77% | 20.59% | 19.48% | 20.48% | 20.9% | 18.54% | 17.52% | 18.78% | 18.18%
NSW1 | Grid Battery | 4.715% | 5.73% | 12.26% | 23.82% | 24.35% | 22.18% | 22.45% | 24.23% | 22.91% | 23.87% | 22.24% | 20.73% | 22.6% | 22.58% | 21.24% | 21.11% | 21.71% | 20.57% | 22.7% | 20.96% | 18.92% | 19.98% | 20.49% | 17.68% | 16.86% | 18.26% | 18.19%
NSW1 | Pumped Hydro | 5.258% | 10.45% | 17.34% | 27.2% | 8.96% | 14.7% | 16.04% | 21.27% | 21.84% | 20.95% | 23.02% | 23.03% | 24.11% | 25.36% | 23.91% | 22.4% | 20.92% | 16.1% | 18.09% | 18.26% | 15.82% | 14.42% | 15% | 18.91% | 14.68% | 14.45% | 11.85%
NSW1 | VPP | 6.822% | 7.851% | 8.797% | 8.675% | 8.39% | 7.766% | 7.492% | 7.569% | 7.344% | 7.399% | 7.353% | 7.038% | 7.207% | 7.085% | 6.762% | 6.641% | 6.82% | 6.533% | 6.746% | 6.601% | 6.318% | 6.61% | 6.681% | 6.32% | 6.186% | 6.427% | 6.385%
Region | Technology | 2023-24 | 2024-25 | 2025-26 | 2026-27 | 2027-28 | 2028-29 | 2029-30 | 2030-31 | 2031-32 | 2032-33 | 2033-34 | 2034-35 | 2035-36 | 2036-37 | 2037-38 | 2038-39 | 2039-40 | 2040-41 | 2041-42 | 2042-43 | 2043-44 | 2044-45 | 2045-46 | 2046-47 | 2047-48 | 2048-49 | 2049-50
QLD1 | Black Coal | 60.08% | 55.11% | 62.03% | 62.58% | 61.53% | 60.2% | 61.25% | 61.81% | 58.76% | 60.11% | 63.46% | 61.87% | 54% | 56.39% | 56.67% | 51.44% | 56.01% | 44.52% | 43.4% | - | - | - | - | - | - | - | -
QLD1 | Brown Coal | bar: 2023-24 to 2049-50
QLD1 | CCGT | 7.297% | 6.109% | 12.06% | 18.12% | 18.93% | 22.09% | 24.66% | 29.06% | 28.03% | 26.57% | 36.07% | 39.36% | 32.13% | 34.37% | 31.42% | 34.44% | 34.34% | 30.49% | 25.26% | 28.98% | 32.67% | 26.05% | 35.88% | 62.14% | 61.26% | 60.47% | 61.95%
QLD1 | Gas - Steam | bar: 2023-24 to 2049-50
QLD1 | OCGT / Diesel | 0.01426% | 3.323e-06% | 0.01584% | 0.1076% | 0.1439% | 0.1133% | 0.05246% | 2.515% | 2.114% | 2.055% | 7.825% | 10.05% | 7.468% | 10.33% | 5.095% | 4.231% | 9.764% | 8.807% | 4.012% | 7.243% | 8.959% | 5.463% | 8.208% | 10.2% | 4.409% | 6.68% | 6.129%
QLD1 | Hydro | 54.44% | 54.49% | 55.85% | 53.53% | 54.61% | 55.54% | 55.05% | 54.61% | 54.44% | 54.6% | 54.09% | 53.62% | 53.17% | 53.4% | 37.93% | 35.66% | 28.75% | 26.85% | 25.44% | - | - | - | - | - | - | - | -
QLD1 | Hydrogen Turbine | bar: 2023-24 to 2049-50
QLD1 | Wind | 40.72% | 36.74% | 38.81% | 38.6% | 39.9% | 37.77% | 37.36% | 36.86% | 36.17% | 35.57% | 33.53% | 33.39% | 32.97% | 35.1% | 34.52% | 34.08% | 33.75% | 31.7% | 32.34% | 31.09% | 31.26% | 30.48% | 32.25% | 31.62% | 30.57% | 31.64% | 29.74%
QLD1 | Solar PV | 26.89% | 24.12% | 26.34% | 26.62% | 25.76% | 23.22% | 25.51% | 25.4% | 26.29% | 25.89% | 25.4% | 24.93% | 24.98% | 24.94% | 21.1% | 23.47% | 21.95% | 21.29% | 22.03% | 22.58% | 22.07% | 21.22% | 21.24% | 18.42% | 19.42% | 20.26% | 19.74%
QLD1 | Grid Battery | 6.123% | 6.096% | 6.218% | 6.298% | 6.3% | 21.47% | 21.45% | 22.73% | 22.34% | 23.15% | 22.11% | 21.98% | 22.18% | 22.66% | 19.66% | 20.69% | 21.65% | 21.96% | 22.31% | 22.89% | 21.68% | 21.14% | 21.61% | 18.16% | 18.95% | 18.61% | 18.59%
QLD1 | Pumped Hydro | 8.628% | 13.47% | 9.287% | 12.65% | 13.09% | 9.499% | 11.04% | 13.87% | 13.84% | 12.09% | 12.76% | 15.04% | 16.13% | 16.01% | 16.81% | 19.53% | 20.37% | 19.11% | 19.14% | 19.53% | 17.56% | 16.67% | 15.47% | 14.87% | 13.69% | 14.33% | 13%
QLD1 | VPP | 8.294% | 8.164% | 8.264% | 8.473% | 8.119% | 7.708% | 7.579% | 7.623% | 7.503% | 7.434% | 7.492% | 7.328% | 7.223% | 7.244% | 6.72% | 6.703% | 6.826% | 6.764% | 6.806% | 6.913% | 6.872% | 6.745% | 6.895% | 6.686% | 6.636% | 6.538% | 6.556%
Region | Technology | 2023-24 | 2024-25 | 2025-26 | 2026-27 | 2027-28 | 2028-29 | 2029-30 | 2030-31 | 2031-32 | 2032-33 | 2033-34 | 2034-35 | 2035-36 | 2036-37 | 2037-38 | 2038-39 | 2039-40 | 2040-41 | 2041-42 | 2042-43 | 2043-44 | 2044-45 | 2045-46 | 2046-47 | 2047-48 | 2048-49 | 2049-50
VIC1 | Black Coal | bar: 2023-24 to 2049-50
VIC1 | Brown Coal | 68.74% | 60.14% | 65.81% | 62.99% | 63.45% | 63.57% | 66.08% | 63.9% | 50.94% | - | - | - | - | - | - | - | - | - | - | - | - | - | - | - | - | - | -
VIC1 | CCGT | bar: 2023-24 to 2049-50
VIC1 | Gas - Steam | 0.386% | 0.4194% | 1.613% | 3.749% | 2.487% | 5.239% | 4.396% | 23.11% | 4.063% | 8.969% | 7.862% | 14.01% | 8.18% | 11.7% | 12.82% | 13.75% | - | - | - | - | - | - | - | - | - | - | -
VIC1 | OCGT / Diesel | 0.1382% | 0.09495% | 0.2359% | 0.8792% | 0.5056% | 0.8589% | 0.5762% | 2.605% | 0.4087% | 2.071% | 1.913% | 5.817% | 2.751% | 2.911% | 4.71% | 3.996% | 12.02% | 10.2% | 5.819% | 7.69% | 11.99% | 5.902% | 6.481% | 9.037% | 7.859% | 11.36% | 10.48%
VIC1 | Hydro | 13.86% | 16.82% | 17.37% | 16.47% | 13.77% | 20.65% | 17.23% | 14.89% | 14.91% | 13.6% | 16.62% | 17.17% | 16.34% | 13.67% | 20.57% | 17.22% | 14.9% | 14.91% | 13.59% | 16.62% | 17.19% | 16.3% | 13.68% | 20.57% | 20.61% | 20.6% | 20.54%
VIC1 | Hydrogen Turbine | bar: 2023-24 to 2049-50
VIC1 | Wind | 28.18% | 29.24% | 30.06% | 31.46% | 35.82% | 33.41% | 34.85% | 32.64% | 37.2% | 33.55% | 34.27% | 33.6% | 35.06% | 36.27% | 32.95% | 35.89% | 33.96% | 37.83% | 34.03% | 34.92% | 34.05% | 35.76% | 36.3% | 32.43% | 34.81% | 32.72% | 35.94%
VIC1 | Solar PV | 23.27% | 19.92% | 20.09% | 20.41% | 19.89% | 19.75% | 19.52% | 19.08% | 21.33% | 23.24% | 22.27% | 21.3% | 21.8% | 22.59% | 19.55% | 19.78% | 19.3% | 18.22% | 19.65% | 18.87% | 18.06% | 19.29% | 20.02% | 16.87% | 17.2% | 17.99% | 17.1%
VIC1 | Grid Battery | 4.881% | 4.527% | 5.315% | 5.227% | 5.034% | 4.804% | 4.741% | 9.542% | 9.448% | 12.41% | 11.55% | 11.05% | 14.19% | 14.04% | 13.71% | 13.69% | 15.82% | 14.73% | 18.8% | 17.1% | 16.39% | 16.38% | 17.16% | 14.79% | 14.49% | 15.65% | 13.31%
VIC1 | Pumped Hydro | - | - | - | - | - | - | - | - | - | - | - | - | - | - | - | - | - | - | - | - | - | 23.99% | 25.02% | 22.98% | 22.12% | 22.06% | 21.95%
VIC1 | VPP | 8.364% | 7.878% | 9.423% | 8.902% | 8.6% | 7.993% | 7.762% | 7.411% | 7.024% | 6.961% | 6.677% | 6.411% | 6.762% | 6.842% | 6.446% | 6.306% | 6.451% | 5.956% | 6.434% | 6.096% | 5.745% | 6.171% | 6.45% | 5.964% | 5.952% | 6.157% | 5.714%
Region | Technology | 2023-24 | 2024-25 | 2025-26 | 2026-27 | 2027-28 | 2028-29 | 2029-30 | 2030-31 | 2031-32 | 2032-33 | 2033-34 | 2034-35 | 2035-36 | 2036-37 | 2037-38 | 2038-39 | 2039-40 | 2040-41 | 2041-42 | 2042-43 | 2043-44 | 2044-45 | 2045-46 | 2046-47 | 2047-48 | 2048-49 | 2049-50
SA1 | Black Coal | bar: 2023-24 to 2049-50
SA1 | Brown Coal | bar: 2023-24 to 2049-50
SA1 | CCGT | 17.25% | 16.1% | 25.07% | 16.81% | 14.6% | 22.21% | 21.31% | 29.45% | 18.26% | 21.22% | 24.15% | 32.3% | 19.83% | 23.91% | - | - | - | - | - | - | - | - | - | - | - | - | -
SA1 | Gas - Steam | 1.362% | 1.278% | 3.863% | - | - | - | - | - | - | - | - | - | - | - | - | - | - | - | - | - | - | - | - | - | - | - | -
SA1 | OCGT / Diesel | 1.298% | 1.178% | 2.398% | 1.721% | 1.348% | 2.094% | 1.988% | 5.692% | 2.898% | 5.115% | 7.172% | 12.1% | 6.827% | 8.056% | 9.789% | 10.53% | 14.99% | 11% | 7.224% | 9.267% | 11.96% | 4.402% | 4.029% | 2.09% | 1.273% | 2.458% | 2.656%
SA1 | Hydro | bar: 2023-24 to 2049-50
SA1 | Hydrogen Turbine | bar: 2023-24 to 2049-50
SA1 | Wind | 32.8% | 32.42% | 31.42% | 34.83% | 34.59% | 33.31% | 33.3% | 31.95% | 34.38% | 32.42% | 33.07% | 29.88% | 34.41% | 34.78% | 32.76% | 33.84% | 31.79% | 33.33% | 31.22% | 31.78% | 29.14% | 32.24% | 32.71% | 31.02% | 31.16% | 29.66% | 30.29%
SA1 | Solar PV | 25.46% | 21.95% | 22.5% | 21.82% | 21.89% | 21.68% | 20.95% | 19.88% | 19.73% | 22.19% | 21.03% | 21.2% | 21.32% | 23.01% | 19.09% | 19.33% | 18.05% | 16.4% | 18.69% | 16.51% | 16.12% | 16.12% | 18.2% | 15.08% | 14.54% | 15.09% | 14.62%
SA1 | Grid Battery | 4.395% | 4.475% | 4.329% | 4.26% | 4.26% | 4.179% | 4.128% | 4.239% | 4.14% | 14.91% | 14.08% | 13.75% | 15.17% | 15.65% | 15.6% | 15.57% | 15.61% | 15.65% | 18.29% | 15.56% | 18.19% | 16.77% | 19.04% | 14.87% | 13.34% | 14.57% | 12.52%
SA1 | Pumped Hydro | bar: 2023-24 to 2049-50
SA1 | VPP | 9.097% | 9.066% | 8.683% | 8.174% | 7.998% | 7.691% | 7.6% | 7.364% | 7.203% | 7.296% | 7.331% | 6.892% | 6.912% | 7.12% | 6.739% | 6.587% | 6.569% | 6.192% | 6.581% | 6.314% | 6.461% | 6.371% | 6.932% | 6.176% | 5.845% | 6.151% | 5.679%
Region | Technology | 2023-24 | 2024-25 | 2025-26 | 2026-27 | 2027-28 | 2028-29 | 2029-30 | 2030-31 | 2031-32 | 2032-33 | 2033-34 | 2034-35 | 2035-36 | 2036-37 | 2037-38 | 2038-39 | 2039-40 | 2040-41 | 2041-42 | 2042-43 | 2043-44 | 2044-45 | 2045-46 | 2046-47 | 2047-48 | 2048-49 | 2049-50
TAS1 | Black Coal | bar: 2023-24 to 2049-50
TAS1 | Brown Coal | bar: 2023-24 to 2049-50
TAS1 | CCGT | bar: 2023-24 to 2049-50
TAS1 | Gas - Steam | bar: 2023-24 to 2049-50
TAS1 | OCGT / Diesel | 7.87e-06% | 1.61e-05% | 1.71e-05% | 0.01198% | 1.876e-05% | 1.998e-05% | 0.08658% | 0.3243% | 0.1281% | 0.5527% | 0.1841% | 1.193% | 0.8097% | 0.8096% | 1.024% | 0.779% | 3.744% | 2.033% | 1.205% | 2.131% | 2.207% | 0.9294% | 1.168% | 1.456% | 0.8401% | 2.654% | 1.748%
TAS1 | Hydro | 53.81% | 40.37% | 40.81% | 39.25% | 33% | 35.74% | 46.9% | 46.65% | 43.27% | 42.74% | 43.65% | 44.09% | 39.47% | 38% | 40.92% | 39.85% | 38.42% | 36.88% | 36.54% | 40.03% | 39.4% | 36.8% | 38.09% | 44.93% | 40.97% | 41.05% | 38.72%
TAS1 | Hydrogen Turbine | bar: 2023-24 to 2049-50
TAS1 | Wind | 37.86% | 44.81% | 47.83% | 48.21% | 50.87% | 47.47% | 47.57% | 46.57% | 48.81% | 48.76% | 46.25% | 47.74% | 48.56% | 50.69% | 48.71% | 47.53% | 46.48% | 50.61% | 49.38% | 47.36% | 49.04% | 50.66% | 52.2% | 50.52% | 49.09% | 48.07% | 51.99%
TAS1 | Solar PV | - | - | - | - | - | - | - | - | - | - | - | - | - | - | - | - | - | 17.1% | 17.93% | 19.97% | 18.62% | 19.8% | 19.84% | 16.92% | 18.84% | 19.1% | 17.9%
TAS1 | Grid Battery | bar: 2023-24 to 2049-50
TAS1 | Pumped Hydro | - | - | - | - | - | - | - | 18.95% | 24.74% | 20.32% | 20.82% | 19.28% | 19.54% | 19.52% | 19.89% | 19.39% | 21.4% | 20.25% | 19.39% | 18.25% | 18.63% | 18.32% | 18.77% | 17.46% | 17.13% | 16.76% | 15.35%
TAS1 | VPP | 0.7731% | 3.512% | 2.959% | 3.492% | 4.273% | 4.372% | 5.208% | 5.67% | 6.326% | 5.783% | 5.688% | 5.029% | 5.059% | 5.003% | 4.661% | 4.423% | 4.991% | 4.761% | 4.899% | 4.654% | 4.53% | 4.659% | 4.724% | 4.171% | 4.297% | 4.423% | 4.112%
Explicitly modelled pumping
Region | Technology | 2023-24 | 2024-25 | 2025-26 | 2026-27 | 2027-28 | 2028-29 | 2029-30 | 2030-31 | 2031-32 | 2032-33 | 2033-34 | 2034-35 | 2035-36 | 2036-37 | 2037-38 | 2038-39 | 2039-40 | 2040-41 | 2041-42 | 2042-43 | 2043-44 | 2044-45 | 2045-46 | 2046-47 | 2047-48 | 2048-49 | 2049-50
NEM | Grid Battery pump | 5.936% | 5.903% | 9.118% | 13.85% | 18.86% | 21.23% | 21.53% | 23.54% | 22.81% | 25.37% | 24.09% | 23.28% | 24.15% | 24.42% | 22.34% | 22.65% | 24.31% | 23.36% | 25.44% | 24.67% | 23.62% | 23.24% | 24.31% | 20.34% | 20.1% | 20.9% | 19.95%
NEM | Pumped Hydro Pump | 11.2% | 19.46% | 18.35% | 26.94% | 16.06% | 17.62% | 20.81% | 25.98% | 27.97% | 25.3% | 28.24% | 26.66% | 28.74% | 30.16% | 26.75% | 27.8% | 27.24% | 24.13% | 24.5% | 25.22% | 21.72% | 21.02% | 21.12% | 21.66% | 19.15% | 19.07% | 16.6%
NEM | VPP pump | 9.3% | 9.528% | 10.21% | 9.993% | 9.705% | 9.084% | 8.891% | 8.793% | 8.575% | 8.524% | 8.46% | 8.136% | 8.261% | 8.268% | 7.807% | 7.678% | 7.824% | 7.534% | 7.782% | 7.649% | 7.42% | 7.615% | 7.853% | 7.371% | 7.285% | 7.42% | 7.229%
Region | Technology | 2023-24 | 2024-25 | 2025-26 | 2026-27 | 2027-28 | 2028-29 | 2029-30 | 2030-31 | 2031-32 | 2032-33 | 2033-34 | 2034-35 | 2035-36 | 2036-37 | 2037-38 | 2038-39 | 2039-40 | 2040-41 | 2041-42 | 2042-43 | 2043-44 | 2044-45 | 2045-46 | 2046-47 | 2047-48 | 2048-49 | 2049-50
NSW1 | Grid Battery pump | 5.593% | 6.822% | 14.77% | 28.68% | 29.39% | 26.68% | 27.09% | 29.16% | 27.68% | 28.73% | 26.79% | 24.98% | 27.2% | 27.2% | 25.68% | 25.44% | 26.1% | 24.88% | 27.3% | 25.24% | 22.78% | 24.08% | 24.76% | 21.23% | 20.39% | 21.92% | 21.92%
NSW1 | Pumped Hydro Pump | 9.076% | 17.36% | 20.34% | 30.79% | 15.08% | 18.47% | 21.86% | 27.27% | 29.7% | 26.92% | 30.66% | 28.45% | 31.07% | 33.18% | 30.01% | 29.45% | 26.65% | 21.35% | 22.87% | 24.2% | 19.15% | 18.59% | 19.94% | 23.54% | 19.02% | 17.62% | 14.6%
NSW1 | VPP pump | 7.999% | 9.241% | 10.35% | 10.21% | 9.874% | 9.134% | 8.814% | 8.905% | 8.663% | 8.689% | 8.652% | 8.284% | 8.473% | 8.335% | 7.98% | 7.814% | 8.002% | 7.708% | 7.914% | 7.769% | 7.433% | 7.775% | 7.878% | 7.418% | 7.299% | 7.542% | 7.511%
Region | Technology | 2023-24 | 2024-25 | 2025-26 | 2026-27 | 2027-28 | 2028-29 | 2029-30 | 2030-31 | 2031-32 | 2032-33 | 2033-34 | 2034-35 | 2035-36 | 2036-37 | 2037-38 | 2038-39 | 2039-40 | 2040-41 | 2041-42 | 2042-43 | 2043-44 | 2044-45 | 2045-46 | 2046-47 | 2047-48 | 2048-49 | 2049-50
QLD1 | Grid Battery pump | 7.269% | 7.257% | 7.423% | 7.477% | 7.5% | 25.86% | 25.84% | 27.37% | 26.99% | 27.84% | 26.65% | 26.53% | 26.67% | 27.28% | 23.77% | 24.89% | 26.06% | 26.52% | 26.88% | 27.6% | 26.1% | 25.47% | 26.01% | 21.93% | 22.77% | 22.44% | 22.37%
QLD1 | Pumped Hydro Pump | 15.01% | 23.22% | 14.7% | 19.91% | 20.68% | 14.35% | 16.75% | 21.06% | 21.1% | 18.26% | 19.28% | 22.02% | 23.54% | 23.54% | 23.21% | 26.47% | 27.63% | 26.27% | 25.91% | 26.58% | 23.65% | 22.66% | 21.31% | 19.9% | 18.49% | 19.54% | 17.29%
QLD1 | VPP pump | 9.731% | 9.605% | 9.749% | 9.951% | 9.551% | 9.068% | 8.916% | 8.968% | 8.851% | 8.726% | 8.82% | 8.633% | 8.491% | 8.515% | 7.93% | 7.876% | 8.019% | 7.972% | 8.004% | 8.134% | 8.083% | 7.936% | 8.108% | 7.875% | 7.797% | 7.698% | 7.704%
Region | Technology | 2023-24 | 2024-25 | 2025-26 | 2026-27 | 2027-28 | 2028-29 | 2029-30 | 2030-31 | 2031-32 | 2032-33 | 2033-34 | 2034-35 | 2035-36 | 2036-37 | 2037-38 | 2038-39 | 2039-40 | 2040-41 | 2041-42 | 2042-43 | 2043-44 | 2044-45 | 2045-46 | 2046-47 | 2047-48 | 2048-49 | 2049-50
VIC1 | Grid Battery pump | 5.797% | 5.407% | 6.326% | 6.206% | 6.01% | 5.701% | 5.662% | 11.43% | 11.37% | 14.91% | 13.88% | 13.28% | 17.06% | 16.9% | 16.51% | 16.55% | 18.98% | 17.81% | 22.6% | 20.69% | 19.67% | 19.74% | 20.76% | 17.73% | 17.54% | 18.76% | 16.03%
VIC1 | Pumped Hydro Pump | - | - | - | - | - | - | - | - | - | - | - | - | - | - | - | - | - | - | - | - | - | 31.57% | 33.28% | 29.88% | 29.46% | 28.96% | 28.88%
VIC1 | VPP pump | 9.812% | 9.295% | 11.09% | 10.46% | 10.14% | 9.384% | 9.155% | 8.7% | 8.287% | 8.184% | 7.856% | 7.539% | 7.948% | 8.049% | 7.585% | 7.441% | 7.567% | 7.031% | 7.547% | 7.193% | 6.739% | 7.259% | 7.611% | 6.994% | 7.025% | 7.222% | 6.722%
Region | Technology | 2023-24 | 2024-25 | 2025-26 | 2026-27 | 2027-28 | 2028-29 | 2029-30 | 2030-31 | 2031-32 | 2032-33 | 2033-34 | 2034-35 | 2035-36 | 2036-37 | 2037-38 | 2038-39 | 2039-40 | 2040-41 | 2041-42 | 2042-43 | 2043-44 | 2044-45 | 2045-46 | 2046-47 | 2047-48 | 2048-49 | 2049-50
SA1 | Grid Battery pump | 5.788% | 5.914% | 5.709% | 5.625% | 5.641% | 5.503% | 5.466% | 5.627% | 5.507% | 18.9% | 17.78% | 17.38% | 19.01% | 19.61% | 19.41% | 19.44% | 19.35% | 19.35% | 22.34% | 19.12% | 22.19% | 20.48% | 23.29% | 18.08% | 16.37% | 17.69% | 15.28%
SA1 | Pumped Hydro Pump | bar: 2023-24 to 2049-50
SA1 | VPP pump | 10.68% | 10.68% | 10.2% | 9.617% | 9.434% | 9.028% | 8.965% | 8.644% | 8.474% | 8.604% | 8.609% | 8.106% | 8.132% | 8.377% | 7.928% | 7.772% | 7.708% | 7.305% | 7.72% | 7.443% | 7.597% | 7.497% | 8.16% | 7.251% | 6.9% | 7.214% | 6.681%
Region | Technology | 2023-24 | 2024-25 | 2025-26 | 2026-27 | 2027-28 | 2028-29 | 2029-30 | 2030-31 | 2031-32 | 2032-33 | 2033-34 | 2034-35 | 2035-36 | 2036-37 | 2037-38 | 2038-39 | 2039-40 | 2040-41 | 2041-42 | 2042-43 | 2043-44 | 2044-45 | 2045-46 | 2046-47 | 2047-48 | 2048-49 | 2049-50
TAS1 | Grid Battery pump | bar: 2023-24 to 2049-50
TAS1 | Pumped Hydro Pump | - | - | - | - | - | - | - | 24.93% | 32.86% | 26.71% | 27.64% | 25.13% | 25.69% | 25.98% | 25.92% | 25.57% | 28.1% | 26.95% | 25.52% | 23.7% | 24.56% | 24.06% | 25.01% | 22.66% | 22.85% | 21.75% | 20.2%
TAS1 | VPP pump | 0.8829% | 4.155% | 3.469% | 4.107% | 5.052% | 5.125% | 6.151% | 6.65% | 7.442% | 6.817% | 6.688% | 5.922% | 5.942% | 5.909% | 5.464% | 5.205% | 5.871% | 5.625% | 5.764% | 5.456% | 5.329% | 5.48% | 5.581% | 4.885% | 5.079% | 5.181% | 4.838%
Non-controllable capacity
Region | Technology | 2023-24 | 2024-25 | 2025-26 | 2026-27 | 2027-28 | 2028-29 | 2029-30 | 2030-31 | 2031-32 | 2032-33 | 2033-34 | 2034-35 | 2035-36 | 2036-37 | 2037-38 | 2038-39 | 2039-40 | 2040-41 | 2041-42 | 2042-43 | 2043-44 | 2044-45 | 2045-46 | 2046-47 | 2047-48 | 2048-49 | 2049-50
NEM | Distributed PV | 14.23% | 13.97% | 13.66% | 14.76% | 14.89% | 13.44% | 14.16% | 14.79% | 15.16% | 15.21% | 14.84% | 14.44% | 15.53% | 15.58% | 13.97% | 14.7% | 15.35% | 15.67% | 15.69% | 15.31% | 14.87% | 15.93% | 15.94% | 14.29% | 15.04% | 15.67% | 15.97%
NEM | Behind the meter battery | 4.897% | 4.862% | 4.791% | 4.705% | 4.639% | 4.529% | 4.488% | 4.437% | 4.376% | 4.329% | 4.385% | 4.417% | 4.433% | 4.398% | 4.361% | 4.299% | 4.266% | 4.207% | 4.151% | 4.111% | 4.152% | 4.184% | 4.217% | 4.239% | 4.261% | 4.237% | 4.213%
NEM | Behind the meter battery pump | 5.764% | 5.722% | 5.638% | 5.537% | 5.461% | 5.329% | 5.283% | 5.222% | 5.15% | 5.095% | 5.16% | 5.199% | 5.218% | 5.177% | 5.133% | 5.06% | 5.021% | 4.95% | 4.886% | 4.838% | 4.886% | 4.925% | 4.963% | 4.99% | 5.016% | 4.988% | 4.958%
Region | Technology | 2023-24 | 2024-25 | 2025-26 | 2026-27 | 2027-28 | 2028-29 | 2029-30 | 2030-31 | 2031-32 | 2032-33 | 2033-34 | 2034-35 | 2035-36 | 2036-37 | 2037-38 | 2038-39 | 2039-40 | 2040-41 | 2041-42 | 2042-43 | 2043-44 | 2044-45 | 2045-46 | 2046-47 | 2047-48 | 2048-49 | 2049-50
NSW1 | Distributed PV | 13.95% | 13.97% | 13.61% | 15.11% | 14.98% | 13.37% | 13.79% | 14.67% | 15.35% | 14.94% | 14.77% | 14.29% | 15.76% | 15.56% | 13.87% | 14.28% | 15.19% | 15.83% | 15.4% | 15.21% | 14.69% | 16.12% | 15.89% | 14.16% | 14.59% | 15.47% | 16.09%
NSW1 | Behind the meter battery | 4.884% | 4.831% | 4.757% | 4.683% | 4.62% | 4.52% | 4.491% | 4.444% | 4.405% | 4.375% | 4.441% | 4.454% | 4.456% | 4.412% | 4.358% | 4.289% | 4.257% | 4.188% | 4.148% | 4.121% | 4.175% | 4.211% | 4.237% | 4.254% | 4.256% | 4.24% | 4.206%
NSW1 | Behind the meter battery pump | 5.747% | 5.687% | 5.598% | 5.511% | 5.44% | 5.32% | 5.287% | 5.232% | 5.182% | 5.148% | 5.225% | 5.24% | 5.245% | 5.193% | 5.129% | 5.046% | 5.012% | 4.928% | 4.883% | 4.849% | 4.911% | 4.959% | 4.986% | 5.008% | 5.011% | 4.991% | 4.951%
Region | Technology | 2023-24 | 2024-25 | 2025-26 | 2026-27 | 2027-28 | 2028-29 | 2029-30 | 2030-31 | 2031-32 | 2032-33 | 2033-34 | 2034-35 | 2035-36 | 2036-37 | 2037-38 | 2038-39 | 2039-40 | 2040-41 | 2041-42 | 2042-43 | 2043-44 | 2044-45 | 2045-46 | 2046-47 | 2047-48 | 2048-49 | 2049-50
QLD1 | Distributed PV | 15.03% | 14.46% | 14.67% | 15.73% | 15.87% | 13.4% | 14.58% | 15.12% | 16% | 15.82% | 15.21% | 15.39% | 16.39% | 16.42% | 13.85% | 15.06% | 15.64% | 16.42% | 16.23% | 15.62% | 15.79% | 16.72% | 16.74% | 14.11% | 15.37% | 15.91% | 16.71%
QLD1 | Behind the meter battery | 4.94% | 4.904% | 4.833% | 4.738% | 4.663% | 4.563% | 4.529% | 4.478% | 4.408% | 4.348% | 4.393% | 4.421% | 4.437% | 4.396% | 4.354% | 4.3% | 4.282% | 4.232% | 4.163% | 4.125% | 4.169% | 4.194% | 4.229% | 4.244% | 4.261% | 4.245% | 4.236%
QLD1 | Behind the meter battery pump | 5.815% | 5.773% | 5.687% | 5.578% | 5.487% | 5.368% | 5.33% | 5.269% | 5.189% | 5.118% | 5.17% | 5.205% | 5.223% | 5.176% | 5.124% | 5.063% | 5.038% | 4.98% | 4.9% | 4.855% | 4.906% | 4.935% | 4.976% | 4.996% | 5.017% | 4.999% | 4.984%
Region | Technology | 2023-24 | 2024-25 | 2025-26 | 2026-27 | 2027-28 | 2028-29 | 2029-30 | 2030-31 | 2031-32 | 2032-33 | 2033-34 | 2034-35 | 2035-36 | 2036-37 | 2037-38 | 2038-39 | 2039-40 | 2040-41 | 2041-42 | 2042-43 | 2043-44 | 2044-45 | 2045-46 | 2046-47 | 2047-48 | 2048-49 | 2049-50
VIC1 | Distributed PV | 13.3% | 13.06% | 12.42% | 13.32% | 13.59% | 13.11% | 13.75% | 14.34% | 13.9% | 14.65% | 14.31% | 13.53% | 14.42% | 14.65% | 13.83% | 14.47% | 15.09% | 14.55% | 15.26% | 14.92% | 14.07% | 14.95% | 15.11% | 14.28% | 14.94% | 15.54% | 14.95%
VIC1 | Behind the meter battery | 4.922% | 4.924% | 4.853% | 4.759% | 4.698% | 4.556% | 4.474% | 4.403% | 4.302% | 4.208% | 4.268% | 4.344% | 4.395% | 4.391% | 4.402% | 4.332% | 4.283% | 4.218% | 4.147% | 4.064% | 4.079% | 4.124% | 4.164% | 4.22% | 4.277% | 4.242% | 4.209%
VIC1 | Behind the meter battery pump | 5.794% | 5.795% | 5.709% | 5.602% | 5.531% | 5.362% | 5.266% | 5.18% | 5.063% | 4.951% | 5.023% | 5.115% | 5.172% | 5.166% | 5.183% | 5.097% | 5.041% | 4.963% | 4.88% | 4.783% | 4.802% | 4.853% | 4.9% | 4.969% | 5.033% | 4.993% | 4.954%
Region | Technology | 2023-24 | 2024-25 | 2025-26 | 2026-27 | 2027-28 | 2028-29 | 2029-30 | 2030-31 | 2031-32 | 2032-33 | 2033-34 | 2034-35 | 2035-36 | 2036-37 | 2037-38 | 2038-39 | 2039-40 | 2040-41 | 2041-42 | 2042-43 | 2043-44 | 2044-45 | 2045-46 | 2046-47 | 2047-48 | 2048-49 | 2049-50
SA1 | Distributed PV | 15.11% | 14.83% | 14.15% | 14.8% | 15.36% | 14.69% | 15.37% | 15.62% | 15.63% | 16.06% | 15.54% | 14.77% | 15.4% | 15.93% | 15.16% | 15.87% | 16.14% | 16.14% | 16.55% | 16% | 15.2% | 15.81% | 16.3% | 15.49% | 16.24% | 16.49% | 16.45%
SA1 | Behind the meter battery | 4.815% | 4.725% | 4.641% | 4.542% | 4.474% | 4.387% | 4.404% | 4.389% | 4.377% | 4.405% | 4.448% | 4.451% | 4.434% | 4.377% | 4.295% | 4.252% | 4.207% | 4.164% | 4.135% | 4.149% | 4.202% | 4.208% | 4.244% | 4.225% | 4.248% | 4.192% | 4.182%
SA1 | Behind the meter battery pump | 5.667% | 5.562% | 5.46% | 5.346% | 5.265% | 5.161% | 5.184% | 5.165% | 5.152% | 5.183% | 5.234% | 5.238% | 5.218% | 5.153% | 5.054% | 5.004% | 4.953% | 4.903% | 4.87% | 4.885% | 4.947% | 4.956% | 4.995% | 4.971% | 4.998% | 4.935% | 4.924%
Region | Technology | 2023-24 | 2024-25 | 2025-26 | 2026-27 | 2027-28 | 2028-29 | 2029-30 | 2030-31 | 2031-32 | 2032-33 | 2033-34 | 2034-35 | 2035-36 | 2036-37 | 2037-38 | 2038-39 | 2039-40 | 2040-41 | 2041-42 | 2042-43 | 2043-44 | 2044-45 | 2045-46 | 2046-47 | 2047-48 | 2048-49 | 2049-50
TAS1 | Distributed PV | 12.03% | 12.09% | 11.56% | 12.4% | 12.42% | 12.16% | 12.24% | 12.52% | 12.4% | 12.76% | 12.71% | 12.11% | 12.89% | 12.83% | 12.48% | 12.53% | 12.81% | 12.66% | 12.97% | 12.94% | 12.31% | 13.07% | 12.97% | 12.63% | 12.69% | 12.99% | 12.77%
TAS1 | Behind the meter battery | 4.891% | 4.832% | 4.753% | 4.664% | 4.597% | 4.506% | 4.479% | 4.427% | 4.378% | 4.382% | 4.417% | 4.439% | 4.429% | 4.4% | 4.347% | 4.292% | 4.268% | 4.207% | 4.152% | 4.139% | 4.176% | 4.183% | 4.231% | 4.218% | 4.232% | 4.231% | 4.186%
TAS1 | Behind the meter battery pump | 5.757% | 5.685% | 5.596% | 5.489% | 5.412% | 5.302% | 5.27% | 5.211% | 5.154% | 5.156% | 5.198% | 5.224% | 5.215% | 5.178% | 5.116% | 5.054% | 5.023% | 4.952% | 4.886% | 4.87% | 4.914% | 4.925% | 4.979% | 4.967% | 4.983% | 4.979% | 4.926%

## Option 5_Generation
Annual sent-out generation by technology (GWh) - Option 5, Step Change Scenario
Explicitly modelled generation
Region | Technology | 2023-24 | 2024-25 | 2025-26 | 2026-27 | 2027-28 | 2028-29 | 2029-30 | 2030-31 | 2031-32 | 2032-33 | 2033-34 | 2034-35 | 2035-36 | 2036-37 | 2037-38 | 2038-39 | 2039-40 | 2040-41 | 2041-42 | 2042-43 | 2043-44 | 2044-45 | 2045-46 | 2046-47 | 2047-48 | 2048-49 | 2049-50
NEM | Black Coal | 85013.7412 | 74441.5865 | 72739.3223 | 67533.2627 | 53652.9052 | 44874.0891 | 40601.4798 | 30975.3263 | 29875.4046 | 26587.321 | 16878.1098 | 16855.8939 | 14747.5317 | 14354.3858 | 15069.9731 | 14277.0535 | 4180.463 | 1661.5546 | 1619.5195 | 0 | 0 | 0 | 0 | 0 | 0 | 0 | 0
NEM | Brown Coal | 29023.9079 | 25393.5274 | 23751.1176 | 18596.1087 | 18731.2696 | 15648.211 | 9956.8287 | 6493.3816 | 5176.489 | 0 | 0 | 0 | 0 | 0 | 0 | 0 | 0 | 0 | 0 | 0 | 0 | 0 | 0 | 0 | 0 | 0 | 0
NEM | CCGT | 2106.7368 | 1607.594 | 3156.987 | 3988.6069 | 4087.5949 | 4777.5687 | 5537.8262 | 6545.7465 | 5786.7735 | 5626.7456 | 7566.4293 | 8653.8212 | 6482.6121 | 5871.6752 | 4527.8731 | 5077.4412 | 4645.6492 | 3984.3469 | 3333.5451 | 3874.7855 | 3058.2132 | 2438.4054 | 1332.6492 | 979.7995 | 965.9016 | 953.5501 | 976.8341
NEM | Gas - Steam | 112.3538 | 107.9411 | 341.3693 | 164.2005 | 108.9299 | 229.4833 | 192.5428 | 1012.3357 | 177.9521 | 392.8242 | 344.3764 | 613.7771 | 358.2717 | 512.6351 | 561.4929 | 602.3478 | 0 | 0 | 0 | 0 | 0 | 0 | 0 | 0 | 0 | 0 | 0
NEM | OCGT / Diesel | 200.0456 | 171.8135 | 384.7593 | 418.9986 | 309.203 | 437.3329 | 361.3074 | 1589.3407 | 757.7891 | 1208.6297 | 2179.3125 | 4000.1608 | 2403.4591 | 3224.0389 | 3103.3222 | 3000.8406 | 7146.7375 | 6908.5491 | 3485.322 | 4771.3673 | 8428.456 | 5095.0255 | 6550.8461 | 8676.4053 | 6039.834 | 9314.9927 | 8861.8775
NEM | Hydro | 17540.2972 | 15936.8603 | 16299.869 | 15758.3134 | 13342.419 | 16422.4829 | 17684.6708 | 17208.9739 | 16285.1588 | 15586.2752 | 16968.8317 | 17311.0226 | 15864.9724 | 14645.2033 | 17224.1602 | 15707.8382 | 14522.97 | 14070.2582 | 13481.8414 | 15122.657 | 15172.8648 | 14133.1361 | 13520.7299 | 17692.8957 | 16720.8163 | 16722.995 | 16085.261
NEM | Hydrogen Turbine | 0 | 0 | 0 | 0 | 0 | 0 | 0 | 0 | 0 | 0 | 0 | 0 | 0 | 0 | 0 | 0 | 0 | 0 | 0 | 0 | 0 | 0 | 0 | 0 | 0 | 0 | 0
NEM | Wind | 28827.292 | 46836.9884 | 47905.0358 | 56555.3913 | 74938.1016 | 88857.9666 | 93212.1682 | 100033.3638 | 108634.2549 | 113580.8491 | 122268.2099 | 120361.0855 | 128711.6162 | 134376.6204 | 142446.5326 | 140858.8195 | 137958.2117 | 138498.9899 | 137322.9896 | 144719.296 | 145199.2556 | 147132.1942 | 149405.6757 | 169278.1362 | 174415.9603 | 175127.6219 | 175987.8648
NEM | Solar PV | 20913.7802 | 19302.0668 | 22136.6896 | 23297.0729 | 23072.8725 | 22520.3644 | 25761.466 | 31256.3804 | 32472.9564 | 39545.6658 | 42266.3963 | 45621.7208 | 47016.1982 | 47825.2744 | 51592.0932 | 56918.6848 | 77252.1872 | 84530.2144 | 96969.1567 | 112239.7357 | 117663.7988 | 117568.4604 | 122100.3924 | 115201.294 | 116944.0587 | 128925.8806 | 132147.5893
NEM | Grid Battery | 419.4152 | 415.3248 | 921.1569 | 1396.5842 | 2755.5865 | 5044.7693 | 5221.6674 | 6326.6688 | 6160.1514 | 11366.9192 | 10962.5374 | 10548.7011 | 12039.2249 | 12076.7807 | 11726.9671 | 11911.3435 | 18423.2848 | 19670.6138 | 28343.4633 | 32396.5496 | 32790.3256 | 34912.7517 | 35720.576 | 30409.1293 | 29048.2065 | 32827.6444 | 31643.6888
NEM | Pumped Hydro | 541.3724 | 892.1293 | 1750.6132 | 2608.8197 | 3119.2851 | 4386.8814 | 4844.0591 | 6420.1179 | 6575.0769 | 7038.3599 | 7621.5059 | 8085.4652 | 8710.4201 | 9000.346 | 11586.6581 | 11905.9268 | 12717.4563 | 11082.7503 | 11521.5021 | 11603.0976 | 10436.5045 | 9927.5868 | 9735.9986 | 11385.8593 | 9893.0128 | 10168.3711 | 8939.8977
NEM | VPP | 221.3514 | 441.5169 | 786.4632 | 1145.9777 | 1546.5575 | 1901.0238 | 2525.7791 | 3062.7831 | 3515.6982 | 4129.971 | 4848.9822 | 5455.6069 | 6364.1074 | 7213.3351 | 7574.2229 | 8206.186 | 8944.7822 | 9071.6887 | 9858.4598 | 10100.7337 | 10235.8145 | 10948.0577 | 11728.3207 | 11491.4399 | 11756.6387 | 12490.3508 | 12597.764
Total excluding storage |  | 184920.2937 | 185547.349 | 190173.383 | 191463.3365 | 195664.7248 | 205100.1735 | 205899.7955 | 210924.4187 | 215417.7049 | 225063.5606 | 231904.6914 | 237507.255 | 242698.4138 | 249100.2948 | 265413.2955 | 268466.4819 | 285791.7418 | 289478.9659 | 305935.7996 | 334828.2225 | 342985.2328 | 342155.6179 | 350095.1886 | 365114.9592 | 365784.4288 | 386531.4064 | 387240.7772
Region | Technology | 2023-24 | 2024-25 | 2025-26 | 2026-27 | 2027-28 | 2028-29 | 2029-30 | 2030-31 | 2031-32 | 2032-33 | 2033-34 | 2034-35 | 2035-36 | 2036-37 | 2037-38 | 2038-39 | 2039-40 | 2040-41 | 2041-42 | 2042-43 | 2043-44 | 2044-45 | 2045-46 | 2046-47 | 2047-48 | 2048-49 | 2049-50
NSW1 | Black Coal | 42248.4382 | 35211.6309 | 32385.5287 | 30661.3523 | 21173.3131 | 19390.672 | 16177.325 | 13909.5746 | 13650.0588 | 13834.9158 | 7471.4 | 7685.1728 | 6743.9578 | 5996.99 | 6671.0554 | 6652.7014 | 0 | 0 | 0 | 0 | 0 | 0 | 0 | 0 | 0 | 0 | 0
NSW1 | Brown Coal | 0 | 0 | 0 | 0 | 0 | 0 | 0 | 0 | 0 | 0 | 0 | 0 | 0 | 0 | 0 | 0 | 0 | 0 | 0 | 0 | 0 | 0 | 0 | 0 | 0 | 0 | 0
NSW1 | CCGT | 13.66 | 6.2263 | 307.3298 | 672.8346 | 762.0933 | 655.5737 | 1098.1398 | 1113.3557 | 1017.1946 | 923.563 | 1398.3357 | 1648.1309 | 1066.5295 | 1111.6421 | 1189.8269 | 1418.324 | 1431.4631 | 1130.3011 | 969.1658 | 1162.0349 | 0 | 0 | 0 | 0 | 0 | 0 | 0
NSW1 | Gas - Steam | 0 | 0 | 0 | 0 | 0 | 0 | 0 | 0 | 0 | 0 | 0 | 0 | 0 | 0 | 0 | 0 | 0 | 0 | 0 | 0 | 0 | 0 | 0 | 0 | 0 | 0 | 0
NSW1 | OCGT / Diesel | 8.5534 | 5.2788 | 35.901 | 33.8656 | 27.8672 | 5.6597 | 0.042266 | 153.272 | 27.3765 | 120.4898 | 242.4156 | 888.9242 | 398.3212 | 721.9729 | 523.9915 | 691.0814 | 2259.995 | 2810.5537 | 1280.4781 | 1564.9879 | 2870.4241 | 1419.7675 | 2130.0672 | 2043.1791 | 1939.2493 | 1858.1927 | 2266.8464
NSW1 | Hydro | 2040.4557 | 2853.2181 | 2989.1708 | 3006.1133 | 2508.058 | 3597.9017 | 3052.6092 | 3102.0063 | 2932.8559 | 2608.2966 | 3196.1674 | 3337.3794 | 3092.9524 | 2727.9036 | 3779.287 | 3180.854 | 2815.5938 | 2715.6592 | 2472.6774 | 2880.5824 | 2958.9603 | 2676.719 | 2296.4044 | 3572.1364 | 3478.2305 | 3465.4554 | 3360.2308
NSW1 | Hydrogen Turbine | 0 | 0 | 0 | 0 | 0 | 0 | 0 | 0 | 0 | 0 | 0 | 0 | 0 | 0 | 0 | 0 | 0 | 0 | 0 | 0 | 0 | 0 | 0 | 0 | 0 | 0 | 0
NSW1 | Wind | 5985.6315 | 13829.4114 | 14037.0378 | 17350.7839 | 27691.4459 | 30576.6282 | 29721.2002 | 29607.9133 | 29419.4086 | 33541.9318 | 34453.3785 | 34565.2574 | 40844.9899 | 42714.8804 | 44685.9153 | 42035.4714 | 41780.9406 | 39072.3048 | 41044.4122 | 43685.7647 | 45561.8137 | 47300.4186 | 48115.3096 | 52990.0657 | 55077.5551 | 53675.5844 | 51069.7333
NSW1 | Solar PV | 8827.0357 | 8289.0619 | 10342.0545 | 11412.1006 | 11519.485 | 11538.5536 | 13992.4379 | 17999.8804 | 17841.0137 | 19755.2552 | 20991.5481 | 20660.0723 | 21903.1913 | 22540.9588 | 23332.4602 | 25021.523 | 32086.7937 | 33010.6367 | 36434.423 | 36762.8644 | 36354.4718 | 38217.8541 | 39005.812 | 38595.2243 | 37805.7133 | 41743.4482 | 43220.2739
NSW1 | Grid Battery | 20.6521 | 25.0998 | 510.0444 | 990.5856 | 2355.8936 | 2874.8001 | 3057.2713 | 3299.4986 | 3120.1646 | 4776.5844 | 4449.5197 | 4148.8516 | 4521.6897 | 4418.4008 | 4157.7494 | 4131.9565 | 7211.8471 | 6836.1327 | 8813.0852 | 8477.7635 | 7927.3173 | 9484.5848 | 8982.7447 | 8211.3153 | 6898.9291 | 8519.129 | 8370.1889
NSW1 | Pumped Hydro | 110.5381 | 219.7609 | 1083.5011 | 1699.8068 | 2178.6709 | 3574.5273 | 3899.7365 | 5171.7069 | 5310.2864 | 5093.615 | 5597.7755 | 5600.0332 | 5861.8596 | 6165.474 | 5814.3728 | 5446.2407 | 5086.9938 | 3913.5038 | 4399.3332 | 4438.6429 | 3845.8987 | 3506.4167 | 3646.4049 | 4598.4223 | 3568.6589 | 3513.9813 | 2881.8124
NSW1 | VPP | 58.0771 | 133.3432 | 247.7268 | 362.7266 | 487.9521 | 601.5714 | 803.039 | 1000.148 | 1169.6108 | 1412.3767 | 1686.511 | 1905.2303 | 2248.693 | 2513.2357 | 2670.7997 | 2885.8022 | 3158.4795 | 3198.0661 | 3452.5202 | 3533.0239 | 3526.1008 | 3848.1582 | 4046.4878 | 3984.4879 | 4050.3154 | 4372.4587 | 4502.3489
Total excluding storage |  | 59313.0418 | 60573.0313 | 61938.2948 | 66190.1694 | 68704.779 | 72815.8876 | 71801.8012 | 75357.3559 | 74487.9698 | 82067.0284 | 79487.0516 | 80439.0521 | 86682.1843 | 88911.4584 | 92825.4582 | 91463.9546 | 95832.1066 | 92687.1582 | 98866.0949 | 102505.6646 | 103044.9867 | 106453.9188 | 108223.2306 | 113994.8309 | 112818.6517 | 117148.2496 | 115671.4345
Region | Technology | 2023-24 | 2024-25 | 2025-26 | 2026-27 | 2027-28 | 2028-29 | 2029-30 | 2030-31 | 2031-32 | 2032-33 | 2033-34 | 2034-35 | 2035-36 | 2036-37 | 2037-38 | 2038-39 | 2039-40 | 2040-41 | 2041-42 | 2042-43 | 2043-44 | 2044-45 | 2045-46 | 2046-47 | 2047-48 | 2048-49 | 2049-50
QLD1 | Black Coal | 42765.303 | 39229.9555 | 40353.7936 | 36871.9104 | 32479.5921 | 25483.4171 | 24424.1548 | 17065.7517 | 16225.3458 | 12752.4052 | 9406.7098 | 9170.7211 | 8003.5739 | 8357.3958 | 8398.9177 | 7624.3521 | 4180.463 | 1661.5546 | 1619.5195 | 0 | 0 | 0 | 0 | 0 | 0 | 0 | 0
QLD1 | Brown Coal | 0 | 0 | 0 | 0 | 0 | 0 | 0 | 0 | 0 | 0 | 0 | 0 | 0 | 0 | 0 | 0 | 0 | 0 | 0 | 0 | 0 | 0 | 0 | 0 | 0 | 0 | 0
QLD1 | CCGT | 1021.4521 | 855.1023 | 1687.9471 | 2536.6676 | 2649.0623 | 3092.6488 | 3451.9815 | 4067.7356 | 3923.5744 | 3719.8139 | 5049.1922 | 5508.8643 | 4497.3499 | 3652.2094 | 3338.0462 | 3659.1172 | 3214.1861 | 2854.0458 | 2364.3793 | 2712.7506 | 3058.2132 | 2438.4054 | 1332.6492 | 979.7995 | 965.9016 | 953.5501 | 976.8341
QLD1 | Gas - Steam | 0 | 0 | 0 | 0 | 0 | 0 | 0 | 0 | 0 | 0 | 0 | 0 | 0 | 0 | 0 | 0 | 0 | 0 | 0 | 0 | 0 | 0 | 0 | 0 | 0 | 0 | 0
QLD1 | OCGT / Diesel | 2.4408 | 0.00056892 | 2.7113 | 18.427 | 24.6434 | 20.7239 | 9.5938 | 459.9227 | 386.6469 | 375.7615 | 1140.7462 | 1362.0405 | 1012.1676 | 1399.5996 | 973.1871 | 808.142 | 1864.8842 | 1681.9969 | 766.2013 | 1383.3484 | 1711.1703 | 1043.4617 | 1567.6261 | 2848.0527 | 1231.206 | 3282.4207 | 2733.1396
QLD1 | Hydro | 726.84 | 727.5041 | 745.6089 | 714.6093 | 729.1024 | 741.5101 | 734.9297 | 729.044 | 726.7948 | 728.8985 | 722.119 | 715.8764 | 709.7669 | 712.8533 | 219.2807 | 206.19 | 166.2383 | 155.2342 | 147.094 | 0 | 0 | 0 | 0 | 0 | 0 | 0 | 0
QLD1 | Hydrogen Turbine | 0 | 0 | 0 | 0 | 0 | 0 | 0 | 0 | 0 | 0 | 0 | 0 | 0 | 0 | 0 | 0 | 0 | 0 | 0 | 0 | 0 | 0 | 0 | 0 | 0 | 0 | 0
QLD1 | Wind | 4043.3219 | 7786.8885 | 8227.3695 | 9951.0297 | 14354.5094 | 23573.6934 | 23453.577 | 28353.917 | 27892.4199 | 31423.9248 | 33264.499 | 33198.8697 | 32777.8173 | 34899.742 | 40756.7334 | 40238.4265 | 39840.2314 | 38052.7387 | 39558.4152 | 41098.1568 | 42656.3778 | 40377.2479 | 42595.8504 | 53883.3123 | 53850.2656 | 58026.1066 | 55199.6784
QLD1 | Solar PV | 8591.7449 | 8012.6123 | 8750.4444 | 8845.4894 | 8559.0623 | 8011.8121 | 8856.9474 | 10440.8338 | 11621.2615 | 14021.3207 | 15767.1683 | 17672.6374 | 17706.5572 | 17419.7609 | 18740.9725 | 22262.4522 | 34189.7205 | 37687.0917 | 40424.2341 | 55352.6909 | 53798.9078 | 51339.1936 | 51988.082 | 49754.8537 | 52296.1705 | 57667.0846 | 60655.0235
QLD1 | Grid Battery | 53.6352 | 53.4005 | 54.4732 | 55.1703 | 55.1888 | 1836.4413 | 1835.085 | 2429.1294 | 2450.0509 | 4539.7234 | 4642.6612 | 4615.3124 | 4656.3873 | 4757.7584 | 4127.8681 | 4344.7394 | 7473.7032 | 7578.997 | 10662.5462 | 16129.0211 | 15271.3249 | 14895.0644 | 15225.7213 | 12791.0707 | 13349.7781 | 14750.0154 | 14732.6108
QLD1 | Pumped Hydro | 430.8343 | 672.3684 | 667.107 | 909.0051 | 940.6057 | 812.3455 | 944.3122 | 1186.3123 | 1183.6976 | 1034.3227 | 1090.9303 | 1621.4831 | 1738.367 | 1725.7447 | 4456.9416 | 5177.7401 | 6215.1755 | 5830.3266 | 5839.7764 | 5957.8656 | 5358.9681 | 5085.6536 | 4720.7352 | 5514.5736 | 5076.343 | 5315.7035 | 4820.6536
QLD1 | VPP | 51.3339 | 108.6893 | 193.2226 | 301.754 | 407.7817 | 523.2769 | 722.9384 | 907.967 | 1057.632 | 1238.0623 | 1480.6416 | 1695.4426 | 1920.7976 | 2182.2751 | 2253.594 | 2476.8389 | 2688.336 | 2815.1995 | 2958.0908 | 3138.0847 | 3250.1245 | 3322.4316 | 3529.0898 | 3556.167 | 3660.348 | 3743.3076 | 3885.6968
Total excluding storage |  | 57686.906 | 57446.5215 | 60682.6778 | 60204.0627 | 60199.548 | 64095.8691 | 64433.5199 | 65640.6134 | 65467.4239 | 69834.233 | 72564.6676 | 75561.2476 | 73022.7846 | 75107.3392 | 83265.5413 | 86797.9984 | 99832.9382 | 98317.185 | 104340.2568 | 125771.918 | 125105.0867 | 118501.4582 | 120959.7541 | 129327.8294 | 130430.0129 | 143738.1885 | 143003.6368
Region | Technology | 2023-24 | 2024-25 | 2025-26 | 2026-27 | 2027-28 | 2028-29 | 2029-30 | 2030-31 | 2031-32 | 2032-33 | 2033-34 | 2034-35 | 2035-36 | 2036-37 | 2037-38 | 2038-39 | 2039-40 | 2040-41 | 2041-42 | 2042-43 | 2043-44 | 2044-45 | 2045-46 | 2046-47 | 2047-48 | 2048-49 | 2049-50
VIC1 | Black Coal | 0 | 0 | 0 | 0 | 0 | 0 | 0 | 0 | 0 | 0 | 0 | 0 | 0 | 0 | 0 | 0 | 0 | 0 | 0 | 0 | 0 | 0 | 0 | 0 | 0 | 0 | 0
VIC1 | Brown Coal | 29023.9079 | 25393.5274 | 23751.1176 | 18596.1087 | 18731.2696 | 15648.211 | 9956.8287 | 6493.3816 | 5176.489 | 0 | 0 | 0 | 0 | 0 | 0 | 0 | 0 | 0 | 0 | 0 | 0 | 0 | 0 | 0 | 0 | 0 | 0
VIC1 | CCGT | 0 | 0 | 0 | 0 | 0 | 0 | 0 | 0 | 0 | 0 | 0 | 0 | 0 | 0 | 0 | 0 | 0 | 0 | 0 | 0 | 0 | 0 | 0 | 0 | 0 | 0 | 0
VIC1 | Gas - Steam | 16.9069 | 18.3709 | 70.6577 | 164.2005 | 108.9299 | 229.4833 | 192.5428 | 1012.3357 | 177.9521 | 392.8242 | 344.3764 | 613.7771 | 358.2717 | 512.6351 | 561.4929 | 602.3478 | 0 | 0 | 0 | 0 | 0 | 0 | 0 | 0 | 0 | 0 | 0
VIC1 | OCGT / Diesel | 22.9958 | 15.8036 | 39.261 | 146.3301 | 84.1525 | 142.9543 | 95.9108 | 433.5203 | 68.0262 | 344.7442 | 289.8553 | 881.5504 | 548.9905 | 580.7938 | 971.6516 | 824.3815 | 2016.1512 | 1710.525 | 976.0774 | 1226.6398 | 3058.3418 | 2422.0364 | 2659.5495 | 3708.6181 | 2822.983 | 4079.5554 | 3765.1385
VIC1 | Hydro | 2748.3677 | 3335.7785 | 3444.6292 | 3267.3314 | 2730.8742 | 4096.4125 | 3417.559 | 2953.4489 | 2956.878 | 2697.7975 | 3296.1569 | 3404.767 | 3240.8734 | 2711.7556 | 4080.2042 | 3415.0753 | 2955.4624 | 2956.9525 | 2696.0622 | 3295.8697 | 3410.1429 | 3232.9104 | 2713.405 | 4079.9782 | 4087.2247 | 4085.2778 | 4073.0031
VIC1 | Hydrogen Turbine | 0 | 0 | 0 | 0 | 0 | 0 | 0 | 0 | 0 | 0 | 0 | 0 | 0 | 0 | 0 | 0 | 0 | 0 | 0 | 0 | 0 | 0 | 0 | 0 | 0 | 0 | 0
VIC1 | Wind | 10176.7205 | 12818.363 | 13178.1659 | 14905.6952 | 17805.6005 | 17751.7177 | 20742.0365 | 23286.3905 | 26537.6003 | 24042.2774 | 30380.9083 | 29216.5833 | 30491.7468 | 31555.6152 | 31054.4166 | 32507.3702 | 31190.3179 | 34453.383 | 30990.1507 | 32719.3102 | 31029.0808 | 31617.7897 | 31235.7291 | 31968.082 | 33586.6237 | 31724.8916 | 35241.6779
VIC1 | Solar PV | 2204.3402 | 1887.7073 | 1903.6835 | 1933.414 | 1884.3772 | 1870.992 | 1849.8577 | 1808.0141 | 2020.7704 | 3861.1676 | 3699.6392 | 4270.8561 | 4370.4824 | 4588.5363 | 4961.6468 | 5020.1414 | 6397.5891 | 6040.3485 | 9626.4778 | 10013.9814 | 13449.5503 | 14300.1639 | 15667.3968 | 13658.478 | 14129.4902 | 15620.6148 | 14892.3447
VIC1 | Grid Battery | 160.4827 | 148.8359 | 174.7464 | 171.8616 | 165.5068 | 157.951 | 155.8745 | 431.0789 | 426.877 | 718.8856 | 613.3673 | 586.7386 | 1206.8483 | 1194.4761 | 1348.8743 | 1347.0163 | 1644.604 | 2233.3024 | 4113.6319 | 3741.689 | 3938.3515 | 4877.3881 | 5109.2899 | 4404.0552 | 4313.3725 | 4659.1581 | 4330.2631
VIC1 | Pumped Hydro | 0 | 0 | 0.0014433 | 0.0032926 | 0.0033687 | 0.0033004 | 0.0033201 | 0.0052453 | 0.0051171 | 0.0050416 | 0.0049815 | 0.0049007 | 0.006727 | 0.0065096 | 0.012412 | 0.012468 | 0.013448 | 0.014041 | 0.015546 | 0.014616 | 0.015409 | 33.7261 | 35.1682 | 32.3056 | 31.1001 | 147.6176 | 146.8509
VIC1 | VPP | 40.8816 | 94.6585 | 210.298 | 317.9577 | 449.937 | 540.9068 | 696.9104 | 794.7713 | 862.7464 | 975.2105 | 1086.4015 | 1211.0182 | 1459.1073 | 1670.9758 | 1766.7525 | 1902.634 | 2083.3402 | 2047.0158 | 2328.9766 | 2307.4181 | 2268.7269 | 2542.2898 | 2765.9386 | 2663.6587 | 2762.5155 | 2972.9887 | 2863.4664
Total excluding storage |  | 44394.6033 | 43713.0451 | 42772.5608 | 39502.9026 | 41960.6511 | 40438.6319 | 37107.5237 | 37212.9465 | 38227.3445 | 33032.9119 | 39710.7098 | 40185.2956 | 41676.3271 | 42814.7945 | 44745.0513 | 45618.9791 | 46287.4781 | 49441.5413 | 50731.3922 | 53304.9228 | 57154.2095 | 59026.3045 | 60186.477 | 60515.1759 | 61733.3097 | 63290.1039 | 65312.7445
Region | Technology | 2023-24 | 2024-25 | 2025-26 | 2026-27 | 2027-28 | 2028-29 | 2029-30 | 2030-31 | 2031-32 | 2032-33 | 2033-34 | 2034-35 | 2035-36 | 2036-37 | 2037-38 | 2038-39 | 2039-40 | 2040-41 | 2041-42 | 2042-43 | 2043-44 | 2044-45 | 2045-46 | 2046-47 | 2047-48 | 2048-49 | 2049-50
SA1 | Black Coal | 0 | 0 | 0 | 0 | 0 | 0 | 0 | 0 | 0 | 0 | 0 | 0 | 0 | 0 | 0 | 0 | 0 | 0 | 0 | 0 | 0 | 0 | 0 | 0 | 0 | 0 | 0
SA1 | Brown Coal | 0 | 0 | 0 | 0 | 0 | 0 | 0 | 0 | 0 | 0 | 0 | 0 | 0 | 0 | 0 | 0 | 0 | 0 | 0 | 0 | 0 | 0 | 0 | 0 | 0 | 0 | 0
SA1 | CCGT | 1071.6247 | 746.2654 | 1161.7101 | 779.1047 | 676.4393 | 1029.3462 | 987.7048 | 1364.6552 | 846.0045 | 983.3687 | 1118.9014 | 1496.826 | 918.7327 | 1107.8237 | 0 | 0 | 0 | 0 | 0 | 0 | 0 | 0 | 0 | 0 | 0 | 0 | 0
SA1 | Gas - Steam | 95.4468 | 89.5702 | 270.7115 | 0 | 0 | 0 | 0 | 0 | 0 | 0 | 0 | 0 | 0 | 0 | 0 | 0 | 0 | 0 | 0 | 0 | 0 | 0 | 0 | 0 | 0 | 0 | 0
SA1 | OCGT / Diesel | 166.0555 | 150.7304 | 306.8858 | 220.189 | 172.5397 | 267.9946 | 254.4105 | 537.5687 | 273.7413 | 359.0164 | 503.4241 | 849.036 | 431.3542 | 509.0477 | 618.5206 | 665.0885 | 947.3203 | 695.1454 | 456.4438 | 585.5649 | 777.3079 | 205.0376 | 187.6684 | 69.1554 | 42.1272 | 81.3386 | 87.871
SA1 | Hydro | 0 | 0 | 0 | 0 | 0 | 0 | 0 | 0 | 0 | 0 | 0 | 0 | 0 | 0 | 0 | 0 | 0 | 0 | 0 | 0 | 0 | 0 | 0 | 0 | 0 | 0 | 0
SA1 | Hydrogen Turbine | 0 | 0 | 0 | 0 | 0 | 0 | 0 | 0 | 0 | 0 | 0 | 0 | 0 | 0 | 0 | 0 | 0 | 0 | 0 | 0 | 0 | 0 | 0 | 0 | 0 | 0 | 0
SA1 | Wind | 6752.385 | 7906.9052 | 7663.569 | 9466.1925 | 9301.259 | 11268.4546 | 11672.1624 | 11291.8056 | 12150.5588 | 11946.7498 | 12195.3403 | 11019.927 | 12023.9824 | 12081.5451 | 13326.3006 | 13760.8009 | 13102.9971 | 13790.3972 | 12919.8302 | 14929.8153 | 13229.3029 | 15334.4295 | 14576.0503 | 17968.3818 | 19785.477 | 19837.0644 | 21645.0321
SA1 | Solar PV | 1290.6594 | 1112.6847 | 1140.5065 | 1106.0682 | 1109.9474 | 1099.0061 | 1062.2223 | 1007.6513 | 989.91 | 1907.9211 | 1808.0394 | 3018.1532 | 3035.9657 | 3276.0167 | 4557.0121 | 4614.5666 | 4578.082 | 7567.489 | 10248.4306 | 9847.7899 | 13816.166 | 13451.0831 | 15178.4191 | 12970.4457 | 12465.1279 | 13643.7818 | 13144.7094
SA1 | Grid Battery | 184.6453 | 187.9872 | 181.8913 | 178.9649 | 178.9952 | 175.5748 | 173.434 | 166.9576 | 163.0536 | 1331.7194 | 1256.9825 | 1197.7919 | 1654.2924 | 1706.1382 | 2092.4672 | 2087.6231 | 2093.1216 | 3022.17 | 4754.1881 | 4048.0641 | 5653.3181 | 5655.6973 | 6402.8032 | 5002.6722 | 4486.1094 | 4899.3232 | 4210.6046
SA1 | Pumped Hydro | 0 | 0 | 0.0013754 | 0.0020305 | 0.002093 | 0.0020724 | 0.0021285 | 0.0027008 | 0.0027481 | 0.002731 | 0.0027388 | 0.002768 | 0.0033912 | 0.0033824 | 0.0041669 | 0.0042305 | 0.0044069 | 0.0048639 | 0.0056932 | 0.0058176 | 0.0059827 | 0.0073633 | 0.0074563 | 0.007236 | 0.0073318 | 0.0074003 | 0.0082213
SA1 | VPP | 70.62 | 100.8085 | 129.4952 | 153.4281 | 183.59 | 211.6446 | 263.9772 | 307.9107 | 356.671 | 428.8468 | 507.3706 | 552.569 | 629.7874 | 728.1165 | 759.7445 | 811.7836 | 858.9783 | 853.8904 | 948.7415 | 952.5051 | 1017.9562 | 1049.0441 | 1189.8483 | 1105.6444 | 1088.9183 | 1193.191 | 1145.1362
Total excluding storage |  | 9631.4368 | 10294.9517 | 10854.7708 | 11903.9495 | 11622.7727 | 14052.023 | 14413.9133 | 14676.5518 | 14779.942 | 16957.6248 | 17390.0611 | 18134.3059 | 18694.1182 | 19408.6913 | 21354.0491 | 21939.8669 | 21580.5038 | 25929.0969 | 29327.6399 | 30363.7452 | 34494.0571 | 35695.299 | 37534.7966 | 37116.3067 | 37867.7671 | 39654.7063 | 40233.3615
Region | Technology | 2023-24 | 2024-25 | 2025-26 | 2026-27 | 2027-28 | 2028-29 | 2029-30 | 2030-31 | 2031-32 | 2032-33 | 2033-34 | 2034-35 | 2035-36 | 2036-37 | 2037-38 | 2038-39 | 2039-40 | 2040-41 | 2041-42 | 2042-43 | 2043-44 | 2044-45 | 2045-46 | 2046-47 | 2047-48 | 2048-49 | 2049-50
TAS1 | Black Coal | 0 | 0 | 0 | 0 | 0 | 0 | 0 | 0 | 0 | 0 | 0 | 0 | 0 | 0 | 0 | 0 | 0 | 0 | 0 | 0 | 0 | 0 | 0 | 0 | 0 | 0 | 0
TAS1 | Brown Coal | 0 | 0 | 0 | 0 | 0 | 0 | 0 | 0 | 0 | 0 | 0 | 0 | 0 | 0 | 0 | 0 | 0 | 0 | 0 | 0 | 0 | 0 | 0 | 0 | 0 | 0 | 0
TAS1 | CCGT | 0 | 0 | 0 | 0 | 0 | 0 | 0 | 0 | 0 | 0 | 0 | 0 | 0 | 0 | 0 | 0 | 0 | 0 | 0 | 0 | 0 | 0 | 0 | 0 | 0 | 0 | 0
TAS1 | Gas - Steam | 0 | 0 | 0 | 0 | 0 | 0 | 0 | 0 | 0 | 0 | 0 | 0 | 0 | 0 | 0 | 0 | 0 | 0 | 0 | 0 | 0 | 0 | 0 | 0 | 0 | 0 | 0
TAS1 | OCGT / Diesel | 0.00012271 | 0.00025111 | 0.00026665 | 0.18673 | 0.00029259 | 0.00031154 | 1.3501 | 5.057 | 1.9982 | 8.6178 | 2.8714 | 18.6097 | 12.6255 | 12.6248 | 15.9714 | 12.1471 | 58.3868 | 10.3281 | 6.1215 | 10.8264 | 11.2119 | 4.7222 | 5.9349 | 7.4001 | 4.2683 | 13.4854 | 8.882
TAS1 | Hydro | 12024.6338 | 9020.3595 | 9120.46 | 8770.2593 | 7374.3844 | 7986.6586 | 10479.5729 | 10424.4748 | 9668.6301 | 9551.2826 | 9754.3884 | 9852.9998 | 8821.3797 | 8492.6908 | 9145.3883 | 8905.7189 | 8585.6754 | 8242.4122 | 8166.0079 | 8946.2049 | 8803.7616 | 8223.5067 | 8510.9205 | 10040.7812 | 9155.3611 | 9172.2617 | 8652.0272
TAS1 | Hydrogen Turbine | 0 | 0 | 0 | 0 | 0 | 0 | 0 | 0 | 0 | 0 | 0 | 0 | 0 | 0 | 0 | 0 | 0 | 0 | 0 | 0 | 0 | 0 | 0 | 0 | 0 | 0 | 0
TAS1 | Wind | 1869.2331 | 4495.4203 | 4798.8936 | 4881.69 | 5785.2868 | 5687.4728 | 7623.1921 | 7493.3374 | 12634.2672 | 12625.9654 | 11974.0838 | 12360.4481 | 12573.0798 | 13124.8376 | 12623.1668 | 12316.7504 | 12043.7247 | 13130.1661 | 12810.1813 | 12286.2489 | 12722.6804 | 12502.3086 | 12882.7364 | 12468.2945 | 12116.0389 | 11863.9749 | 12831.743
TAS1 | Solar PV | 0 | 0.00065418 | 0.00064695 | 0.0007426 | 0.00071376 | 0.00060863 | 0.00063993 | 0.00085163 | 0.00078544 | 0.0011525 | 0.0012104 | 0.0017025 | 0.0016763 | 0.0016681 | 0.0015817 | 0.0016433 | 0.0019305 | 224.6485 | 235.5911 | 262.4091 | 244.7028 | 260.1657 | 260.6825 | 222.2923 | 247.5568 | 250.9513 | 235.2378
TAS1 | Grid Battery | 0 | 0.0013022 | 0.0015253 | 0.0017201 | 0.002076 | 0.0020896 | 0.0025662 | 0.0043291 | 0.0053284 | 0.0064429 | 0.0067103 | 0.0066043 | 0.0073392 | 0.0072134 | 0.0081456 | 0.0082121 | 0.0089125 | 0.011657 | 0.011941 | 0.011921 | 0.013736 | 0.017223 | 0.016941 | 0.015945 | 0.017394 | 0.018797 | 0.021399
TAS1 | Pumped Hydro | 0 | 0 | 0.0022687 | 0.0024611 | 0.0029571 | 0.0032378 | 0.0049887 | 62.0908 | 81.0851 | 910.4144 | 932.7923 | 863.9412 | 1110.1834 | 1109.1173 | 1315.3271 | 1281.9293 | 1415.269 | 1338.901 | 1282.3713 | 1206.5687 | 1231.6163 | 1301.7831 | 1333.6829 | 1240.5505 | 1216.9035 | 1191.0612 | 1090.5726
TAS1 | VPP | 0.43884 | 4.0174 | 5.7205 | 10.1113 | 17.2967 | 23.6242 | 38.9141 | 51.9859 | 69.038 | 75.4747 | 88.0575 | 91.3468 | 105.7221 | 118.732 | 123.3322 | 129.1274 | 155.6482 | 157.5169 | 170.1308 | 169.7019 | 172.9061 | 186.134 | 196.9562 | 181.482 | 194.5415 | 208.4048 | 201.1157
Total excluding storage |  | 13894.3059 | 13519.7994 | 13925.0788 | 13662.2523 | 13176.974 | 13697.7618 | 18143.0374 | 18036.9511 | 22455.0246 | 23171.7625 | 22752.2012 | 23187.3538 | 22622.9996 | 22858.0114 | 23223.1956 | 22645.6829 | 22258.7151 | 23103.9845 | 22670.4158 | 22881.9718 | 23186.8928 | 22478.6374 | 23190.9303 | 24160.8164 | 22934.6874 | 22700.158 | 23019.5997
Explicitly modelled pumping
Region | Technology | 2023-24 | 2024-25 | 2025-26 | 2026-27 | 2027-28 | 2028-29 | 2029-30 | 2030-31 | 2031-32 | 2032-33 | 2033-34 | 2034-35 | 2035-36 | 2036-37 | 2037-38 | 2038-39 | 2039-40 | 2040-41 | 2041-42 | 2042-43 | 2043-44 | 2044-45 | 2045-46 | 2046-47 | 2047-48 | 2048-49 | 2049-50
NEM | Grid Battery pump | 496.5681 | 493.7815 | 1102.0903 | 1674.1762 | 3319.4841 | 6063.7565 | 6290.2016 | 7609.435 | 7435.5646 | 13677.8844 | 13202.6193 | 12710.7339 | 14484.4053 | 14540.6057 | 14159.1328 | 14353.6687 | 22148.4281 | 23771.5769 | 34101.3486 | 39069.326 | 39455.7646 | 42065.436 | 43096.9862 | 36586.6131 | 35046.8507 | 39476.4826 | 38105.7166
NEM | Pumped Hydro Pump | 1285.6679 | 2233.0797 | 3268.0082 | 4798.5142 | 5763.6737 | 6563.3561 | 7750.8018 | 9762.2032 | 10510.9272 | 10558.5539 | 11785.9113 | 11718.779 | 12978.4545 | 13618.4945 | 16538.3067 | 17184.6829 | 17929.371 | 15879.8848 | 16126.7731 | 16600.073 | 14296.3961 | 13966.2701 | 14034.8404 | 15817.2079 | 13986.9456 | 14028.6039 | 12208.1958
NEM | VPP pump | 259.6664 | 520.0338 | 925.7436 | 1347.1138 | 1821.7135 | 2234.2643 | 2974.5391 | 3600.2745 | 4146.0292 | 4852.9922 | 5705.0765 | 6421.3279 | 7481.7627 | 8484.7423 | 8928.2257 | 9661.0046 | 10499.2539 | 10701.2055 | 11574.6998 | 11894.7718 | 12032.4177 | 12879.6438 | 13818.1836 | 13499.4406 | 13855.2366 | 14668.5247 | 14815.6105
Region | Technology | 2023-24 | 2024-25 | 2025-26 | 2026-27 | 2027-28 | 2028-29 | 2029-30 | 2030-31 | 2031-32 | 2032-33 | 2033-34 | 2034-35 | 2035-36 | 2036-37 | 2037-38 | 2038-39 | 2039-40 | 2040-41 | 2041-42 | 2042-43 | 2043-44 | 2044-45 | 2045-46 | 2046-47 | 2047-48 | 2048-49 | 2049-50
NSW1 | Grid Battery pump | 24.4965 | 29.8807 | 614.2054 | 1192.9462 | 2843.8821 | 3457.3754 | 3688.1629 | 3969.9628 | 3768.6657 | 5749.4287 | 5360.141 | 4998.0272 | 5443.2164 | 5323.3738 | 5026.7789 | 4978.2599 | 8671.5288 | 8265.915 | 10601.0397 | 10208.434 | 9544.4187 | 11427.0316 | 10856.0773 | 9859.6524 | 8345.5168 | 10230.4499 | 10084.561
NSW1 | Pumped Hydro Pump | 667.8805 | 1277.2398 | 2340.6495 | 3543.0232 | 4459.635 | 5461.8961 | 6464.6959 | 8063.9528 | 8783.7948 | 7959.9177 | 9067.3748 | 8411.7439 | 9187.1494 | 9811.5929 | 8873.8533 | 8708.9408 | 7881.6729 | 6312.8924 | 6761.9872 | 7155.5749 | 5663.3288 | 5497.5649 | 5895.7705 | 6959.5034 | 5625.4079 | 5211.3496 | 4316.8033
NSW1 | VPP pump | 68.0982 | 156.9564 | 291.3612 | 426.7372 | 574.2875 | 707.5048 | 944.7517 | 1176.6558 | 1379.684 | 1658.5413 | 1984.5098 | 2242.3395 | 2643.6457 | 2956.7478 | 3151.5564 | 3395.8611 | 3705.9267 | 3773.401 | 4050.5106 | 4157.8411 | 4147.8521 | 4526.4041 | 4771.4367 | 4676.77 | 4778.4307 | 5130.7152 | 5296.881
Region | Technology | 2023-24 | 2024-25 | 2025-26 | 2026-27 | 2027-28 | 2028-29 | 2029-30 | 2030-31 | 2031-32 | 2032-33 | 2033-34 | 2034-35 | 2035-36 | 2036-37 | 2037-38 | 2038-39 | 2039-40 | 2040-41 | 2041-42 | 2042-43 | 2043-44 | 2044-45 | 2045-46 | 2046-47 | 2047-48 | 2048-49 | 2049-50
QLD1 | Grid Battery pump | 63.6728 | 63.572 | 65.0277 | 65.5004 | 65.701 | 2211.8171 | 2210.1941 | 2925.8962 | 2960.2783 | 5459.5997 | 5596.2329 | 5569.9492 | 5599.9661 | 5727.3976 | 4990.765 | 5226.0412 | 8993.525 | 9153.5944 | 12844.7867 | 19443.1785 | 18386.1062 | 17946.6198 | 18326.2658 | 15446.3803 | 16044.5286 | 17785.7765 | 17731.3905
QLD1 | Pumped Hydro Pump | 617.7874 | 955.8399 | 927.352 | 1255.4808 | 1304.0276 | 1101.4488 | 1286.092 | 1616.5417 | 1619.4467 | 1401.6018 | 1479.7935 | 2180.8583 | 2331.395 | 2330.9305 | 5950.3308 | 6785.159 | 8189.291 | 7784.8323 | 7677.4279 | 7877.0532 | 7009.2547 | 6714.9031 | 6315.2663 | 7205.5883 | 6696.7346 | 7078.5083 | 6263.1928
QLD1 | VPP pump | 60.2254 | 127.8698 | 227.9395 | 354.3859 | 479.7431 | 615.6199 | 850.5158 | 1068.1964 | 1247.6646 | 1453.152 | 1743.0192 | 1997.4108 | 2257.9897 | 2565.2942 | 2659.2878 | 2910.1628 | 3158.5125 | 3317.9958 | 3479.0396 | 3692.3179 | 3823.1985 | 3909.0679 | 4149.545 | 4188.2173 | 4300.654 | 4407.4204 | 4566.1196
Region | Technology | 2023-24 | 2024-25 | 2025-26 | 2026-27 | 2027-28 | 2028-29 | 2029-30 | 2030-31 | 2031-32 | 2032-33 | 2033-34 | 2034-35 | 2035-36 | 2036-37 | 2037-38 | 2038-39 | 2039-40 | 2040-41 | 2041-42 | 2042-43 | 2043-44 | 2044-45 | 2045-46 | 2046-47 | 2047-48 | 2048-49 | 2049-50
VIC1 | Grid Battery pump | 190.5909 | 177.7702 | 207.9972 | 204.0467 | 197.6165 | 187.4522 | 186.1494 | 516.6012 | 513.837 | 864.1451 | 736.7697 | 705.3136 | 1451.2719 | 1437.5593 | 1623.7206 | 1628.1994 | 1973.0635 | 2700.2958 | 4945.1695 | 4527.5605 | 4725.5 | 5876.3709 | 6182.3077 | 5279.5524 | 5223.371 | 5586.9053 | 5217.1841
VIC1 | Pumped Hydro Pump | 0 | 0 | 0.0019062 | 0.0043261 | 0.0044552 | 0.0043198 | 0.0043904 | 0.006886 | 0.0067501 | 0.0066293 | 0.0065599 | 0.0064386 | 0.0088373 | 0.0086028 | 0.016347 | 0.016421 | 0.017628 | 0.018576 | 0.020388 | 0.019298 | 0.020176 | 44.3765 | 46.7806 | 42.0007 | 41.407 | 193.7478 | 193.2249
VIC1 | VPP pump | 47.9642 | 111.6873 | 247.5565 | 373.5964 | 530.6821 | 635.0164 | 821.9095 | 933.0101 | 1017.8704 | 1146.5841 | 1278.2 | 1424.0594 | 1715.0315 | 1965.8537 | 2079.0024 | 2245.1208 | 2443.7902 | 2416.2604 | 2731.9658 | 2722.8492 | 2660.9874 | 2990.7919 | 3263.9235 | 3123.8378 | 3260.8211 | 3486.8309 | 3368.784
Region | Technology | 2023-24 | 2024-25 | 2025-26 | 2026-27 | 2027-28 | 2028-29 | 2029-30 | 2030-31 | 2031-32 | 2032-33 | 2033-34 | 2034-35 | 2035-36 | 2036-37 | 2037-38 | 2038-39 | 2039-40 | 2040-41 | 2041-42 | 2042-43 | 2043-44 | 2044-45 | 2045-46 | 2046-47 | 2047-48 | 2048-49 | 2049-50
SA1 | Grid Battery pump | 217.8079 | 222.557 | 214.8583 | 211.6808 | 212.2821 | 207.1092 | 205.692 | 196.9697 | 192.7773 | 1604.7032 | 1509.4677 | 1437.4361 | 1989.9423 | 2052.2663 | 2517.8586 | 2521.1583 | 2510.3002 | 3651.7579 | 5710.3384 | 4890.1388 | 6799.7233 | 6815.3932 | 7732.3151 | 6001.009 | 5433.4136 | 5873.3286 | 5072.5556
SA1 | Pumped Hydro Pump | 0 | 0 | 0.0018127 | 0.0026689 | 0.0027659 | 0.002715 | 0.0028131 | 0.0035451 | 0.0036172 | 0.003596 | 0.0036067 | 0.0036336 | 0.0044603 | 0.0044594 | 0.0054788 | 0.0055753 | 0.0057858 | 0.0064287 | 0.0074611 | 0.0076769 | 0.0078554 | 0.0096968 | 0.0098386 | 0.0094801 | 0.0096942 | 0.0096887 | 0.010833
SA1 | VPP pump | 82.8774 | 118.7668 | 152.1787 | 180.5036 | 216.55 | 248.4318 | 311.3976 | 361.4356 | 419.5891 | 505.7443 | 595.8162 | 649.953 | 740.9264 | 856.6075 | 893.8171 | 957.9169 | 1007.9569 | 1007.4698 | 1113.002 | 1122.8148 | 1197.0029 | 1234.4358 | 1400.608 | 1298.0774 | 1285.4016 | 1399.4329 | 1347.2191
Region | Technology | 2023-24 | 2024-25 | 2025-26 | 2026-27 | 2027-28 | 2028-29 | 2029-30 | 2030-31 | 2031-32 | 2032-33 | 2033-34 | 2034-35 | 2035-36 | 2036-37 | 2037-38 | 2038-39 | 2039-40 | 2040-41 | 2041-42 | 2042-43 | 2043-44 | 2044-45 | 2045-46 | 2046-47 | 2047-48 | 2048-49 | 2049-50
TAS1 | Grid Battery pump | 0 | 0.0015475 | 0.0018117 | 0.0020428 | 0.0024673 | 0.002482 | 0.0030504 | 0.0051413 | 0.006345 | 0.0076761 | 0.0079844 | 0.0078665 | 0.0087271 | 0.0085975 | 0.0096864 | 0.0097736 | 0.010594 | 0.013876 | 0.014196 | 0.014174 | 0.016328 | 0.020469 | 0.020164 | 0.018926 | 0.020703 | 0.022307 | 0.025439
TAS1 | Pumped Hydro Pump | 0 | 0 | 0.0029965 | 0.003237 | 0.0039025 | 0.0042499 | 0.0065986 | 81.6984 | 107.6752 | 1197.0241 | 1238.7328 | 1126.1667 | 1459.8967 | 1475.958 | 1714.1007 | 1690.5611 | 1858.3837 | 1782.1351 | 1687.3301 | 1567.418 | 1623.7845 | 1709.4159 | 1777.0132 | 1610.106 | 1623.3863 | 1544.9885 | 1434.964
TAS1 | VPP pump | 0.50116 | 4.7536 | 6.7076 | 11.8908 | 20.4508 | 27.6914 | 45.9645 | 60.9767 | 81.2211 | 88.9705 | 103.5313 | 107.5653 | 124.1694 | 140.239 | 144.562 | 151.943 | 183.0675 | 186.0786 | 200.1818 | 198.9487 | 203.3768 | 218.9441 | 232.6704 | 212.5381 | 229.9291 | 244.1253 | 236.6067
Non-controllable capacity
Region | Technology | 2023-24 | 2024-25 | 2025-26 | 2026-27 | 2027-28 | 2028-29 | 2029-30 | 2030-31 | 2031-32 | 2032-33 | 2033-34 | 2034-35 | 2035-36 | 2036-37 | 2037-38 | 2038-39 | 2039-40 | 2040-41 | 2041-42 | 2042-43 | 2043-44 | 2044-45 | 2045-46 | 2046-47 | 2047-48 | 2048-49 | 2049-50
NEM | Distributed PV | 26560.6016 | 29104.0967 | 31473.6633 | 37081.5432 | 40418.5958 | 38926.5586 | 43592.2929 | 48229.3969 | 51979.7521 | 54755.1652 | 55953.7685 | 56902.3907 | 63643.8244 | 66153.9262 | 61300.8009 | 66595.7504 | 71779.8603 | 75487.274 | 77777.5549 | 77977.9251 | 77783.2771 | 85452.7067 | 87607.0329 | 80381.6538 | 86543.9253 | 92200.6928 | 95960.9879
NEM | Behind the meter battery | 657.5137 | 1006.7447 | 1317.3393 | 1566.0098 | 1773.1566 | 1890.8424 | 2143.9911 | 2489.4047 | 2789.0704 | 3113.0752 | 3597.6322 | 4070.11 | 4511.1194 | 4860.9793 | 5165.9009 | 5364.9705 | 5454.5291 | 5447.6237 | 5401.3096 | 5348.7634 | 5404.7881 | 5430.708 | 5462.7544 | 5462.5562 | 5467.5685 | 5397.6579 | 5331.7203
NEM | Behind the meter battery pump | 773.9288 | 1184.9284 | 1550.1053 | 1843.1255 | 2087.3228 | 2225.0785 | 2523.5712 | 2929.616 | 3282.4864 | 3663.3641 | 4233.7384 | 4790.7173 | 5309.6304 | 5721.7019 | 6080.1627 | 6314.2799 | 6420.1964 | 6410.0458 | 6358.28 | 6294.3025 | 6360.4049 | 6392.115 | 6428.6141 | 6430.2842 | 6436.1891 | 6354.3022 | 6274.968
Region | Technology | 2023-24 | 2024-25 | 2025-26 | 2026-27 | 2027-28 | 2028-29 | 2029-30 | 2030-31 | 2031-32 | 2032-33 | 2033-34 | 2034-35 | 2035-36 | 2036-37 | 2037-38 | 2038-39 | 2039-40 | 2040-41 | 2041-42 | 2042-43 | 2043-44 | 2044-45 | 2045-46 | 2046-47 | 2047-48 | 2048-49 | 2049-50
NSW1 | Distributed PV | 8462.3385 | 9458.3162 | 10159.0762 | 12271.5737 | 13113.6881 | 12546.804 | 13815.0616 | 15639.2599 | 17348.1141 | 17854.1428 | 18611.9033 | 18922.4793 | 21829.4782 | 22416.5655 | 20726.2835 | 22104.3897 | 24295.3559 | 26132.7136 | 26218.1837 | 26660.5244 | 26477.5898 | 29878.3743 | 30218.882 | 27626.6637 | 29170.2276 | 31670.4989 | 33704.5634
NSW1 | Behind the meter battery | 236.0997 | 340.3977 | 426.8203 | 496.5989 | 552.178 | 593.1144 | 678.601 | 795.0042 | 915.6299 | 1045.6392 | 1229.8005 | 1397.7866 | 1551.5025 | 1674.213 | 1770.8636 | 1835.975 | 1865.6994 | 1856.8353 | 1844.8207 | 1833.1068 | 1857.9164 | 1869.6097 | 1877.4406 | 1875.4554 | 1868.3381 | 1847.8317 | 1820.6144
NSW1 | Behind the meter battery pump | 277.8328 | 400.6658 | 502.3022 | 584.3175 | 650.1429 | 698.0717 | 798.8828 | 935.9349 | 1077.2855 | 1230.342 | 1446.9719 | 1644.5885 | 1826.2437 | 1970.4983 | 2083.9438 | 2160.393 | 2196.8689 | 2184.5941 | 2172.0639 | 2156.8121 | 2185.7851 | 2201.4161 | 2209.4144 | 2207.8793 | 2199.915 | 2174.9865 | 2143.0425
Region | Technology | 2023-24 | 2024-25 | 2025-26 | 2026-27 | 2027-28 | 2028-29 | 2029-30 | 2030-31 | 2031-32 | 2032-33 | 2033-34 | 2034-35 | 2035-36 | 2036-37 | 2037-38 | 2038-39 | 2039-40 | 2040-41 | 2041-42 | 2042-43 | 2043-44 | 2044-45 | 2045-46 | 2046-47 | 2047-48 | 2048-49 | 2049-50
QLD1 | Distributed PV | 8227.6935 | 8801.311 | 9863.4451 | 11475.6724 | 12457.4377 | 11268.4695 | 13105.084 | 14471.0511 | 16095.1163 | 16714.6015 | 16849.2773 | 17798.0916 | 19695.8152 | 20424.5671 | 17788.0739 | 19963.1524 | 21368.2537 | 23094.2817 | 23468.3879 | 23181.6046 | 24006.8726 | 26011.0707 | 26622.9939 | 22900.3003 | 25459.338 | 26869.7455 | 28762.9682
QLD1 | Behind the meter battery | 170.7366 | 271.0266 | 364.6122 | 433.5151 | 491.3321 | 537.9626 | 628.6386 | 744.6914 | 834.1762 | 930.9932 | 1074.1494 | 1213.5721 | 1346.8461 | 1448.2671 | 1535.4985 | 1600.0345 | 1631.782 | 1631.2572 | 1608.2973 | 1592.3827 | 1609.1851 | 1612.6466 | 1621.0805 | 1616.2546 | 1614.1068 | 1594.795 | 1578.9698
QLD1 | Behind the meter battery pump | 200.9896 | 319.0374 | 429.0447 | 510.4005 | 578.2214 | 632.9301 | 739.7227 | 876.2329 | 981.9917 | 1095.8935 | 1264.3808 | 1428.9002 | 1585.3756 | 1705.2134 | 1807.0518 | 1884.0736 | 1919.9871 | 1919.529 | 1893.1536 | 1873.7884 | 1893.7201 | 1897.3207 | 1907.6047 | 1902.393 | 1900.3283 | 1877.9375 | 1857.7419
Region | Technology | 2023-24 | 2024-25 | 2025-26 | 2026-27 | 2027-28 | 2028-29 | 2029-30 | 2030-31 | 2031-32 | 2032-33 | 2033-34 | 2034-35 | 2035-36 | 2036-37 | 2037-38 | 2038-39 | 2039-40 | 2040-41 | 2041-42 | 2042-43 | 2043-44 | 2044-45 | 2045-46 | 2046-47 | 2047-48 | 2048-49 | 2049-50
VIC1 | Distributed PV | 5927.2192 | 6615.7267 | 7089.2973 | 8452.9512 | 9493.9945 | 9691.0714 | 10721.6826 | 11762.0101 | 11872.7118 | 13025.0994 | 13231.2584 | 12987.9308 | 14324.1638 | 15011.5217 | 14621.0269 | 15763.9665 | 16944.6695 | 16846.5259 | 18190.4559 | 18283.4941 | 17708.0148 | 19320.8985 | 20019.7175 | 19388.6033 | 20772.1582 | 22108.9801 | 21761.2072
VIC1 | Behind the meter battery | 143.293 | 255.764 | 357.528 | 445.5417 | 520.1297 | 534.0202 | 574.5348 | 646.8898 | 695.0103 | 741.5967 | 840.8801 | 953.3033 | 1060.5591 | 1150.0707 | 1245.2576 | 1291.8352 | 1313.6739 | 1317.4793 | 1309.5395 | 1283.2305 | 1289.176 | 1299.8888 | 1310.3468 | 1322.1048 | 1335.0646 | 1315.6099 | 1298.5463
VIC1 | Behind the meter battery pump | 168.7049 | 300.9657 | 420.6293 | 524.3864 | 612.3835 | 628.4616 | 676.2866 | 761.0496 | 817.9236 | 872.5457 | 989.6107 | 1122.4325 | 1248.0938 | 1353.2335 | 1466.2928 | 1520.0169 | 1546.0309 | 1550.041 | 1541.089 | 1510.2224 | 1517.4149 | 1529.652 | 1542.0634 | 1556.6244 | 1571.0173 | 1548.7907 | 1528.2244
Region | Technology | 2023-24 | 2024-25 | 2025-26 | 2026-27 | 2027-28 | 2028-29 | 2029-30 | 2030-31 | 2031-32 | 2032-33 | 2033-34 | 2034-35 | 2035-36 | 2036-37 | 2037-38 | 2038-39 | 2039-40 | 2040-41 | 2041-42 | 2042-43 | 2043-44 | 2044-45 | 2045-46 | 2046-47 | 2047-48 | 2048-49 | 2049-50
SA1 | Distributed PV | 3601.2396 | 3836.6945 | 3940.5566 | 4383.5313 | 4811.2285 | 4846.7445 | 5330.4758 | 5678.8981 | 5951.7698 | 6386.844 | 6448.2993 | 6380.437 | 6890.5661 | 7363.0567 | 7215.5741 | 7772.2023 | 8117.152 | 8332.5404 | 8752.0675 | 8666.5061 | 8424.5566 | 8962.749 | 9436.6247 | 9153.8367 | 9787.2603 | 10128.2605 | 10296.799
SA1 | Behind the meter battery | 89.6576 | 114.2984 | 136.4992 | 153.4714 | 168.7112 | 182.0004 | 212.3649 | 244.9938 | 278.8759 | 319.969 | 366.7485 | 408.2686 | 445.0039 | 472.6485 | 491.7265 | 509.3402 | 512.972 | 511.5296 | 508.7854 | 510.011 | 516.6645 | 516.2922 | 519.8793 | 515.4168 | 516.5139 | 506.6341 | 502.8644
SA1 | Behind the meter battery pump | 105.5364 | 134.5421 | 160.6012 | 180.616 | 198.5417 | 214.1386 | 250.02 | 288.3253 | 328.3143 | 376.4625 | 431.505 | 480.4342 | 523.687 | 556.4807 | 578.644 | 599.3439 | 603.8566 | 602.2642 | 599.156 | 600.4794 | 608.3176 | 607.9903 | 611.8434 | 606.4216 | 607.6875 | 596.3267 | 592.1078
Region | Technology | 2023-24 | 2024-25 | 2025-26 | 2026-27 | 2027-28 | 2028-29 | 2029-30 | 2030-31 | 2031-32 | 2032-33 | 2033-34 | 2034-35 | 2035-36 | 2036-37 | 2037-38 | 2038-39 | 2039-40 | 2040-41 | 2041-42 | 2042-43 | 2043-44 | 2044-45 | 2045-46 | 2046-47 | 2047-48 | 2048-49 | 2049-50
TAS1 | Distributed PV | 342.1107 | 392.0482 | 421.2881 | 497.8146 | 542.247 | 573.4692 | 619.9889 | 678.1777 | 712.0401 | 774.4775 | 813.0302 | 813.4519 | 903.8011 | 938.2152 | 949.8426 | 992.0395 | 1054.4291 | 1081.2124 | 1148.4599 | 1185.7959 | 1166.2433 | 1279.6142 | 1308.8147 | 1312.2497 | 1354.9412 | 1423.2078 | 1435.4501
TAS1 | Behind the meter battery | 17.7268 | 25.258 | 31.8796 | 36.8828 | 40.8056 | 43.7449 | 49.8517 | 57.8255 | 65.3781 | 74.8771 | 86.0537 | 97.1794 | 107.2079 | 115.78 | 122.5546 | 127.7856 | 130.4018 | 130.5224 | 129.8666 | 130.0323 | 131.846 | 132.2708 | 134.0073 | 133.3247 | 133.5451 | 132.7872 | 130.7254
TAS1 | Behind the meter battery pump | 20.8652 | 29.7174 | 37.5279 | 43.4051 | 48.0333 | 51.4765 | 58.6591 | 68.0734 | 76.9713 | 88.1205 | 101.27 | 114.362 | 126.2303 | 136.2759 | 144.2303 | 150.4525 | 153.4529 | 153.6175 | 152.8175 | 153.0002 | 155.1672 | 155.7358 | 157.6882 | 156.9658 | 157.2412 | 156.2607 | 153.8514

## Option 5_Capacity
Installed capacity by technology (MW) - Option 5, Step Change Scenario
Capacity calculated on 1 July. In early study years some wind and solar projects enter later in the financial year and are therefore reflected in the following financial year's capacity.
Explicitly modelled generation
Region | Technology | 2023-24 | 2024-25 | 2025-26 | 2026-27 | 2027-28 | 2028-29 | 2029-30 | 2030-31 | 2031-32 | 2032-33 | 2033-34 | 2034-35 | 2035-36 | 2036-37 | 2037-38 | 2038-39 | 2039-40 | 2040-41 | 2041-42 | 2042-43 | 2043-44 | 2044-45 | 2045-46 | 2046-47 | 2047-48 | 2048-49 | 2049-50
NEM | Black Coal | 16456 | 16456 | 15756 | 12176 | 10156 | 8277 | 7312 | 5912 | 5912 | 5182 | 3082 | 3082 | 3082 | 3082 | 3082 | 3082 | 852 | 426 | 426 | 0 | 0 | 0 | 0 | 0 | 0 | 0 | 0
NEM | Brown Coal | 4820 | 4820 | 4120 | 3370 | 3370 | 2810 | 1720 | 1160 | 1160 | 0 | 0 | 0 | 0 | 0 | 0 | 0 | 0 | 0 | 0 | 0 | 0 | 0 | 0 | 0 | 0 | 0 | 0
NEM | CCGT | 2954.9 | 2774.9 | 2774.9 | 2774.9 | 2774.9 | 2774.9 | 2774.9 | 2774.9 | 2774.9 | 2774.9 | 2774.9 | 2774.9 | 2774.9 | 2389.9 | 1860.9 | 1860.9 | 1716.5 | 1716.5 | 1716.5 | 1716.5 | 1276.5 | 1276.5 | 632 | 388 | 388 | 388 | 388
NEM | Gas - Steam | 1300 | 1300 | 1300 | 500 | 500 | 500 | 500 | 500 | 500 | 500 | 500 | 500 | 500 | 500 | 500 | 500 | 0 | 0 | 0 | 0 | 0 | 0 | 0 | 0 | 0 | 0 | 0
NEM | OCGT / Diesel | 7382.159 | 8132.1607 | 8132.1607 | 8132.1609 | 8132.1609 | 8265.275 | 8265.275 | 7882.7752 | 7882.7752 | 7605.9153 | 7012.4153 | 6895.4154 | 7363.2433 | 7363.2433 | 8920.9463 | 8920.9463 | 8480.9463 | 8360.9463 | 8360.9463 | 8266.9463 | 9378.9108 | 10317.6256 | 10317.6256 | 11462.4101 | 10878.4101 | 13385.69 | 12866.69
NEM | Hydro | 7492.42 | 7492.42 | 7492.42 | 7492.42 | 7492.42 | 7492.42 | 7492.42 | 7492.42 | 7492.42 | 7492.42 | 7492.42 | 7492.42 | 7492.42 | 7492.42 | 7406.02 | 7406.02 | 7406.02 | 7406.02 | 7406.02 | 7340.02 | 7340.02 | 7340.02 | 7340.02 | 7340.02 | 7340.02 | 7340.02 | 7340.02
NEM | Hydrogen Turbine | 0 | 0 | 0 | 0 | 0 | 0 | 0 | 0 | 0 | 0 | 0 | 0 | 0 | 0 | 0 | 0 | 0 | 0 | 0 | 0 | 0 | 0 | 0 | 0 | 0 | 0 | 0
NEM | Wind | 10055.738 | 16012.1383 | 16062.9539 | 18202.1589 | 22951.6803 | 28017.2696 | 29627.7654 | 32676.3202 | 33816.4173 | 36672.9552 | 40447.012 | 40517.5389 | 41918.8425 | 42528.9065 | 46651.67 | 46031.0658 | 46317.4371 | 46395.0327 | 46716.0333 | 50424.6642 | 51793.5411 | 51133.7949 | 50479.4027 | 59000.5739 | 62407.7282 | 63276.8644 | 64365.4534
NEM | Solar PV | 9052.829 | 9912.9363 | 10778.1577 | 10778.1593 | 10779.2606 | 11473.2826 | 12493.0609 | 14681.8118 | 15030.861 | 18185.6087 | 19805.4706 | 21981.3914 | 21981.3914 | 22285.5312 | 28362.2417 | 29614.0568 | 40798.4787 | 47574.2066 | 52057.5563 | 61380.2191 | 67553.2409 | 67061.9929 | 67848.6307 | 73805.5434 | 74692.8213 | 78259.6663 | 82581.7642
NEM | Grid Battery | 1004.93 | 1004.9365 | 1429.7514 | 1429.7566 | 2059.4912 | 3310.7758 | 3385.7761 | 3739.9734 | 3771.6998 | 6204.0203 | 6306.5871 | 6281.5871 | 6896.9237 | 6846.9238 | 7284.855 | 7284.8553 | 10450.4566 | 11667.63 | 15352.7558 | 18126.0524 | 19116.3527 | 20708.934 | 20285.1243 | 20582.6028 | 19952.8694 | 21613.9521 | 21854.643
NEM | Pumped Hydro | 810 | 810 | 1533.4378 | 1533.4393 | 3595.6267 | 3751.9177 | 3751.9186 | 3789.3249 | 3789.325 | 4263.4314 | 4263.4315 | 4517.5533 | 4654.6504 | 4654.6505 | 6556.7194 | 6556.7194 | 7013.5757 | 7013.576 | 7013.5767 | 7013.5772 | 7013.578 | 7085.7965 | 7085.7967 | 7837.0441 | 7837.0441 | 7897.3741 | 7897.3744
NEM | VPP | 318.73 | 623.03 | 1035.46 | 1538.9 | 2142.79 | 2807.6 | 3819.27 | 4674.27 | 5519.2001 | 6499.25 | 7698.5399 | 9010.2399 | 10339.3001 | 11714.6999 | 13054.31 | 14363.1999 | 15318.2998 | 16214.4898 | 16978.9203 | 17751.1898 | 18511.9699 | 19307.4097 | 20087.2598 | 20907.45 | 21712.49 | 22566.1805 | 23396.9398
Total excluding storage |  | 61647.706 | 69338.5218 | 70415.2415 | 67927.895 | 73954.3296 | 79480.4406 | 81142.3859 | 85283.7954 | 87649.5983 | 95380.5008 | 99382.7764 | 103053.046 | 107003.6713 | 108858.2752 | 123679.6624 | 125619.7634 | 138353.7142 | 146774.4015 | 156028.3087 | 172019.1691 | 181984.1134 | 184232.0735 | 184075.8599 | 201323.6442 | 205209.383 | 214727.7473 | 220690.8848
Region | Technology | 2023-24 | 2024-25 | 2025-26 | 2026-27 | 2027-28 | 2028-29 | 2029-30 | 2030-31 | 2031-32 | 2032-33 | 2033-34 | 2034-35 | 2035-36 | 2036-37 | 2037-38 | 2038-39 | 2039-40 | 2040-41 | 2041-42 | 2042-43 | 2043-44 | 2044-45 | 2045-46 | 2046-47 | 2047-48 | 2048-49 | 2049-50
NSW1 | Black Coal | 8330 | 8330 | 8330 | 5450 | 4130 | 3445 | 2760 | 2760 | 2760 | 2760 | 1390 | 1390 | 1390 | 1390 | 1390 | 1390 | 0 | 0 | 0 | 0 | 0 | 0 | 0 | 0 | 0 | 0 | 0
NSW1 | Brown Coal | 0 | 0 | 0 | 0 | 0 | 0 | 0 | 0 | 0 | 0 | 0 | 0 | 0 | 0 | 0 | 0 | 0 | 0 | 0 | 0 | 0 | 0 | 0 | 0 | 0 | 0 | 0
NSW1 | CCGT | 440 | 440 | 440 | 440 | 440 | 440 | 440 | 440 | 440 | 440 | 440 | 440 | 440 | 440 | 440 | 440 | 440 | 440 | 440 | 440 | 0 | 0 | 0 | 0 | 0 | 0 | 0
NSW1 | Gas - Steam | 0 | 0 | 0 | 0 | 0 | 0 | 0 | 0 | 0 | 0 | 0 | 0 | 0 | 0 | 0 | 0 | 0 | 0 | 0 | 0 | 0 | 0 | 0 | 0 | 0 | 0 | 0
NSW1 | OCGT / Diesel | 1888.999 | 2638.9999 | 2638.9999 | 2638.9999 | 2638.9999 | 2638.9999 | 2638.9999 | 2638.9999 | 2638.9999 | 2638.9999 | 2638.9999 | 2638.9999 | 2638.9999 | 2638.9999 | 3486.3442 | 3486.3442 | 3486.3442 | 3486.3442 | 3486.3442 | 3486.3442 | 3486.3442 | 2862.9762 | 2862.9762 | 3154.4042 | 3154.4042 | 3239.9258 | 3239.9258
NSW1 | Hydro | 2525 | 2525 | 2525 | 2525 | 2525 | 2525 | 2525 | 2525 | 2525 | 2525 | 2525 | 2525 | 2525 | 2525 | 2525 | 2525 | 2525 | 2525 | 2525 | 2525 | 2525 | 2525 | 2525 | 2525 | 2525 | 2525 | 2525
NSW1 | Hydrogen Turbine | 0 | 0 | 0 | 0 | 0 | 0 | 0 | 0 | 0 | 0 | 0 | 0 | 0 | 0 | 0 | 0 | 0 | 0 | 0 | 0 | 0 | 0 | 0 | 0 | 0 | 0 | 0
NSW1 | Wind | 1886.96 | 4658.4209 | 4709.2365 | 5593.0247 | 8802.8494 | 9596.1573 | 9836.0746 | 9881.1967 | 9881.1967 | 11244.7567 | 11837.7769 | 12074.4838 | 13697.6752 | 14326.6469 | 14813.4665 | 14613.9896 | 14692.3812 | 14609.155 | 14669.0814 | 16313.5071 | 17671.4216 | 17671.4402 | 17673.2386 | 18864.29 | 21217.5068 | 20821.507 | 21008.2904
NSW1 | Solar PV | 3745.541 | 4459.6439 | 5324.8641 | 5324.8642 | 5325.9654 | 5874.6397 | 6868.6746 | 8329.9165 | 8329.9165 | 9125.8291 | 9840.6251 | 9974.4026 | 9974.4026 | 10369.1151 | 12601.1303 | 13164.4617 | 16337.0231 | 18160.8407 | 19106.1394 | 20378.5056 | 21300.4475 | 21300.4475 | 21300.4475 | 23758.9658 | 24630.1626 | 25379.6456 | 27145.6336
NSW1 | Grid Battery | 50 | 50.0042 | 474.8188 | 474.8192 | 1104.5534 | 1479.3872 | 1554.3873 | 1554.3892 | 1554.3893 | 2284.2167 | 2284.2168 | 2284.2168 | 2284.2187 | 2234.2187 | 2234.2189 | 2234.219 | 3792.8903 | 3792.8924 | 4432.9275 | 4616.7339 | 4783.379 | 5418.2325 | 5004.4231 | 5301.904 | 4672.1701 | 5327.1955 | 5252.1986
NSW1 | Pumped Hydro | 240 | 240 | 713.435 | 713.435 | 2775.6221 | 2775.6223 | 2775.6224 | 2775.6224 | 2775.6224 | 2775.6225 | 2775.6225 | 2775.6225 | 2775.6227 | 2775.6227 | 2775.6256 | 2775.6256 | 2775.6256 | 2775.6257 | 2775.6258 | 2775.6259 | 2775.6262 | 2775.6291 | 2775.6291 | 2775.632 | 2775.632 | 2775.632 | 2775.632
NSW1 | VPP | 97.18 | 193.89 | 321.47 | 477.31 | 663.94 | 884.26 | 1223.6 | 1508.4199 | 1818.1601 | 2178.94 | 2618.45 | 3090.16 | 3561.6901 | 4049.33 | 4508.48 | 4960.7201 | 5286.7 | 5588.1199 | 5842.6702 | 6109.57 | 6370.5701 | 6645.5899 | 6914.0398 | 7197.4098 | 7473.8901 | 7766.0502 | 8050.0099
Total excluding storage |  | 19203.68 | 23535.9589 | 25477.8242 | 23637.453 | 28406.9302 | 29659.0665 | 30622.3588 | 32413.5446 | 32723.285 | 35973.3649 | 36350.6911 | 37192.8856 | 39287.6092 | 40748.9334 | 44774.2655 | 45590.3602 | 49335.9644 | 51377.9779 | 53277.7885 | 56645.2867 | 58912.7885 | 59199.3153 | 59055.7542 | 63577.6057 | 66448.7656 | 67834.9561 | 69996.6902
Region | Technology | 2023-24 | 2024-25 | 2025-26 | 2026-27 | 2027-28 | 2028-29 | 2029-30 | 2030-31 | 2031-32 | 2032-33 | 2033-34 | 2034-35 | 2035-36 | 2036-37 | 2037-38 | 2038-39 | 2039-40 | 2040-41 | 2041-42 | 2042-43 | 2043-44 | 2044-45 | 2045-46 | 2046-47 | 2047-48 | 2048-49 | 2049-50
QLD1 | Black Coal | 8126 | 8126 | 7426 | 6726 | 6026 | 4832 | 4552 | 3152 | 3152 | 2422 | 1692 | 1692 | 1692 | 1692 | 1692 | 1692 | 852 | 426 | 426 | 0 | 0 | 0 | 0 | 0 | 0 | 0 | 0
QLD1 | Brown Coal | 0 | 0 | 0 | 0 | 0 | 0 | 0 | 0 | 0 | 0 | 0 | 0 | 0 | 0 | 0 | 0 | 0 | 0 | 0 | 0 | 0 | 0 | 0 | 0 | 0 | 0 | 0
QLD1 | CCGT | 1597.9 | 1597.9 | 1597.9 | 1597.9 | 1597.9 | 1597.9 | 1597.9 | 1597.9 | 1597.9 | 1597.9 | 1597.9 | 1597.9 | 1597.9 | 1212.9 | 1212.9 | 1212.9 | 1068.5 | 1068.5 | 1068.5 | 1068.5 | 1068.5 | 1068.5 | 424 | 180 | 180 | 180 | 180
QLD1 | Gas - Steam | 0 | 0 | 0 | 0 | 0 | 0 | 0 | 0 | 0 | 0 | 0 | 0 | 0 | 0 | 0 | 0 | 0 | 0 | 0 | 0 | 0 | 0 | 0 | 0 | 0 | 0 | 0
QLD1 | OCGT / Diesel | 1954.5 | 1954.5001 | 1954.5001 | 1954.5001 | 1954.5001 | 2087.6142 | 2087.6142 | 2087.6142 | 2087.6142 | 2087.6142 | 1664.1142 | 1547.1142 | 1547.1142 | 1547.1142 | 2180.3063 | 2180.3063 | 2180.3063 | 2180.3063 | 2180.3063 | 2180.3063 | 2180.3063 | 2180.3063 | 2180.3063 | 3187.6627 | 3187.6627 | 5609.421 | 5090.421
QLD1 | Hydro | 152.4 | 152.4 | 152.4 | 152.4 | 152.4 | 152.4 | 152.4 | 152.4 | 152.4 | 152.4 | 152.4 | 152.4 | 152.4 | 152.4 | 66 | 66 | 66 | 66 | 66 | 0 | 0 | 0 | 0 | 0 | 0 | 0 | 0
QLD1 | Hydrogen Turbine | 0 | 0 | 0 | 0 | 0 | 0 | 0 | 0 | 0 | 0 | 0 | 0 | 0 | 0 | 0 | 0 | 0 | 0 | 0 | 0 | 0 | 0 | 0 | 0 | 0 | 0 | 0
QLD1 | Wind | 1133.518 | 2419.7756 | 2419.7756 | 2942.8283 | 4106.523 | 7125.476 | 7166.7054 | 8780.4634 | 8802.7053 | 10084.519 | 11323.7816 | 11349.6013 | 11349.6013 | 11349.6016 | 13477.1725 | 13477.1725 | 13477.1725 | 13704.0171 | 13965.0912 | 15090.4215 | 15575.646 | 15122.646 | 15079.4461 | 19452.6062 | 20110.2819 | 20933.3079 | 21188.0747
QLD1 | Solar PV | 3646.985 | 3792.9863 | 3792.9868 | 3792.9869 | 3792.987 | 3938.3346 | 3964.0778 | 4691.5842 | 5046.7529 | 6181.4492 | 7086.5151 | 8092.805 | 8092.805 | 7971.805 | 10138.2051 | 10826.6884 | 17782.5677 | 20212.0096 | 20950.6305 | 27986.1186 | 27821.2712 | 27620.1712 | 27943.8279 | 30836.6576 | 30745.6673 | 32495.0973 | 35080.2687
QLD1 | Grid Battery | 100 | 100.0005 | 100.0006 | 100.001 | 100.0012 | 976.452 | 976.452 | 1220.224 | 1251.9498 | 2239.0124 | 2396.9091 | 2396.9091 | 2396.9091 | 2396.9091 | 2396.9091 | 2396.9092 | 3940.1002 | 3940.1002 | 5454.5938 | 8042.1028 | 8042.1029 | 8042.1026 | 8042.1026 | 8042.1023 | 8042.1023 | 9048.1585 | 9048.1585
QLD1 | Pumped Hydro | 570 | 570 | 820.0006 | 820.001 | 820.001 | 976.2916 | 976.2916 | 976.2916 | 976.2916 | 976.2916 | 976.2916 | 1230.4134 | 1230.4134 | 1230.4134 | 3026.2417 | 3026.2417 | 3483.0979 | 3483.0979 | 3483.0979 | 3483.0982 | 3483.0982 | 3483.0982 | 3483.0982 | 4234.3428 | 4234.3428 | 4234.3428 | 4234.3428
QLD1 | VPP | 70.65 | 151.98 | 266.91 | 406.55 | 573.37 | 775 | 1088.95 | 1359.6801 | 1609.11 | 1901.09 | 2255.9299 | 2641.22 | 3035.73 | 3438.95 | 3828.0601 | 4218.1699 | 4496.1499 | 4751.3198 | 4961.6001 | 5182.0498 | 5399.3799 | 5623.0098 | 5842.4302 | 6071.3901 | 6296.3501 | 6536.04 | 6765.5898
Total excluding storage |  | 17351.953 | 18865.5425 | 18530.4739 | 18493.1673 | 19123.6823 | 22461.4683 | 22562.3909 | 24018.1574 | 24676.7238 | 27642.2764 | 29145.8416 | 30700.3629 | 31094.873 | 30992.0933 | 38017.7947 | 39096.3879 | 47345.8945 | 49831.351 | 52555.8198 | 63032.5972 | 63570.3045 | 63139.8341 | 62995.2112 | 72004.7617 | 72796.4071 | 79036.3675 | 81586.8556
Region | Technology | 2023-24 | 2024-25 | 2025-26 | 2026-27 | 2027-28 | 2028-29 | 2029-30 | 2030-31 | 2031-32 | 2032-33 | 2033-34 | 2034-35 | 2035-36 | 2036-37 | 2037-38 | 2038-39 | 2039-40 | 2040-41 | 2041-42 | 2042-43 | 2043-44 | 2044-45 | 2045-46 | 2046-47 | 2047-48 | 2048-49 | 2049-50
VIC1 | Black Coal | 0 | 0 | 0 | 0 | 0 | 0 | 0 | 0 | 0 | 0 | 0 | 0 | 0 | 0 | 0 | 0 | 0 | 0 | 0 | 0 | 0 | 0 | 0 | 0 | 0 | 0 | 0
VIC1 | Brown Coal | 4820 | 4820 | 4120 | 3370 | 3370 | 2810 | 1720 | 1160 | 1160 | 0 | 0 | 0 | 0 | 0 | 0 | 0 | 0 | 0 | 0 | 0 | 0 | 0 | 0 | 0 | 0 | 0 | 0
VIC1 | CCGT | 0 | 0 | 0 | 0 | 0 | 0 | 0 | 0 | 0 | 0 | 0 | 0 | 0 | 0 | 0 | 0 | 0 | 0 | 0 | 0 | 0 | 0 | 0 | 0 | 0 | 0 | 0
VIC1 | Gas - Steam | 500 | 500 | 500 | 500 | 500 | 500 | 500 | 500 | 500 | 500 | 500 | 500 | 500 | 500 | 500 | 500 | 0 | 0 | 0 | 0 | 0 | 0 | 0 | 0 | 0 | 0 | 0
VIC1 | OCGT / Diesel | 1900 | 1900.0004 | 1900.0004 | 1900.0004 | 1900.0004 | 1900.0004 | 1900.0004 | 1900.0004 | 1900.0004 | 1900.0005 | 1730.0005 | 1730.0005 | 2277.8267 | 2277.8267 | 2354.9928 | 2354.9928 | 1914.9928 | 1914.9928 | 1914.9928 | 1820.9928 | 2912.5683 | 4684.65 | 4684.65 | 4684.65 | 4100.65 | 4100.65 | 4100.65
VIC1 | Hydro | 2264.02 | 2264.02 | 2264.02 | 2264.02 | 2264.02 | 2264.02 | 2264.02 | 2264.02 | 2264.02 | 2264.02 | 2264.02 | 2264.02 | 2264.02 | 2264.02 | 2264.02 | 2264.02 | 2264.02 | 2264.02 | 2264.02 | 2264.02 | 2264.02 | 2264.02 | 2264.02 | 2264.02 | 2264.02 | 2264.02 | 2264.02
VIC1 | Hydrogen Turbine | 0 | 0 | 0 | 0 | 0 | 0 | 0 | 0 | 0 | 0 | 0 | 0 | 0 | 0 | 0 | 0 | 0 | 0 | 0 | 0 | 0 | 0 | 0 | 0 | 0 | 0 | 0
VIC1 | Wind | 4121.91 | 5004.3292 | 5004.3292 | 5408.0367 | 5674.739 | 6065.7293 | 6794.702 | 8143.3354 | 8143.3354 | 8181.5091 | 10119.4581 | 9927.4584 | 9927.4585 | 9931.094 | 10759.7988 | 10339.8001 | 10484.1854 | 10396.568 | 10396.568 | 10695.7275 | 10402.2952 | 10092.5207 | 9822.73 | 11253.9509 | 11013.9525 | 11068.9664 | 11194.0248
VIC1 | Solar PV | 1081.573 | 1081.5741 | 1081.5741 | 1081.5754 | 1081.5754 | 1081.5754 | 1081.5755 | 1081.5764 | 1081.5768 | 1896.7764 | 1896.7764 | 2288.7451 | 2288.7451 | 2319.1724 | 2897.1789 | 2897.1793 | 3783.895 | 3783.8956 | 5591.5339 | 6058.5224 | 8499.4873 | 8464.6725 | 8935.0337 | 9239.9932 | 9378.9266 | 9913.9002 | 9944.4869
VIC1 | Grid Battery | 375.33 | 375.3308 | 375.3308 | 375.3342 | 375.3343 | 375.3343 | 375.3343 | 515.7461 | 515.7461 | 661.4643 | 606.1343 | 606.1344 | 971.0425 | 971.0425 | 1122.9009 | 1122.901 | 1186.6399 | 1730.669 | 2497.9064 | 2497.9064 | 2742.6999 | 3399.1017 | 3399.1017 | 3399.1003 | 3399.1004 | 3399.1006 | 3714.7836
VIC1 | Pumped Hydro | 0 | 0 | 0.00058899 | 0.0013777 | 0.001385 | 0.0013914 | 0.0013995 | 0.0021438 | 0.0021454 | 0.0021523 | 0.0021591 | 0.0021665 | 0.0026567 | 0.0026771 | 0.0052939 | 0.0053027 | 0.0053208 | 0.0055005 | 0.0057813 | 0.0058052 | 0.0061379 | 16.0465 | 16.0467 | 16.0468 | 16.0468 | 76.3766 | 76.3766
VIC1 | VPP | 55.8 | 137.17 | 254.76 | 407.72 | 597.23 | 772.53 | 1024.9 | 1224.19 | 1402.07 | 1599.26 | 1857.38 | 2156.22 | 2463.1699 | 2788.1399 | 3128.7199 | 3444.1299 | 3686.7299 | 3923.1 | 4132.3601 | 4321.16 | 4507.69 | 4703.0901 | 4895.4999 | 5098.49 | 5298.7098 | 5511.8401 | 5721.1202
Total excluding storage |  | 15118.633 | 16082.4245 | 15500.0152 | 15306.6882 | 15762.9005 | 15769.1908 | 15660.5336 | 16788.8705 | 16966.751 | 17003.0325 | 18973.7715 | 19472.5805 | 20692.2653 | 21051.2981 | 23027.6165 | 22923.0284 | 23320.4682 | 24013.2508 | 26797.387 | 27658.3349 | 31328.7668 | 33624.1015 | 34017.082 | 35956.2512 | 35471.4061 | 36334.8539 | 37015.4622
Region | Technology | 2023-24 | 2024-25 | 2025-26 | 2026-27 | 2027-28 | 2028-29 | 2029-30 | 2030-31 | 2031-32 | 2032-33 | 2033-34 | 2034-35 | 2035-36 | 2036-37 | 2037-38 | 2038-39 | 2039-40 | 2040-41 | 2041-42 | 2042-43 | 2043-44 | 2044-45 | 2045-46 | 2046-47 | 2047-48 | 2048-49 | 2049-50
SA1 | Black Coal | 0 | 0 | 0 | 0 | 0 | 0 | 0 | 0 | 0 | 0 | 0 | 0 | 0 | 0 | 0 | 0 | 0 | 0 | 0 | 0 | 0 | 0 | 0 | 0 | 0 | 0 | 0
SA1 | Brown Coal | 0 | 0 | 0 | 0 | 0 | 0 | 0 | 0 | 0 | 0 | 0 | 0 | 0 | 0 | 0 | 0 | 0 | 0 | 0 | 0 | 0 | 0 | 0 | 0 | 0 | 0 | 0
SA1 | CCGT | 709 | 529 | 529 | 529 | 529 | 529 | 529 | 529 | 529 | 529 | 529 | 529 | 529 | 529 | 0 | 0 | 0 | 0 | 0 | 0 | 0 | 0 | 0 | 0 | 0 | 0 | 0
SA1 | Gas - Steam | 800 | 800 | 800 | 0 | 0 | 0 | 0 | 0 | 0 | 0 | 0 | 0 | 0 | 0 | 0 | 0 | 0 | 0 | 0 | 0 | 0 | 0 | 0 | 0 | 0 | 0 | 0
SA1 | OCGT / Diesel | 1460.66 | 1460.6601 | 1460.6601 | 1460.6603 | 1460.6603 | 1460.6603 | 1460.6603 | 1078.1603 | 1078.1603 | 801.3004 | 801.3004 | 801.3004 | 721.3015 | 721.3015 | 721.3021 | 721.3021 | 721.3021 | 721.3021 | 721.3021 | 721.3021 | 741.691 | 531.691 | 531.691 | 377.691 | 377.691 | 377.691 | 377.691
SA1 | Hydro | 0 | 0 | 0 | 0 | 0 | 0 | 0 | 0 | 0 | 0 | 0 | 0 | 0 | 0 | 0 | 0 | 0 | 0 | 0 | 0 | 0 | 0 | 0 | 0 | 0 | 0 | 0
SA1 | Hydrogen Turbine | 0 | 0 | 0 | 0 | 0 | 0 | 0 | 0 | 0 | 0 | 0 | 0 | 0 | 0 | 0 | 0 | 0 | 0 | 0 | 0 | 0 | 0 | 0 | 0 | 0 | 0 | 0
SA1 | Wind | 2349.75 | 2784.2759 | 2784.2759 | 3102.3304 | 3069.3306 | 3862.1876 | 4001.0194 | 4034.3767 | 4034.3768 | 4206.5206 | 4210.3456 | 4210.3457 | 3988.4578 | 3965.9143 | 4643.0396 | 4641.911 | 4705.5054 | 4723.909 | 4723.909 | 5363.6245 | 5182.7946 | 5429.8044 | 5086.6044 | 6612.3431 | 7248.6032 | 7635.6993 | 8157.6796
SA1 | Solar PV | 578.73 | 578.7317 | 578.7322 | 578.7323 | 578.7323 | 578.7324 | 578.7324 | 578.7341 | 572.6141 | 981.5531 | 981.5531 | 1625.4375 | 1625.4375 | 1625.4375 | 2725.726 | 2725.7261 | 2894.9912 | 5267.4604 | 6259.2521 | 6807.0722 | 9782.0345 | 9526.7007 | 9519.3207 | 9819.9256 | 9788.0636 | 10321.0199 | 10261.3718
SA1 | Grid Battery | 479.6 | 479.6006 | 479.6007 | 479.6016 | 479.6016 | 479.6016 | 479.6017 | 449.6121 | 449.6122 | 1019.3237 | 1019.3238 | 994.3238 | 1244.7503 | 1244.7504 | 1530.8224 | 1530.8225 | 1530.8226 | 2203.9648 | 2967.3243 | 2969.3054 | 3548.1665 | 3849.4915 | 3839.4914 | 3839.4906 | 3839.4907 | 3839.4908 | 3839.4951
SA1 | Pumped Hydro | 0 | 0 | 0.0004971 | 0.0007334 | 0.00074348 | 0.00075027 | 0.00076596 | 0.00097187 | 0.00097399 | 0.0010022 | 0.0010155 | 0.0010284 | 0.001199 | 0.0012103 | 0.0015157 | 0.0015227 | 0.0015397 | 0.0016565 | 0.0018539 | 0.001993 | 0.00204 | 0.0024257 | 0.0024346 | 0.002442 | 0.002449 | 0.0024595 | 0.0026895
SA1 | VPP | 88.62 | 126.93 | 170.25 | 214.27 | 262.04 | 314.13 | 396.52 | 477.31 | 565.27 | 670.98 | 790.06 | 915.3 | 1040.16 | 1167.34 | 1287.02 | 1406.9399 | 1492.74 | 1574.29 | 1645.8199 | 1722.14 | 1798.65 | 1879.62 | 1959.37 | 2043.49 | 2126.73 | 2214.3501 | 2301.9099
Total excluding storage |  | 6466.36 | 6759.1982 | 6802.5195 | 6364.5953 | 6379.3656 | 7224.3126 | 7445.5345 | 7147.1943 | 7229.0344 | 8208.6788 | 8331.5838 | 9075.7083 | 9149.1084 | 9253.7448 | 10907.9117 | 11026.703 | 11345.3628 | 14490.9279 | 16317.6093 | 17583.4462 | 21053.3386 | 21217.3099 | 20936.48 | 22692.9428 | 23380.5809 | 24388.2536 | 24938.1501
Region | Technology | 2023-24 | 2024-25 | 2025-26 | 2026-27 | 2027-28 | 2028-29 | 2029-30 | 2030-31 | 2031-32 | 2032-33 | 2033-34 | 2034-35 | 2035-36 | 2036-37 | 2037-38 | 2038-39 | 2039-40 | 2040-41 | 2041-42 | 2042-43 | 2043-44 | 2044-45 | 2045-46 | 2046-47 | 2047-48 | 2048-49 | 2049-50
TAS1 | Black Coal | 0 | 0 | 0 | 0 | 0 | 0 | 0 | 0 | 0 | 0 | 0 | 0 | 0 | 0 | 0 | 0 | 0 | 0 | 0 | 0 | 0 | 0 | 0 | 0 | 0 | 0 | 0
TAS1 | Brown Coal | 0 | 0 | 0 | 0 | 0 | 0 | 0 | 0 | 0 | 0 | 0 | 0 | 0 | 0 | 0 | 0 | 0 | 0 | 0 | 0 | 0 | 0 | 0 | 0 | 0 | 0 | 0
TAS1 | CCGT | 208 | 208 | 208 | 208 | 208 | 208 | 208 | 208 | 208 | 208 | 208 | 208 | 208 | 208 | 208 | 208 | 208 | 208 | 208 | 208 | 208 | 208 | 208 | 208 | 208 | 208 | 208
TAS1 | Gas - Steam | 0 | 0 | 0 | 0 | 0 | 0 | 0 | 0 | 0 | 0 | 0 | 0 | 0 | 0 | 0 | 0 | 0 | 0 | 0 | 0 | 0 | 0 | 0 | 0 | 0 | 0 | 0
TAS1 | OCGT / Diesel | 178 | 178.0001 | 178.0001 | 178.0001 | 178.0001 | 178.0001 | 178.0001 | 178.0003 | 178.0003 | 178.0004 | 178.0004 | 178.0004 | 178.0009 | 178.0009 | 178.001 | 178.001 | 178.001 | 58.001 | 58.001 | 58.001 | 58.0011 | 58.0022 | 58.0022 | 58.0022 | 58.0022 | 58.0022 | 58.0022
TAS1 | Hydro | 2551 | 2551 | 2551 | 2551 | 2551 | 2551 | 2551 | 2551 | 2551 | 2551 | 2551 | 2551 | 2551 | 2551 | 2551 | 2551 | 2551 | 2551 | 2551 | 2551 | 2551 | 2551 | 2551 | 2551 | 2551 | 2551 | 2551
TAS1 | Hydrogen Turbine | 0 | 0 | 0 | 0 | 0 | 0 | 0 | 0 | 0 | 0 | 0 | 0 | 0 | 0 | 0 | 0 | 0 | 0 | 0 | 0 | 0 | 0 | 0 | 0 | 0 | 0 | 0
TAS1 | Wind | 563.6 | 1145.3367 | 1145.3367 | 1155.9387 | 1298.2382 | 1367.7194 | 1829.264 | 1836.9479 | 2954.8031 | 2955.6497 | 2955.6497 | 2955.6497 | 2955.6497 | 2955.6497 | 2958.1926 | 2958.1926 | 2958.1926 | 2961.3836 | 2961.3836 | 2961.3836 | 2961.3836 | 2817.3836 | 2817.3837 | 2817.3838 | 2817.3838 | 2817.3839 | 2817.3839
TAS1 | Solar PV | 0 | 0.00045516 | 0.00045643 | 0.00050453 | 0.0005094 | 0.00051156 | 0.00053067 | 0.00066892 | 0.00067428 | 0.00090746 | 0.00091048 | 0.0012272 | 0.0012291 | 0.0012386 | 0.001382 | 0.001401 | 0.001633 | 150.0003 | 150.0003 | 150.0003 | 150.0005 | 150.001 | 150.001 | 150.0011 | 150.0011 | 150.0032 | 150.0032
TAS1 | Grid Battery | 0 | 0.0004085 | 0.00050802 | 0.00059086 | 0.000737 | 0.00073934 | 0.00094038 | 0.0019115 | 0.0022274 | 0.0030771 | 0.0030902 | 0.0030977 | 0.0031163 | 0.0031388 | 0.003644 | 0.0036689 | 0.0036915 | 0.003714 | 0.0038379 | 0.0038644 | 0.0044458 | 0.0056721 | 0.0055942 | 0.0055416 | 0.0059647 | 0.0067312 | 0.007175
TAS1 | Pumped Hydro | 0 | 0 | 0.0010754 | 0.0012013 | 0.0014524 | 0.001603 | 0.0024913 | 37.4077 | 37.4079 | 511.5142 | 511.5142 | 511.5143 | 648.6105 | 648.6105 | 754.8452 | 754.8452 | 754.8453 | 754.8453 | 754.8453 | 754.8453 | 754.8454 | 811.0201 | 811.0202 | 811.0202 | 811.0202 | 811.0203 | 811.0203
TAS1 | VPP | 6.48 | 13.06 | 22.07 | 33.05 | 46.21 | 61.68 | 85.3 | 104.67 | 124.59 | 148.98 | 176.72 | 207.34 | 238.55 | 270.94 | 302.03 | 333.24 | 355.98 | 377.66 | 396.47 | 416.27 | 435.68 | 456.1 | 475.92 | 496.67 | 516.81 | 537.9 | 558.31
Total excluding storage |  | 3507.08 | 4095.3977 | 4104.4088 | 4125.9911 | 4281.451 | 4366.4024 | 4851.5681 | 4916.0285 | 6053.8041 | 6553.1482 | 6580.8883 | 6611.5087 | 6779.8155 | 6812.2055 | 6952.0739 | 6983.284 | 7006.0243 | 7060.8939 | 7079.7041 | 7099.5042 | 7118.915 | 7051.5126 | 7071.3326 | 7092.0828 | 7112.2233 | 7133.3163 | 7153.7268
Explicitly modelled pumping
Region | Technology | 2023-24 | 2024-25 | 2025-26 | 2026-27 | 2027-28 | 2028-29 | 2029-30 | 2030-31 | 2031-32 | 2032-33 | 2033-34 | 2034-35 | 2035-36 | 2036-37 | 2037-38 | 2038-39 | 2039-40 | 2040-41 | 2041-42 | 2042-43 | 2043-44 | 2044-45 | 2045-46 | 2046-47 | 2047-48 | 2048-49 | 2049-50
NEM | Grid Battery pump | 954.93 | 954.9365 | 1379.7514 | 1379.7566 | 2009.4912 | 3260.7758 | 3335.7761 | 3689.9734 | 3721.6998 | 6154.0203 | 6256.5871 | 6231.5871 | 6846.9237 | 6796.9238 | 7234.855 | 7234.8553 | 10400.4566 | 11617.63 | 15302.7558 | 18076.0524 | 19066.3527 | 20658.934 | 20235.1243 | 20532.6028 | 19902.8694 | 21563.9521 | 21804.643
NEM | Pumped Hydro Pump | 1310 | 1310 | 2033.4378 | 2033.4393 | 4095.6267 | 4251.9177 | 4251.9186 | 4289.3249 | 4289.325 | 4763.4314 | 4763.4315 | 5017.5533 | 5154.6504 | 5154.6505 | 7056.7194 | 7056.7194 | 7513.5757 | 7513.576 | 7513.5767 | 7513.5772 | 7513.578 | 7585.7965 | 7585.7967 | 8337.0441 | 8337.0441 | 8397.3741 | 8397.3744
NEM | VPP pump | 318.73 | 623.03 | 1035.46 | 1538.9 | 2142.79 | 2807.6 | 3819.27 | 4674.27 | 5519.2001 | 6499.25 | 7698.5399 | 9010.2399 | 10339.3001 | 11714.6999 | 13054.31 | 14363.1999 | 15318.2998 | 16214.4898 | 16978.9203 | 17751.1898 | 18511.9699 | 19307.4097 | 20087.2598 | 20907.45 | 21712.49 | 22566.1805 | 23396.9398
Region | Technology | 2023-24 | 2024-25 | 2025-26 | 2026-27 | 2027-28 | 2028-29 | 2029-30 | 2030-31 | 2031-32 | 2032-33 | 2033-34 | 2034-35 | 2035-36 | 2036-37 | 2037-38 | 2038-39 | 2039-40 | 2040-41 | 2041-42 | 2042-43 | 2043-44 | 2044-45 | 2045-46 | 2046-47 | 2047-48 | 2048-49 | 2049-50
NSW1 | Grid Battery pump | 50 | 50.0042 | 474.8188 | 474.8192 | 1104.5534 | 1479.3872 | 1554.3873 | 1554.3892 | 1554.3893 | 2284.2167 | 2284.2168 | 2284.2168 | 2284.2187 | 2234.2187 | 2234.2189 | 2234.219 | 3792.8903 | 3792.8924 | 4432.9275 | 4616.7339 | 4783.379 | 5418.2325 | 5004.4231 | 5301.904 | 4672.1701 | 5327.1955 | 5252.1986
NSW1 | Pumped Hydro Pump | 840 | 840 | 1313.435 | 1313.435 | 3375.6221 | 3375.6223 | 3375.6224 | 3375.6224 | 3375.6224 | 3375.6225 | 3375.6225 | 3375.6225 | 3375.6227 | 3375.6227 | 3375.6256 | 3375.6256 | 3375.6256 | 3375.6257 | 3375.6258 | 3375.6259 | 3375.6262 | 3375.6291 | 3375.6291 | 3375.632 | 3375.632 | 3375.632 | 3375.632
NSW1 | VPP pump | 97.18 | 193.89 | 321.47 | 477.31 | 663.94 | 884.26 | 1223.6 | 1508.4199 | 1818.1601 | 2178.94 | 2618.45 | 3090.16 | 3561.6901 | 4049.33 | 4508.48 | 4960.7201 | 5286.7 | 5588.1199 | 5842.6702 | 6109.57 | 6370.5701 | 6645.5899 | 6914.0398 | 7197.4098 | 7473.8901 | 7766.0502 | 8050.0099
Region | Technology | 2023-24 | 2024-25 | 2025-26 | 2026-27 | 2027-28 | 2028-29 | 2029-30 | 2030-31 | 2031-32 | 2032-33 | 2033-34 | 2034-35 | 2035-36 | 2036-37 | 2037-38 | 2038-39 | 2039-40 | 2040-41 | 2041-42 | 2042-43 | 2043-44 | 2044-45 | 2045-46 | 2046-47 | 2047-48 | 2048-49 | 2049-50
QLD1 | Grid Battery pump | 100 | 100.0005 | 100.0006 | 100.001 | 100.0012 | 976.452 | 976.452 | 1220.224 | 1251.9498 | 2239.0124 | 2396.9091 | 2396.9091 | 2396.9091 | 2396.9091 | 2396.9091 | 2396.9092 | 3940.1002 | 3940.1002 | 5454.5938 | 8042.1028 | 8042.1029 | 8042.1026 | 8042.1026 | 8042.1023 | 8042.1023 | 9048.1585 | 9048.1585
QLD1 | Pumped Hydro Pump | 470 | 470 | 720.0006 | 720.001 | 720.001 | 876.2916 | 876.2916 | 876.2916 | 876.2916 | 876.2916 | 876.2916 | 1130.4134 | 1130.4134 | 1130.4134 | 2926.2417 | 2926.2417 | 3383.0979 | 3383.0979 | 3383.0979 | 3383.0982 | 3383.0982 | 3383.0982 | 3383.0982 | 4134.3428 | 4134.3428 | 4134.3428 | 4134.3428
QLD1 | VPP pump | 70.65 | 151.98 | 266.91 | 406.55 | 573.37 | 775 | 1088.95 | 1359.6801 | 1609.11 | 1901.09 | 2255.9299 | 2641.22 | 3035.73 | 3438.95 | 3828.0601 | 4218.1699 | 4496.1499 | 4751.3198 | 4961.6001 | 5182.0498 | 5399.3799 | 5623.0098 | 5842.4302 | 6071.3901 | 6296.3501 | 6536.04 | 6765.5898
Region | Technology | 2023-24 | 2024-25 | 2025-26 | 2026-27 | 2027-28 | 2028-29 | 2029-30 | 2030-31 | 2031-32 | 2032-33 | 2033-34 | 2034-35 | 2035-36 | 2036-37 | 2037-38 | 2038-39 | 2039-40 | 2040-41 | 2041-42 | 2042-43 | 2043-44 | 2044-45 | 2045-46 | 2046-47 | 2047-48 | 2048-49 | 2049-50
VIC1 | Grid Battery pump | 375.33 | 375.3308 | 375.3308 | 375.3342 | 375.3343 | 375.3343 | 375.3343 | 515.7461 | 515.7461 | 661.4643 | 606.1343 | 606.1344 | 971.0425 | 971.0425 | 1122.9009 | 1122.901 | 1186.6399 | 1730.669 | 2497.9064 | 2497.9064 | 2742.6999 | 3399.1017 | 3399.1017 | 3399.1003 | 3399.1004 | 3399.1006 | 3714.7836
VIC1 | Pumped Hydro Pump | 0 | 0 | 0.00058899 | 0.0013777 | 0.001385 | 0.0013914 | 0.0013995 | 0.0021438 | 0.0021454 | 0.0021523 | 0.0021591 | 0.0021665 | 0.0026567 | 0.0026771 | 0.0052939 | 0.0053027 | 0.0053208 | 0.0055005 | 0.0057813 | 0.0058052 | 0.0061379 | 16.0465 | 16.0467 | 16.0468 | 16.0468 | 76.3766 | 76.3766
VIC1 | VPP pump | 55.8 | 137.17 | 254.76 | 407.72 | 597.23 | 772.53 | 1024.9 | 1224.19 | 1402.07 | 1599.26 | 1857.38 | 2156.22 | 2463.1699 | 2788.1399 | 3128.7199 | 3444.1299 | 3686.7299 | 3923.1 | 4132.3601 | 4321.16 | 4507.69 | 4703.0901 | 4895.4999 | 5098.49 | 5298.7098 | 5511.8401 | 5721.1202
Region | Technology | 2023-24 | 2024-25 | 2025-26 | 2026-27 | 2027-28 | 2028-29 | 2029-30 | 2030-31 | 2031-32 | 2032-33 | 2033-34 | 2034-35 | 2035-36 | 2036-37 | 2037-38 | 2038-39 | 2039-40 | 2040-41 | 2041-42 | 2042-43 | 2043-44 | 2044-45 | 2045-46 | 2046-47 | 2047-48 | 2048-49 | 2049-50
SA1 | Grid Battery pump | 429.6 | 429.6006 | 429.6007 | 429.6016 | 429.6016 | 429.6016 | 429.6017 | 399.6121 | 399.6122 | 969.3237 | 969.3238 | 944.3238 | 1194.7503 | 1194.7504 | 1480.8224 | 1480.8225 | 1480.8226 | 2153.9648 | 2917.3243 | 2919.3054 | 3498.1665 | 3799.4915 | 3789.4914 | 3789.4906 | 3789.4907 | 3789.4908 | 3789.4951
SA1 | Pumped Hydro Pump | 0 | 0 | 0.0004971 | 0.0007334 | 0.00074348 | 0.00075027 | 0.00076596 | 0.00097187 | 0.00097399 | 0.0010022 | 0.0010155 | 0.0010284 | 0.001199 | 0.0012103 | 0.0015157 | 0.0015227 | 0.0015397 | 0.0016565 | 0.0018539 | 0.001993 | 0.00204 | 0.0024257 | 0.0024346 | 0.002442 | 0.002449 | 0.0024595 | 0.0026895
SA1 | VPP pump | 88.62 | 126.93 | 170.25 | 214.27 | 262.04 | 314.13 | 396.52 | 477.31 | 565.27 | 670.98 | 790.06 | 915.3 | 1040.16 | 1167.34 | 1287.02 | 1406.9399 | 1492.74 | 1574.29 | 1645.8199 | 1722.14 | 1798.65 | 1879.62 | 1959.37 | 2043.49 | 2126.73 | 2214.3501 | 2301.9099
Region | Technology | 2023-24 | 2024-25 | 2025-26 | 2026-27 | 2027-28 | 2028-29 | 2029-30 | 2030-31 | 2031-32 | 2032-33 | 2033-34 | 2034-35 | 2035-36 | 2036-37 | 2037-38 | 2038-39 | 2039-40 | 2040-41 | 2041-42 | 2042-43 | 2043-44 | 2044-45 | 2045-46 | 2046-47 | 2047-48 | 2048-49 | 2049-50
TAS1 | Grid Battery pump | 0 | 0.0004085 | 0.00050802 | 0.00059086 | 0.000737 | 0.00073934 | 0.00094038 | 0.0019115 | 0.0022274 | 0.0030771 | 0.0030902 | 0.0030977 | 0.0031163 | 0.0031388 | 0.003644 | 0.0036689 | 0.0036915 | 0.003714 | 0.0038379 | 0.0038644 | 0.0044458 | 0.0056721 | 0.0055942 | 0.0055416 | 0.0059647 | 0.0067312 | 0.007175
TAS1 | Pumped Hydro Pump | 0 | 0 | 0.0010754 | 0.0012013 | 0.0014524 | 0.001603 | 0.0024913 | 37.4077 | 37.4079 | 511.5142 | 511.5142 | 511.5143 | 648.6105 | 648.6105 | 754.8452 | 754.8452 | 754.8453 | 754.8453 | 754.8453 | 754.8453 | 754.8454 | 811.0201 | 811.0202 | 811.0202 | 811.0202 | 811.0203 | 811.0203
TAS1 | VPP pump | 6.48 | 13.06 | 22.07 | 33.05 | 46.21 | 61.68 | 85.3 | 104.67 | 124.59 | 148.98 | 176.72 | 207.34 | 238.55 | 270.94 | 302.03 | 333.24 | 355.98 | 377.66 | 396.47 | 416.27 | 435.68 | 456.1 | 475.92 | 496.67 | 516.81 | 537.9 | 558.31
Non-controllable capacity
Region | Technology | 2023-24 | 2024-25 | 2025-26 | 2026-27 | 2027-28 | 2028-29 | 2029-30 | 2030-31 | 2031-32 | 2032-33 | 2033-34 | 2034-35 | 2035-36 | 2036-37 | 2037-38 | 2038-39 | 2039-40 | 2040-41 | 2041-42 | 2042-43 | 2043-44 | 2044-45 | 2045-46 | 2046-47 | 2047-48 | 2048-49 | 2049-50
NEM | Distributed PV | 21305.3199 | 23783.7875 | 26307.9402 | 28683.0656 | 30997.3311 | 33056.1738 | 35131.4286 | 37225.1411 | 39139.2597 | 41092.1585 | 43056.1697 | 44973.918 | 46776.6488 | 48455.6888 | 50096.6069 | 51732.2029 | 53368.4087 | 54991.7064 | 56590.529 | 58157.7847 | 59721.6486 | 61252.1457 | 62750.1401 | 64227.6819 | 65692.4157 | 67156.842 | 68592.5947
NEM | Behind the meter battery | 1532.774 | 2363.942 | 3138.813 | 3799.655 | 4362.937 | 4766.226 | 5452.85 | 6404.258 | 7275.412 | 8208.606 | 9365.756 | 10518.285 | 11616.745 | 12616.001 | 13522.413 | 14246.216 | 14595.405 | 14782.715 | 14854.807 | 14850.894 | 14858.858 | 14816.816 | 14786.692 | 14709.851 | 14647.112 | 14542.039 | 14447.076
NEM | Behind the meter battery pump | 1532.774 | 2363.942 | 3138.813 | 3799.655 | 4362.937 | 4766.226 | 5452.85 | 6404.258 | 7275.412 | 8208.606 | 9365.756 | 10518.285 | 11616.745 | 12616.001 | 13522.413 | 14246.216 | 14595.405 | 14782.715 | 14854.807 | 14850.894 | 14858.858 | 14816.816 | 14786.692 | 14709.851 | 14647.112 | 14542.039 | 14447.076
Region | Technology | 2023-24 | 2024-25 | 2025-26 | 2026-27 | 2027-28 | 2028-29 | 2029-30 | 2030-31 | 2031-32 | 2032-33 | 2033-34 | 2034-35 | 2035-36 | 2036-37 | 2037-38 | 2038-39 | 2039-40 | 2040-41 | 2041-42 | 2042-43 | 2043-44 | 2044-45 | 2045-46 | 2046-47 | 2047-48 | 2048-49 | 2049-50
NSW1 | Distributed PV | 6922.7278 | 7729.2309 | 8520.6213 | 9270.916 | 9991.0548 | 10709.4737 | 11436.4432 | 12170.0293 | 12901.8102 | 13643.2719 | 14388.327 | 15121.2532 | 15810.1091 | 16449.2428 | 17061.911 | 17667.5949 | 18262.5884 | 18847.5107 | 19429.6702 | 20006.0115 | 20581.8604 | 21155.9203 | 21714.392 | 22270.0128 | 22818.1721 | 23366.9007 | 23907.737
NSW1 | Behind the meter battery | 551.877 | 804.322 | 1024.308 | 1210.452 | 1364.306 | 1497.826 | 1724.841 | 2042.145 | 2372.98 | 2728.353 | 3161.396 | 3582.597 | 3974.635 | 4331.67 | 4638.514 | 4887.035 | 5003.34 | 5060.883 | 5077.624 | 5077.998 | 5080.442 | 5067.991 | 5058.102 | 5033.27 | 5011.559 | 4974.783 | 4941.039
NSW1 | Behind the meter battery pump | 551.877 | 804.322 | 1024.308 | 1210.452 | 1364.306 | 1497.826 | 1724.841 | 2042.145 | 2372.98 | 2728.353 | 3161.396 | 3582.597 | 3974.635 | 4331.67 | 4638.514 | 4887.035 | 5003.34 | 5060.883 | 5077.624 | 5077.998 | 5080.442 | 5067.991 | 5058.102 | 5033.27 | 5011.559 | 4974.783 | 4941.039
Region | Technology | 2023-24 | 2024-25 | 2025-26 | 2026-27 | 2027-28 | 2028-29 | 2029-30 | 2030-31 | 2031-32 | 2032-33 | 2033-34 | 2034-35 | 2035-36 | 2036-37 | 2037-38 | 2038-39 | 2039-40 | 2040-41 | 2041-42 | 2042-43 | 2043-44 | 2044-45 | 2045-46 | 2046-47 | 2047-48 | 2048-49 | 2049-50
QLD1 | Distributed PV | 6248.8361 | 6947.0674 | 7675.3939 | 8329.1378 | 8959.7591 | 9601.5014 | 10257.5206 | 10923.9163 | 11482.7322 | 12062.7058 | 12645.1129 | 13200.5423 | 13720.0122 | 14196.9812 | 14666.6175 | 15133.8037 | 15601.3471 | 16059.6919 | 16507.7851 | 16936.909 | 17361.4807 | 17759.7202 | 18151.2329 | 18530.0201 | 18907.3395 | 19284.6318 | 19645.5083
QLD1 | Behind the meter battery | 394.573 | 630.911 | 861.169 | 1044.6 | 1202.901 | 1345.985 | 1584.437 | 1898.505 | 2160.37 | 2444.34 | 2791.527 | 3133.696 | 3465.114 | 3761.008 | 4025.809 | 4247.882 | 4350.515 | 4399.744 | 4410.491 | 4406.235 | 4406.755 | 4388.948 | 4375.983 | 4347.22 | 4324.124 | 4288.709 | 4255.283
QLD1 | Behind the meter battery pump | 394.573 | 630.911 | 861.169 | 1044.6 | 1202.901 | 1345.985 | 1584.437 | 1898.505 | 2160.37 | 2444.34 | 2791.527 | 3133.696 | 3465.114 | 3761.008 | 4025.809 | 4247.882 | 4350.515 | 4399.744 | 4410.491 | 4406.235 | 4406.755 | 4388.948 | 4375.983 | 4347.22 | 4324.124 | 4288.709 | 4255.283
Region | Technology | 2023-24 | 2024-25 | 2025-26 | 2026-27 | 2027-28 | 2028-29 | 2029-30 | 2030-31 | 2031-32 | 2032-33 | 2033-34 | 2034-35 | 2035-36 | 2036-37 | 2037-38 | 2038-39 | 2039-40 | 2040-41 | 2041-42 | 2042-43 | 2043-44 | 2044-45 | 2045-46 | 2046-47 | 2047-48 | 2048-49 | 2049-50
VIC1 | Distributed PV | 5088.0472 | 5784.8093 | 6517.8103 | 7244.8402 | 7972.8586 | 8440.036 | 8899.9999 | 9361.2525 | 9753.485 | 10152.4267 | 10554.6243 | 10955.7069 | 11336.6884 | 11697.8006 | 12064.3842 | 12436.8983 | 12822.6385 | 13216.1178 | 13604.8437 | 13986.4661 | 14369.4957 | 14748.6326 | 15123.685 | 15496.2621 | 15868.3943 | 16240.828 | 16611.2477
VIC1 | Behind the meter battery | 332.366 | 592.893 | 841.022 | 1068.623 | 1263.973 | 1337.973 | 1465.997 | 1677.258 | 1844.193 | 2011.668 | 2249.247 | 2505.083 | 2754.957 | 2990.166 | 3229.36 | 3404.1 | 3500.948 | 3565.602 | 3605.174 | 3604.675 | 3607.498 | 3598.421 | 3592.641 | 3576.025 | 3563.233 | 3540.764 | 3521.58
VIC1 | Behind the meter battery pump | 332.366 | 592.893 | 841.022 | 1068.623 | 1263.973 | 1337.973 | 1465.997 | 1677.258 | 1844.193 | 2011.668 | 2249.247 | 2505.083 | 2754.957 | 2990.166 | 3229.36 | 3404.1 | 3500.948 | 3565.602 | 3605.174 | 3604.675 | 3607.498 | 3598.421 | 3592.641 | 3576.025 | 3563.233 | 3540.764 | 3521.58
Region | Technology | 2023-24 | 2024-25 | 2025-26 | 2026-27 | 2027-28 | 2028-29 | 2029-30 | 2030-31 | 2031-32 | 2032-33 | 2033-34 | 2034-35 | 2035-36 | 2036-37 | 2037-38 | 2038-39 | 2039-40 | 2040-41 | 2041-42 | 2042-43 | 2043-44 | 2044-45 | 2045-46 | 2046-47 | 2047-48 | 2048-49 | 2049-50
SA1 | Distributed PV | 2721.0736 | 2952.4036 | 3178.229 | 3380.018 | 3575.1143 | 3766.8022 | 3959.2366 | 4151.598 | 4345.6836 | 4540.7188 | 4737.6385 | 4929.8701 | 5109.2393 | 5277.1929 | 5434.8308 | 5590.0872 | 5742.5081 | 5893.3201 | 6037.731 | 6182.434 | 6327.0782 | 6470.3066 | 6608.7163 | 6745.5179 | 6879.6508 | 7013.3702 | 7145.4031
SA1 | Behind the meter battery | 212.581 | 276.144 | 335.754 | 385.712 | 430.437 | 473.619 | 550.521 | 637.233 | 727.4 | 829.162 | 941.165 | 1047.02 | 1145.747 | 1232.744 | 1306.889 | 1367.354 | 1391.833 | 1402.348 | 1404.488 | 1403.319 | 1403.71 | 1400.492 | 1398.408 | 1392.55 | 1387.998 | 1379.539 | 1372.647
SA1 | Behind the meter battery pump | 212.581 | 276.144 | 335.754 | 385.712 | 430.437 | 473.619 | 550.521 | 637.233 | 727.4 | 829.162 | 941.165 | 1047.02 | 1145.747 | 1232.744 | 1306.889 | 1367.354 | 1391.833 | 1402.348 | 1404.488 | 1403.319 | 1403.71 | 1400.492 | 1398.408 | 1392.55 | 1387.998 | 1379.539 | 1372.647
Region | Technology | 2023-24 | 2024-25 | 2025-26 | 2026-27 | 2027-28 | 2028-29 | 2029-30 | 2030-31 | 2031-32 | 2032-33 | 2033-34 | 2034-35 | 2035-36 | 2036-37 | 2037-38 | 2038-39 | 2039-40 | 2040-41 | 2041-42 | 2042-43 | 2043-44 | 2044-45 | 2045-46 | 2046-47 | 2047-48 | 2048-49 | 2049-50
TAS1 | Distributed PV | 324.6353 | 370.2763 | 415.8856 | 458.1536 | 498.5443 | 538.3605 | 578.2282 | 618.3449 | 655.5487 | 693.0354 | 730.4671 | 766.5455 | 800.5998 | 834.4713 | 868.8634 | 903.8188 | 939.3267 | 975.0659 | 1010.4991 | 1045.9641 | 1081.7335 | 1117.566 | 1152.1139 | 1185.8689 | 1218.859 | 1251.1113 | 1282.6985
TAS1 | Behind the meter battery | 41.377 | 59.672 | 76.56 | 90.268 | 101.32 | 110.823 | 127.054 | 149.117 | 170.469 | 195.083 | 222.421 | 249.889 | 276.292 | 300.413 | 321.841 | 339.845 | 348.769 | 354.138 | 357.03 | 358.667 | 360.453 | 360.964 | 361.558 | 360.786 | 360.198 | 358.244 | 356.527
TAS1 | Behind the meter battery pump | 41.377 | 59.672 | 76.56 | 90.268 | 101.32 | 110.823 | 127.054 | 149.117 | 170.469 | 195.083 | 222.421 | 249.889 | 276.292 | 300.413 | 321.841 | 339.845 | 348.769 | 354.138 | 357.03 | 358.667 | 360.453 | 360.964 | 361.558 | 360.786 | 360.198 | 358.244 | 356.527

## Option 5_REZ Generation
Annual sent-out generation by REZ (GWh) - Option 5, Step Change Scenario
Note: the REZ generation includes generation from the existing, committed and anticipated renewables mapped to the relevant REZs
Explicitly modelled generation
Region | REZ | REZ Name | Technology | 2023-24 | 2024-25 | 2025-26 | 2026-27 | 2027-28 | 2028-29 | 2029-30 | 2030-31 | 2031-32 | 2032-33 | 2033-34 | 2034-35 | 2035-36 | 2036-37 | 2037-38 | 2038-39 | 2039-40 | 2040-41 | 2041-42 | 2042-43 | 2043-44 | 2044-45 | 2045-46 | 2046-47 | 2047-48 | 2048-49 | 2049-50
QLD | Q1 | Far North QLD | Solar | 0 | 0.00016267 | 0.00017565 | 0.00017425 | 0.00016343 | 0.00014823 | 0.00016696 | 0.00016914 | 0.00015863 | 0.00018043 | 0.00020799 | 0.00020405 | 0.00020069 | 0.0002034 | 0.00022362 | 0.00024179 | 0.00031536 | 0.00028994 | 0.00031818 | 0.0003565 | 0.00038314 | 0.00038072 | 0.00037595 | 0.00040386 | 0.00044529 | 0.00051974 | 0.00049071
QLD | Q2 | North Qld Clean Energy Hub | Solar | 221.1805 | 197.4944 | 215.9924 | 213.2453 | 207.9152 | 194.4563 | 205.0436 | 201.5662 | 199.6304 | 205.7182 | 197.4054 | 192.3308 | 191.7301 | 190.7964 | 68.7989 | 71.5471 | 62.9049 | 58.9863 | 63.0509 | 59.8372 | 58.3524 | 56.8801 | 63.9256 | 31.5485 | 31.578 | 0.00061721 | 0.00061155
QLD | Q3 | Northern Qld | Solar | 1169.8286 | 1052.0857 | 1181.9848 | 1159.6543 | 1098.1521 | 1020.0995 | 1131.8025 | 1139.4051 | 1100.1466 | 1148.8778 | 1074.6264 | 1055.5916 | 1040.1399 | 1021.8001 | 923.9434 | 997.454 | 973.5132 | 860.7433 | 988.9052 | 1688.937 | 1431.8575 | 1332.1289 | 1348.119 | 2095.7949 | 2002.7314 | 2078.1388 | 1697.5543
QLD | Q4 | Isaac | Solar | 1573.1062 | 1423.344 | 1553.2627 | 1578.9203 | 1498.3794 | 1427.8605 | 1591.8966 | 1586.6894 | 1594.526 | 1625.4762 | 1527.0118 | 1455.342 | 1501.8469 | 1472.4189 | 1323.2372 | 1451.6322 | 1269.7791 | 1177.0358 | 1295.5903 | 3055.6923 | 2933.5796 | 2763.0987 | 3298.9529 | 6699.6973 | 7020.6037 | 7604.3442 | 6885.2008
QLD | Q5 | Barcaldine | Solar | 35.2449 | 31.3069 | 34.2914 | 34.6671 | 34.4492 | 44.7272 | 46.7346 | 46.1636 | 45.7393 | 47.0097 | 44.9149 | 42.4749 | 43.7372 | 44.7946 | 82.3815 | 85.2886 | 121.5705 | 116.0629 | 125.0354 | 116.0946 | 95.2738 | 92.7588 | 115.3415 | 114.5413 | 115.3406 | 122.1404 | 118.2105
QLD | Q6 | Fitzroy | Solar | 843.7446 | 801.708 | 899.7382 | 904.416 | 880.3906 | 759.1702 | 862.9567 | 859.1382 | 1017.1948 | 2084.5961 | 2533.8145 | 2458.231 | 2418.2769 | 2416.5351 | 5587.2819 | 7772.12 | 13155.9423 | 15132.6599 | 15955.2683 | 16486.3569 | 15764.6776 | 15000.3296 | 14921.7972 | 13205.1088 | 14079.0771 | 14536.0698 | 14210.8525
QLD | Q7 | Wide Bay | Solar | 1362.3384 | 1214.9757 | 1348.0917 | 1313.2944 | 1282.4557 | 1138.1478 | 1246.3019 | 1252.2104 | 1325.579 | 1298.7374 | 1252.9395 | 1243.3546 | 1207.7079 | 1218.0126 | 1069.1001 | 1140.24 | 1024.2753 | 1059.4555 | 2432.384 | 4903.9957 | 4820.1536 | 4511.4994 | 4578.355 | 4125.7766 | 3798.7716 | 3956.3934 | 3862.9144
QLD | Q8 | Darling Downs | Solar | 3386.3017 | 3291.6972 | 3517.0826 | 3641.2914 | 3557.3195 | 3427.3495 | 3717.3881 | 5231.0182 | 6048.641 | 7322.7755 | 8835.8046 | 10919.7816 | 11004.635 | 10756.6267 | 9339.0649 | 10361.2063 | 15273.2085 | 14844.1571 | 14919.6833 | 16402.1989 | 16371.234 | 15663.6758 | 15739.2115 | 12888.923 | 12846.1497 | 16043.2579 | 18570.0298
QLD | Q9 | Banana | Solar | 0 | 0.0002312 | 0.00044296 | 0.00049078 | 0.00048594 | 0.00099508 | 54.8233 | 124.6425 | 289.8043 | 288.1298 | 300.651 | 305.5308 | 298.483 | 298.7761 | 347.1644 | 382.9638 | 2308.5264 | 4437.9907 | 4644.3164 | 12639.578 | 12323.779 | 11918.822 | 11922.379 | 10593.463 | 12401.918 | 13326.739 | 15310.26
NSW | N1 | North West NSW | Solar | 434.9551 | 400.0484 | 409.7289 | 435.1215 | 404.8029 | 387.4394 | 405.6121 | 432.058 | 421.972 | 436.5876 | 420.5665 | 400.9428 | 412.2516 | 403.909 | 371.1877 | 371.2272 | 420.7902 | 421.2433 | 447.6882 | 413.3928 | 404.4637 | 408.9076 | 432.0884 | 395.0501 | 342.1139 | 342.6915 | 336.876
NSW | N2 | New England | Solar | 1207.3513 | 1174.5143 | 1195.1894 | 1248.335 | 1221.7928 | 1034.8921 | 1073.8377 | 1836.0806 | 1891.0001 | 1861.7153 | 2171.8372 | 1987.3583 | 2110.1733 | 2802.3846 | 3737.0521 | 3749.1278 | 4464.3155 | 5634.3918 | 5766.8108 | 6463.4632 | 5768.2757 | 6084.5275 | 6238.3795 | 5190.4791 | 4390.6543 | 4488.6669 | 6656.2754
NSW | N3 | Central-West Orana | Solar | 2198.6221 | 2149.9088 | 4133.8645 | 4382.8122 | 4377.6608 | 3760.931 | 4901.6784 | 7803.2244 | 7895.7999 | 8747.7195 | 9913.7661 | 10114.9301 | 10826.3087 | 10672.2325 | 8900.0252 | 10511.1932 | 14306.296 | 14614.1195 | 14439.5925 | 15341.3606 | 16344.1178 | 17295.2205 | 17007.2972 | 18402.0049 | 20084.2809 | 23568.3178 | 23325.7526
NSW | N4 | Broken Hill | Solar | 107.4353 | 80.2218 | 92.7065 | 103.3495 | 109.5968 | 118.0618 | 113.4434 | 106.1241 | 105.5514 | 103.371 | 99.2206 | 98.0863 | 99.0966 | 103.1225 | 244.598 | 235.9574 | 259.6152 | 244.2021 | 266.7276 | 346.7432 | 421.2954 | 423.3194 | 495.7007 | 439.6751 | 411.5055 | 452.7134 | 505.4893
NSW | N5 | South West NSW | Solar | 1858.9775 | 1599.0973 | 1702.1302 | 2269.7223 | 2377.8097 | 2429.0824 | 2396.2728 | 2385.5407 | 2226.6056 | 3153.3919 | 3077.3759 | 2947.5288 | 3100.966 | 3167.5392 | 5296.97 | 5153.7874 | 7405.6845 | 7409.2128 | 8797.7831 | 8017.8844 | 7550.3225 | 7925.9673 | 8445.9309 | 7979.1089 | 7011.6094 | 7231.9879 | 7007.6447
NSW | N6 | Wagga Wagga | Solar | 1566.3347 | 1496.8532 | 1445.6307 | 1545.1964 | 1584.4684 | 2550.9265 | 3787.79 | 4016.2684 | 3874.6316 | 4040.979 | 3921.2512 | 3771.6639 | 3926.1274 | 3966.5205 | 3533.325 | 3706.1208 | 3820.2865 | 3312.9437 | 5327.9434 | 4851.4044 | 4579.8726 | 4716.1412 | 5009.4888 | 5057.2941 | 4632.119 | 4651.869 | 4386.045
NSW | N7 | Tumut | Solar | 0 | 0 | 0 | 0 | 0 | 0 | 0 | 0 | 0 | 0 | 0 | 0 | 0 | 0 | 0 | 0 | 0 | 0 | 0 | 0 | 0 | 0 | 0 | 0 | 0 | 0 | 0
NSW | N8 | Cooma-Monaro | Solar | 0 | 0 | 0 | 0 | 0 | 0 | 0 | 0 | 0 | 0 | 0 | 0 | 0 | 0 | 0 | 0 | 0 | 0 | 0 | 0 | 0 | 0 | 0 | 0 | 0 | 0 | 0
VIC | V1 | Ovens Murray | Solar | 0 | 0.0005525 | 0.00055837 | 0.00061963 | 0.00059044 | 0.00054528 | 0.00060611 | 0.0010424 | 0.00093307 | 0.0019273 | 0.0018421 | 0.0017866 | 0.0018087 | 0.0019405 | 775.4833 | 816.9198 | 1263.8551 | 1086.3441 | 1951.5408 | 1866.1149 | 1749.2426 | 1897.3473 | 1887.046 | 1718.5773 | 1817.8268 | 1889.5889 | 1741.5995
VIC | V2 | Murray River | Solar | 1253.0028 | 1034.0113 | 1085.7738 | 1088.1546 | 1035.8515 | 998.1828 | 972.8835 | 963.6854 | 1253.1297 | 2891.7827 | 2767.2653 | 2846.4749 | 2891.2628 | 3039.9354 | 2837.7792 | 2831.8945 | 2889.6032 | 2833.2084 | 3164.4254 | 3480.3323 | 3292.9695 | 3452.6922 | 3894.1459 | 3588.4515 | 3593.5532 | 3732.4369 | 3674.0506
VIC | V3 | Western Victoria | Solar | 0 | 0.00034209 | 0.00036938 | 0.001504 | 0.001615 | 0.0013711 | 0.0014925 | 0.0020287 | 0.0019118 | 130.2867 | 125.8644 | 661.933 | 680.4462 | 728.3266 | 579.4697 | 622.9382 | 635.0325 | 601.3411 | 2901.534 | 2864.3874 | 2691.7467 | 3083.1512 | 3340.6957 | 2598.2302 | 2759.0421 | 3412.2431 | 3147.0757
VIC | V4 | South West Victoria | Solar | 0 | 0 | 0 | 0 | 0 | 0 | 0 | 0 | 0 | 0 | 0 | 0 | 0 | 0 | 0 | 0 | 0 | 0 | 0 | 0 | 0 | 0 | 0 | 0 | 0 | 0 | 0
VIC | V5 | Gippsland | Solar | 0 | 0.00020953 | 0.00024293 | 0.00069994 | 0.0006695 | 0.00056414 | 0.00058969 | 0.00066301 | 0.00061795 | 0.00070461 | 0.00070411 | 0.0019476 | 0.0019291 | 0.0021281 | 0.0017477 | 0.0019152 | 855.1938 | 806.8964 | 852.018 | 880.9655 | 4519.988 | 4708.398 | 4706.8774 | 3832.4219 | 4015.0732 | 4440.21 | 4184.433
VIC | V6 | Central North VIC | Solar | 951.3374 | 853.6948 | 817.9085 | 845.2566 | 848.5228 | 872.8068 | 876.9715 | 844.325 | 767.6373 | 839.0956 | 806.507 | 762.4444 | 798.7696 | 820.2702 | 768.9128 | 748.3871 | 753.9044 | 712.5585 | 756.9596 | 922.1814 | 1195.6036 | 1158.5753 | 1838.6318 | 1920.7972 | 1943.9949 | 2146.1359 | 2145.1859
SA | S1 | South East SA | Solar | 326.9906 | 284.7562 | 284.3701 | 277.2575 | 279.3164 | 272.2493 | 270.518 | 255.4276 | 246.8624 | 280.6523 | 271.499 | 256.332 | 257.2292 | 275.7127 | 240.5777 | 257.818 | 242.4771 | 213.2199 | 162.2447 | 152.9788 | 143.2894 | 144.9808 | 152.1451 | 141.289 | 143.0079 | 146.0535 | 0.0038709
SA | S2 | Riverland | Solar | 46.1497 | 44.369 | 46.988 | 44.5683 | 46.1614 | 39.5354 | 40.7486 | 41.3375 | 30.0823 | 842.2299 | 796.819 | 1043.2232 | 1051.1931 | 1150.3423 | 1776.2188 | 1790.7089 | 1842.8384 | 5062.705 | 6542.2212 | 5684.4273 | 5870.6747 | 5883.7839 | 6733.1094 | 5259.1553 | 5026.829 | 5319.5903 | 5179.512
SA | S3 | Mid-North SA | Solar | 0 | 0.00033498 | 0.00042336 | 0.00041328 | 0.00042412 | 0.00036643 | 0.00039601 | 0.00067578 | 0.00065122 | 0.00086936 | 0.00086005 | 0.0017249 | 0.0016428 | 0.0017519 | 0.0024686 | 0.0025931 | 0.0030141 | 0.0027164 | 0.0028094 | 0.0040291 | 0.60731 | 0.59141 | 0.60954 | 0.53339 | 0.56084 | 0.58889 | 0.56078
SA | S4 | Yorke Peninsula | Solar | 0 | 0 | 0 | 0 | 0 | 0 | 0 | 0 | 0 | 0 | 0 | 0 | 0 | 0 | 0 | 0 | 0 | 0 | 0 | 0 | 0 | 0 | 0 | 0 | 0 | 0 | 0
SA | S5 | Northern SA | Solar | 820.1504 | 694.9364 | 717.6102 | 696.1934 | 692.8443 | 705.0736 | 667.7064 | 628.4831 | 632.3625 | 696.1957 | 651.7246 | 640.5598 | 642.6549 | 688.0022 | 628.6318 | 623.4252 | 580.9041 | 540.711 | 1775.5192 | 2245.2756 | 4345.1532 | 3944.2598 | 4454.9972 | 3717.5701 | 3439.7166 | 3584.848 | 3369.6758
SA | S6 | Leigh Creek | Solar | 0 | 0.00035586 | 0.00058908 | 0.00065468 | 0.00066342 | 0.00069299 | 0.00076138 | 0.0014627 | 0.0014982 | 0.0015519 | 0.001416 | 0.002815 | 0.0027247 | 0.0029112 | 778.1316 | 792.9945 | 777.029 | 726.6882 | 750.7396 | 786.7387 | 2379.404 | 2416.605 | 2680.3472 | 2831.0894 | 2884.5613 | 3576.33 | 3605.233
SA | S7 | Roxby Downs | Solar | 0 | 0.00044262 | 0.00080537 | 0.00079839 | 0.00080561 | 0.00072052 | 0.00073564 | 0.0015718 | 0.0015626 | 0.0025875 | 0.0024623 | 992.9337 | 999.556 | 1071.7762 | 1060.0466 | 1072.4214 | 1059.077 | 956.5131 | 982.1464 | 943.2134 | 1042.6587 | 1026.9817 | 1122.0994 | 990.5942 | 938.9002 | 983.3165 | 958.1131
SA | S8 | Eastern Eyre Peninsula | Solar | 0 | 0.00022855 | 0.00027884 | 0.00026506 | 0.00027874 | 0.00023045 | 0.00026323 | 0.00040329 | 0.00037707 | 0.00046752 | 0.00047641 | 0.00075632 | 0.00070097 | 0.00076896 | 0.00070844 | 0.00076158 | 0.0011701 | 0.0010346 | 0.0010534 | 0.0015318 | 0.0019728 | 0.0018634 | 0.0019617 | 0.0016682 | 0.0017887 | 0.0019709 | 0.0018441
SA | S9 | Western Eyre Peninsula | Solar | 0 | 0.0003028 | 0.00042284 | 0.00042766 | 0.00043034 | 0.00037515 | 0.00040126 | 0.00069813 | 0.00068076 | 0.0012969 | 0.0012492 | 0.0021279 | 0.0020018 | 0.0021011 | 0.0029916 | 0.0031345 | 0.0060516 | 0.012343 | 0.013072 | 0.024597 | 0.038121 | 0.042445 | 0.043059 | 0.03935 | 0.040521 | 0.043209 | 0.041485
TAS | T1 | North East Tasmania | Solar | 0 | 0.0002986 | 0.00030446 | 0.0003579 | 0.00033463 | 0.00029134 | 0.00029461 | 0.00039709 | 0.00035751 | 0.00054386 | 0.00055815 | 0.00093255 | 0.00092035 | 0.00089773 | 0.0007861 | 0.00081235 | 0.00082882 | 0.00068318 | 0.00073916 | 0.00080805 | 0.00092778 | 0.0014268 | 0.001386 | 0.0013428 | 0.0013814 | 0.0034108 | 0.0030343
TAS | T2 | North West Tasmania | Solar | 0 | 0.00016237 | 0.00015405 | 0.00017122 | 0.00016724 | 0.0001398 | 0.00016447 | 0.00020955 | 0.00019654 | 0.00028556 | 0.00031061 | 0.00035459 | 0.00034884 | 0.0003486 | 0.00034729 | 0.00038563 | 0.00059246 | 224.6474 | 235.5899 | 262.4078 | 244.7013 | 260.1635 | 260.6803 | 222.2902 | 247.5547 | 250.9464 | 235.2335
TAS | T3 | Central Highlands | Solar | 0 | 0.00019322 | 0.00018843 | 0.00021347 | 0.00021189 | 0.00017749 | 0.00018084 | 0.00024499 | 0.00023139 | 0.00032306 | 0.00034162 | 0.00041535 | 0.00040712 | 0.00042181 | 0.00044833 | 0.00044537 | 0.00050924 | 0.00044064 | 0.00047392 | 0.00053827 | 0.00053685 | 0.00077423 | 0.00078845 | 0.00076205 | 0.00075562 | 0.0014789 | 0.0013541
Region | REZ | REZ Name | Technology | 2023-24 | 2024-25 | 2025-26 | 2026-27 | 2027-28 | 2028-29 | 2029-30 | 2030-31 | 2031-32 | 2032-33 | 2033-34 | 2034-35 | 2035-36 | 2036-37 | 2037-38 | 2038-39 | 2039-40 | 2040-41 | 2041-42 | 2042-43 | 2043-44 | 2044-45 | 2045-46 | 2046-47 | 2047-48 | 2048-49 | 2049-50
QLD | Q1 | Far North QLD | Wind | 1304.4343 | 3069.0352 | 3325.1992 | 3462.6662 | 3553.8782 | 3354.6012 | 3469.8532 | 3766.7942 | 3777.6455 | 3867.5056 | 3356.2367 | 3474.3602 | 3637.5037 | 3745.9476 | 4468.1729 | 4654.3253 | 4604.715 | 4474.824 | 4532.6909 | 4101.8126 | 4149.7423 | 4270.3017 | 4418.1692 | 4219.2624 | 4344.429 | 4365.7954 | 5069.121
QLD | Q2 | North Qld Clean Energy Hub | Wind | 131.9648 | 139.3992 | 160.0041 | 167.5723 | 171.4567 | 2831.905 | 2750.8958 | 2695.0149 | 2746.1678 | 2612.9326 | 2333.3379 | 2657.4568 | 2703.8336 | 2774.128 | 2857.5629 | 2806.7205 | 2667.6934 | 2624.2108 | 2551.069 | 2315.5095 | 4346.2608 | 4357.2476 | 4307.0433 | 4487.2101 | 4348.6164 | 4240.4909 | 4173.756
QLD | Q3 | Northern Qld | Wind | 0 | 0 | 0 | 0 | 0 | 0 | 0 | 0 | 0 | 0 | 0 | 0 | 0 | 0 | 0 | 0 | 0 | 0 | 0 | 0 | 0 | 0 | 0 | 0 | 0 | 0 | 0
QLD | Q4 | Isaac | Wind | 0 | 0.0014841 | 0.001589 | 0.0015281 | 0.0044909 | 3096.3544 | 3054.0504 | 3221.3477 | 3238.4702 | 3039.2756 | 2841.4127 | 2891.6871 | 2700.7032 | 3095.1781 | 2910.2048 | 2902.3082 | 2949.7194 | 2862.5572 | 2766.7038 | 2630.5706 | 2592.533 | 2386.0603 | 2739.1919 | 2729.2406 | 2668.312 | 3523.723 | 3523.4078
QLD | Q5 | Barcaldine | Wind | 0 | 0.0013651 | 0.0014554 | 0.0029158 | 0.0082525 | 0.013532 | 0.013392 | 204.434 | 266.4501 | 279.6703 | 284.9272 | 298.6467 | 293.0364 | 304.9808 | 270.6331 | 268.3521 | 270.4493 | 277.5109 | 292.1237 | 281.5434 | 313.0503 | 306.9512 | 313.5487 | 280.4243 | 274.1169 | 286.0175 | 288.1309
QLD | Q6 | Fitzroy | Wind | 0 | 0.0056683 | 0.0058885 | 1572.6035 | 2971.9851 | 3624.322 | 3651.4608 | 3645.6148 | 3571.8199 | 3438.1558 | 4594.9858 | 4683.3427 | 4453.3093 | 4905.4719 | 10397.1365 | 10188.5092 | 9867.8928 | 9103.156 | 9254.1468 | 8799.3281 | 8928.8489 | 8353.0622 | 9068.3483 | 11446.9027 | 11045.2419 | 11191.2106 | 10357.1851
QLD | Q7 | Wide Bay | Wind | 0 | 0.00103 | 0.0010525 | 0.0011486 | 0.0012988 | 511.0494 | 496.5372 | 488.4641 | 428.9183 | 470.2203 | 438.6507 | 437.4789 | 424.6654 | 442.1291 | 478.7589 | 475.287 | 455.2604 | 383.9646 | 432.4356 | 415.2817 | 409.1319 | 395.7568 | 410.1269 | 1059.2711 | 2583.1018 | 2625.577 | 2314.1727
QLD | Q8 | Darling Downs | Wind | 2606.9229 | 4578.4437 | 4742.1553 | 4748.181 | 7657.1735 | 9644.4939 | 9546.2692 | 13831.2665 | 13391.3419 | 17239.6601 | 18972.5289 | 18309.7616 | 18116.0851 | 19156.6039 | 18902.6702 | 18482.142 | 18549.4569 | 17338.0061 | 18082.4754 | 20975.4375 | 20355.759 | 18733.1252 | 19661.9297 | 25252.9433 | 24372.5528 | 27402.9647 | 25434.5746
QLD | Q9 | Banana | Wind | 0 | 0.00087081 | 0.00092274 | 0.0010622 | 0.0017309 | 510.9538 | 484.4971 | 500.9808 | 471.6062 | 476.5043 | 442.4191 | 446.1357 | 448.6805 | 475.3026 | 471.5941 | 460.7822 | 475.0443 | 988.5091 | 1646.7701 | 1578.6733 | 1561.0517 | 1574.743 | 1677.4924 | 4408.0577 | 4213.8947 | 4390.3274 | 4039.3303
NSW | N1 | North West NSW | Wind | 0 | 0 | 0 | 0 | 0 | 0 | 0 | 0 | 0 | 0 | 0 | 0 | 0 | 0 | 0 | 0 | 0 | 0 | 0 | 0 | 0 | 0 | 0 | 0 | 0 | 0 | 0
NSW | N2 | New England | Wind | 1495.67 | 1259.5596 | 1306.3252 | 1377.8216 | 10278.1884 | 14007.8079 | 12885.6834 | 12906.6018 | 12141.0447 | 12761.0909 | 12020.8308 | 12403.5887 | 17592.7646 | 19507.861 | 22183.213 | 20205.4399 | 20287.5678 | 17869.421 | 20003.5766 | 18553.1513 | 18817.5125 | 19381.542 | 19866.468 | 21196.919 | 18266.113 | 18353.0524 | 16082.587
NSW | N3 | Central-West Orana | Wind | 382.8736 | 6811.0406 | 6560.0764 | 9495.0357 | 11044.8388 | 11116.019 | 11670.3194 | 11167.5686 | 10803.0141 | 14897.9683 | 16471.8865 | 15985.468 | 16702.0568 | 17077.4567 | 17262.8121 | 16947.1243 | 16009.1283 | 15619.4425 | 16414.6058 | 19236.4726 | 21361.4968 | 22254.0296 | 22773.0125 | 26646.2616 | 29459.7646 | 28601.9706 | 27246.1153
NSW | N4 | Broken Hill | Wind | 633.0895 | 555.9563 | 584.2821 | 634.3965 | 641.6603 | 625.2963 | 639.7692 | 649.4434 | 648.5542 | 615.958 | 584.7465 | 585.5448 | 621.5606 | 624.086 | 570.6685 | 581.4283 | 563.0888 | 680.6577 | 664.5148 | 711.351 | 466.9185 | 507.9714 | 517.6364 | 726.4207 | 716.4972 | 705.8356 | 745.8787
NSW | N5 | South West NSW | Wind | 0 | 0.00019819 | 0.0014846 | 0.0015061 | 0.0015089 | 0.0014731 | 0.0019209 | 0.0022582 | 0.0023508 | 0.0026426 | 0.0029458 | 0.0026391 | 0.0027686 | 0.0029256 | 0.0027064 | 0.0029388 | 0.0027374 | 0.0038025 | 0.0035616 | 0.08697 | 0.07761 | 0.12162 | 0.26002 | 0.24251 | 2463.2248 | 2390.2728 | 2546.144
NSW | N6 | Wagga Wagga | Wind | 0 | 0.00069543 | 0.00065717 | 0.0007481 | 0.00089085 | 0.0010625 | 0.0016607 | 0.0019011 | 0.0018998 | 0.0017989 | 0.0019497 | 0.0017238 | 0.001735 | 0.0019173 | 0.0017018 | 0.0020884 | 0.0020098 | 0.0024667 | 0.0022711 | 0.0043929 | 0.0038129 | 0.0039514 | 0.0045084 | 0.0043288 | 0.05111 | 0.051169 | 684.1753
NSW | N7 | Tumut | Wind | 0 | 0 | 0 | 0 | 0 | 0 | 0 | 0 | 0 | 0 | 0 | 0 | 0 | 0 | 0 | 0 | 0 | 0 | 0 | 0 | 0 | 0 | 0 | 0 | 0 | 0 | 0
NSW | N8 | Cooma-Monaro | Wind | 327.3942 | 1235.6754 | 1366.7151 | 1406.9093 | 1396.3037 | 1361.4236 | 1372.1633 | 1456.5714 | 1481.93 | 1345.6985 | 1371.5836 | 1387.3351 | 1428.3381 | 1397.6036 | 1354.6718 | 1370.9369 | 1719.7535 | 1658.6873 | 1543.1289 | 2763.4968 | 2731.3756 | 2789.4675 | 2677.8779 | 2670.1078 | 2664.783 | 2778.7417 | 2652.0813
VIC | V1 | Ovens Murray | Wind | 0 | 0 | 0 | 0 | 0 | 0 | 0 | 0 | 0 | 0 | 0 | 0 | 0 | 0 | 0 | 0 | 0 | 0 | 0 | 0 | 0 | 0 | 0 | 0 | 0 | 0 | 0
VIC | V2 | Murray River | Wind | 0 | 0 | 0 | 0 | 0 | 0 | 0 | 0 | 0 | 0 | 0 | 0 | 0 | 0 | 0 | 0 | 0 | 0 | 0 | 0 | 0 | 0 | 0 | 0 | 0 | 0 | 0
VIC | V3 | Western Victoria | Wind | 3823.3964 | 3673.177 | 3700.8387 | 3768.3302 | 6527.3655 | 7293.5342 | 7654.7305 | 7096.6225 | 8305.6618 | 7577.408 | 7348.0751 | 6616.2716 | 7055.0767 | 7420.4105 | 7716.1207 | 8228.7431 | 7745.5111 | 8646.1051 | 7699.9828 | 8381.0977 | 7786.3095 | 7632.9872 | 8216.7062 | 9846.2905 | 10153.3442 | 9413.9767 | 10417.377
VIC | V4 | South West Victoria | Wind | 5852.7045 | 6994.3755 | 7328.1878 | 8981.5305 | 9119.04 | 8330.1528 | 9085.4083 | 8879.5576 | 10027.0561 | 8869.545 | 15380.5685 | 15229.0439 | 15780.1243 | 16421.6159 | 15952.249 | 16571.7131 | 15644.1857 | 17104.6211 | 15267.2191 | 15956.681 | 15313.3823 | 15700.961 | 13602.6103 | 12423.0075 | 13464.7502 | 12557.9122 | 14067.1064
VIC | V5 | Gippsland | Wind | 0 | 1671.6195 | 1670.5285 | 1668.3709 | 1667.0896 | 1617.8016 | 3469.5213 | 5814.7173 | 6646.1222 | 5987.0743 | 6102.4268 | 5922.204 | 6112.8532 | 6099.6556 | 5807.3836 | 6143.1734 | 5907.0127 | 6717.088 | 6055.0304 | 6280.6254 | 6099.1442 | 6250.9223 | 6174.8992 | 5905.4153 | 6290.9319 | 6036.3511 | 6848.6643
VIC | V6 | Central North VIC | Wind | 0 | 0.001532 | 0.0014416 | 0.0028117 | 0.0028133 | 0.0032971 | 0.00327 | 982.0736 | 987.1459 | 1115.249 | 1074.5556 | 982.4659 | 1059.7974 | 1115.3698 | 1073.1382 | 1031.2837 | 1375.0786 | 1764.4794 | 1773.8592 | 1917.4489 | 1663.8136 | 1857.9835 | 3056.2366 | 3610.2643 | 3482.8519 | 3521.4011 | 3680.4603
SA | S1 | South East SA | Wind | 733.1105 | 2036.6236 | 1977.811 | 3136.1918 | 3086.444 | 2857.2217 | 3071.8162 | 2754.9251 | 3225.4089 | 2934.1454 | 3304.7741 | 2997.9664 | 3192.2269 | 3261.8094 | 2944.8692 | 3193.0625 | 2891.1988 | 3271.5182 | 2905.8203 | 3560.9067 | 3300.9384 | 3579.0982 | 3700.5488 | 3348.7759 | 3565.2363 | 3312.7407 | 3726.1266
SA | S2 | Riverland | Wind | 0 | 0.00087647 | 0.00082253 | 0.0012265 | 0.0011515 | 0.0010942 | 0.0013327 | 0.0017929 | 0.0019654 | 0.0020755 | 0.0026071 | 0.0023375 | 0.0026047 | 0.0025903 | 0.0023542 | 0.0029138 | 0.0027294 | 0.002803 | 0.0024074 | 0.0034902 | 0.0031115 | 0.0038915 | 0.0038711 | 0.0036363 | 0.004936 | 0.0048308 | 0.005167
SA | S3 | Mid-North SA | Wind | 4100.9079 | 4024.5919 | 3834.8496 | 4282.5558 | 4239.5117 | 6521.4209 | 6697.5963 | 6439.5012 | 6740.8017 | 6771.6429 | 6588.2713 | 5887.6537 | 6595.4204 | 6506.1671 | 6427.0006 | 6525.5081 | 6354.2878 | 6706.1506 | 6398.3726 | 7745.1006 | 6465.8195 | 7325.0702 | 7030.7465 | 6699.9412 | 7480.43 | 8098.2431 | 9876.1788
SA | S4 | Yorke Peninsula | Wind | 242.7241 | 224.1261 | 217.7977 | 286.6101 | 291.289 | 279.0118 | 301.5264 | 280.0177 | 321.337 | 291.7462 | 306.6113 | 269.4482 | 298.4463 | 313.9688 | 284.1676 | 299.6886 | 273.0415 | 300.4319 | 264.7095 | 283.2206 | 253.6355 | 279.707 | 295.6345 | 255.9176 | 263.1845 | 243.234 | 258.075
SA | S5 | Northern SA | Wind | 1290.4013 | 1254.7394 | 1262.2526 | 1340.5484 | 1346.8884 | 1266.3304 | 1257.0532 | 1249.1006 | 1270.1463 | 1180.378 | 1215.502 | 1165.0968 | 1284.6822 | 1324.648 | 1192.6884 | 1221.6905 | 1206.0416 | 1193.8532 | 1078.0189 | 1122.2382 | 1084.7633 | 1183.5593 | 577.5319 | 455.0493 | 448.7304 | 466.326 | 486.6517
SA | S6 | Leigh Creek | Wind | 0 | 0.0020782 | 0.0020386 | 0.0027715 | 0.0025832 | 0.0075671 | 0.0079032 | 0.0075349 | 0.0070854 | 0.0075092 | 0.0069804 | 0.0066256 | 0.0069199 | 0.0068775 | 1872.0487 | 1881.8032 | 1777.0898 | 1691.7467 | 1698.8029 | 1622.0452 | 1593.0684 | 1720.9023 | 1669.4646 | 6027.7915 | 6824.6358 | 6569.4594 | 6121.6891
SA | S7 | Roxby Downs | Wind | 0 | 0 | 0 | 0 | 0 | 0 | 0 | 0 | 0 | 0 | 0 | 0 | 0 | 0 | 0 | 0 | 0 | 0 | 0 | 0 | 0 | 0 | 0 | 0 | 0 | 0 | 0
SA | S8 | Eastern Eyre Peninsula | Wind | 313.2523 | 294.4319 | 299.5247 | 342.9481 | 337.1175 | 344.4568 | 344.1567 | 568.242 | 592.8456 | 768.8054 | 780.1491 | 699.7324 | 653.1711 | 674.9158 | 605.4998 | 639.0209 | 601.3122 | 626.6193 | 574.0369 | 596.2299 | 531.0131 | 1245.9247 | 1301.9516 | 1180.7515 | 1203.1066 | 1146.9117 | 1176.1577
SA | S9 | Western Eyre Peninsula | Wind | 0 | 0.0020346 | 0.0019346 | 0.004562 | 0.0045378 | 0.0041871 | 0.0042121 | 0.0095165 | 0.010125 | 0.022044 | 0.022694 | 0.020505 | 0.025701 | 0.026414 | 0.023731 | 0.02393 | 0.022446 | 0.07419 | 0.066292 | 0.070332 | 0.061256 | 0.16366 | 0.16814 | 0.15079 | 0.14811 | 0.14424 | 0.14764
TAS | T1 | North East Tasmania | Wind | 500.7797 | 741.8534 | 822.5335 | 775.9177 | 810.4017 | 761.4472 | 699.8346 | 689.4079 | 893.5735 | 903.5096 | 893.0595 | 961.6641 | 910.9224 | 994.1998 | 927.4351 | 885.3559 | 872.182 | 942.8258 | 920.7102 | 927.9389 | 1002.9785 | 972.0524 | 1034.5332 | 970.5176 | 920.3648 | 913.9961 | 980.229
TAS | T2 | North West Tasmania | Wind | 877.2252 | 838.2453 | 891.4854 | 953.182 | 961.2853 | 1144.4769 | 1102.3829 | 1052.7665 | 5658.1298 | 5712.3426 | 5422.9295 | 5504.236 | 5681.3459 | 5814.9628 | 5681.2734 | 5522.9496 | 5361.3329 | 5890.4026 | 5779.564 | 5546.8785 | 5647.9121 | 5833.5556 | 5908.6914 | 5779.6036 | 5607.6588 | 5454.8257 | 5972.4417
TAS | T3 | Central Highlands | Wind | 491.2282 | 2915.3216 | 3084.8746 | 3152.5903 | 4013.5997 | 3781.5486 | 5820.9745 | 5751.1629 | 6082.5637 | 6010.113 | 5658.0947 | 5894.5478 | 5980.8113 | 6315.6748 | 6014.458 | 5908.4447 | 5810.2095 | 6296.9374 | 6109.9067 | 5811.4312 | 6071.7894 | 5696.7002 | 5939.5115 | 5718.1729 | 5588.0149 | 5495.1527 | 5879.0719
Region | REZ | REZ Name | Technology | 2023-24 | 2024-25 | 2025-26 | 2026-27 | 2027-28 | 2028-29 | 2029-30 | 2030-31 | 2031-32 | 2032-33 | 2033-34 | 2034-35 | 2035-36 | 2036-37 | 2037-38 | 2038-39 | 2039-40 | 2040-41 | 2041-42 | 2042-43 | 2043-44 | 2044-45 | 2045-46 | 2046-47 | 2047-48 | 2048-49 | 2049-50
NSW | O1 | Hunter Coast | Offshore Wind | 0 | 0 | 0 | 9.0716e-05 | 9.6727e-05 | 0.00011399 | 0.00010313 | 0.0001403 | 0.00012874 | 0.00014426 | 0.00019083 | 0.00020795 | 0.0002056 | 0.00022076 | 0.00024953 | 0.000215 | 0.0003159 | 0.00029382 | 0.00030157 | 0.00053845 | 0.0005265 | 0.00052533 | 0.00052058 | 0.00069067 | 0.00059045 | 0.00079932 | 0.00071652
NSW | O2 | Illawarra Coast | Offshore Wind | 0 | 0 | 0 | 8.9819e-05 | 9.3467e-05 | 0.0001082 | 0.0001058 | 0.00015169 | 0.00014449 | 0.00014736 | 0.00020567 | 0.00020152 | 0.00019901 | 0.00020495 | 0.00023955 | 0.00021796 | 0.00035421 | 0.0003581 | 0.00033866 | 0.00053476 | 0.00050202 | 0.00049664 | 0.00047572 | 0.00069301 | 0.00062562 | 0.0010792 | 0.0010284
VIC | O3 | Gippsland Coast | Offshore Wind | 0 | 0 | 0 | 0.00011014 | 0.00010723 | 0.00011223 | 0.00013267 | 0.0001413 | 0.00016523 | 0.00016335 | 0.00019924 | 0.00021406 | 0.0001994 | 0.00023016 | 0.00027337 | 0.00030786 | 0.00031291 | 0.0004425 | 0.00038807 | 0.00082208 | 0.00083781 | 0.00080038 | 0.00088982 | 0.0012167 | 0.0021789 | 0.0020381 | 0.0035244
TAS | O4 | North West Tasmania Coast | Offshore Wind | 0 | 0 | 0 | 8.4896e-05 | 9.6827e-05 | 0.00010521 | 0.00011951 | 0.00011718 | 0.00015064 | 0.00015777 | 0.00017532 | 0.00018699 | 0.00017912 | 0.00020673 | 0.00021847 | 0.00025178 | 0.00024924 | 0.00035637 | 0.00033568 | 0.00034557 | 0.00033656 | 0.00033489 | 0.00035029 | 0.00035009 | 0.00035952 | 0.00038015 | 0.0004303
VIC | O5 | Portland Coast | Offshore Wind | 0 | 0 | 0 | 9.307e-05 | 9.6251e-05 | 9.6353e-05 | 0.0001268 | 0.00013437 | 0.00014735 | 0.00014238 | 0.00016196 | 0.00017999 | 0.00016708 | 0.00020355 | 0.00019462 | 0.00027305 | 0.00030315 | 0.00036152 | 0.00030978 | 0.00046627 | 0.00060923 | 0.00056869 | 0.0011594 | 0.0010805 | 0.0050904 | 0.0047234 | 0.0051597
SA | O6 | South East SA Coast | Offshore Wind | 0 | 0 | 0 | 8.2698e-05 | 8.9871e-05 | 9.1242e-05 | 0.00011663 | 0.00011985 | 0.00014649 | 0.00014092 | 0.00015905 | 0.00015851 | 0.00016212 | 0.00019046 | 0.00017896 | 0.00022773 | 0.00025781 | 0.00031267 | 0.00026087 | 0.00028504 | 0.00030643 | 0.00030563 | 0.00033907 | 0.00033397 | 0.00042473 | 0.0004402 | 0.00050092

## Option 5_REZ Capacity
Installed capacity by REZ (MW) - Option 5, Step Change Scenario
Capacity calculated on 1 July. In early study years some wind and solar projects enter later in the financial year and are therefore reflected in the following financial year's capacity.
Note: the REZ capacity includes capacity from the existing, committed and anticipated renewables mapped to the relevant REZs
Explicitly modelled generation
Region | REZ | REZ Name | Technology | 2023-24 | 2024-25 | 2025-26 | 2026-27 | 2027-28 | 2028-29 | 2029-30 | 2030-31 | 2031-32 | 2032-33 | 2033-34 | 2034-35 | 2035-36 | 2036-37 | 2037-38 | 2038-39 | 2039-40 | 2040-41 | 2041-42 | 2042-43 | 2043-44 | 2044-45 | 2045-46 | 2046-47 | 2047-48 | 2048-49 | 2049-50
QLD | Q1 | Far North QLD | Solar | 0 | 0.00010551 | 0.00010608 | 0.00010689 | 0.00010715 | 0.00011001 | 0.0001105 | 0.00011087 | 0.00011121 | 0.00011568 | 0.00013059 | 0.00013258 | 0.00013288 | 0.00013943 | 0.00017257 | 0.00017387 | 0.00022464 | 0.00022506 | 0.00022564 | 0.000255 | 0.00027726 | 0.0002778 | 0.00028303 | 0.00034895 | 0.00034958 | 0.00039115 | 0.00039168
QLD | Q2 | North Qld Clean Energy Hub | Solar | 83 | 83.0001 | 83.0001 | 83.0001 | 83.0001 | 83.0001 | 83.0001 | 83.0001 | 83.0001 | 83.0001 | 83.0001 | 83.0001 | 83.0001 | 83.0002 | 33.0002 | 33.0002 | 33.0002 | 33.0002 | 33.0002 | 33.0003 | 33.0003 | 33.0003 | 33.0003 | 18.0004 | 18.0004 | 0.0004267 | 0.00042745
QLD | Q3 | Northern Qld | Solar | 513.997 | 513.9972 | 513.9972 | 513.9972 | 513.9972 | 513.999 | 513.999 | 513.999 | 513.999 | 513.999 | 513.999 | 513.999 | 513.999 | 513.999 | 514.0326 | 514.0326 | 585.4437 | 585.4437 | 585.4437 | 999.8055 | 871.8055 | 871.8055 | 871.8055 | 1585.2643 | 1474.8643 | 1474.8643 | 1342.2673
QLD | Q4 | Isaac | Solar | 684.9 | 684.9002 | 684.9002 | 684.9002 | 684.9002 | 684.9007 | 684.9007 | 684.9008 | 684.9008 | 684.9012 | 684.9012 | 684.9012 | 684.9012 | 684.9012 | 684.9017 | 684.9024 | 684.9067 | 684.9068 | 684.9068 | 1678.7516 | 1678.7516 | 1636.2516 | 1976.4079 | 4328.7071 | 4328.7074 | 4654.796 | 4497.296
QLD | Q5 | Barcaldine | Solar | 14 | 14.0001 | 14.0003 | 14.0003 | 14.0003 | 20.5092 | 20.5092 | 20.5092 | 20.5092 | 20.5092 | 20.5092 | 20.5092 | 20.5092 | 20.5092 | 44.0155 | 44.0155 | 73.4728 | 73.4728 | 73.4728 | 73.4729 | 61.6254 | 61.6254 | 77.2298 | 90.1445 | 90.1445 | 91.8618 | 91.8618
QLD | Q6 | Fitzroy | Solar | 401.5 | 401.5002 | 401.5003 | 401.5003 | 401.5003 | 401.5006 | 401.5011 | 401.5017 | 457.6223 | 929.9454 | 1121.7631 | 1121.7631 | 1121.7631 | 1121.7631 | 3003.751 | 3691.2854 | 6700.7466 | 7934.499 | 7934.499 | 7934.5 | 7934.5 | 7934.5 | 7934.5 | 7934.5 | 7934.5 | 7934.5 | 7937.884
QLD | Q7 | Wide Bay | Solar | 619.03 | 619.0301 | 619.0302 | 619.0302 | 619.0302 | 619.0303 | 619.0303 | 619.0305 | 619.0306 | 619.0309 | 619.0309 | 619.0309 | 619.0309 | 619.0309 | 619.0359 | 619.0359 | 649.4408 | 721.7329 | 1460.3539 | 2819.03 | 2819.03 | 2819.03 | 2819.03 | 2819.03 | 2596.53 | 2596.53 | 2612.0978
QLD | Q8 | Darling Downs | Solar | 1330.558 | 1476.5581 | 1476.5583 | 1476.5583 | 1476.5583 | 1615.394 | 1615.394 | 2309.4521 | 2536.7924 | 3199.1648 | 3901.8153 | 4905.8175 | 4905.8175 | 4784.8175 | 5039.1745 | 5039.1788 | 7767.8646 | 7767.865 | 7767.865 | 8347.558 | 8322.558 | 8163.958 | 8131.854 | 7882.5 | 7482.5 | 8614.4814 | 10457.81
QLD | Q9 | Banana | Solar | 0 | 0.00013815 | 0.00022409 | 0.0002521 | 0.00025417 | 0.00057235 | 25.7433 | 59.1906 | 130.8983 | 130.8984 | 141.4961 | 143.7837 | 143.7837 | 143.7837 | 200.2936 | 201.2374 | 1287.692 | 2411.0889 | 2411.0889 | 6100 | 6100 | 6100 | 6100 | 6178.511 | 6820.4204 | 7128.063 | 8141.051
NSW | N1 | North West NSW | Solar | 166 | 166.0002 | 166.0003 | 166.0003 | 166.0095 | 173.5756 | 181.5886 | 185.2517 | 185.2517 | 187.2615 | 187.2615 | 187.2615 | 187.2615 | 187.2615 | 195.1563 | 203.2819 | 225.7462 | 253.4417 | 257.0897 | 257.0898 | 266.9318 | 266.9318 | 266.9318 | 273.6437 | 275.8925 | 275.8925 | 275.8925
NSW | N2 | New England | Solar | 555 | 555.0002 | 555.0002 | 555.0002 | 555.0008 | 555.0008 | 555.0015 | 909.3397 | 909.3397 | 909.3397 | 1037.0718 | 1037.0719 | 1037.0719 | 1431.7843 | 2349.7264 | 2349.7264 | 2570.3712 | 3540.0002 | 3540.0002 | 4022.0896 | 4002.0896 | 4002.0896 | 4002.0896 | 4007.7197 | 4007.7197 | 4007.7197 | 6367.9077
NSW | N3 | Central-West Orana | Solar | 826.979 | 906.9812 | 1772.155 | 1772.155 | 1773.2463 | 1773.2463 | 2272.3757 | 3375.616 | 3375.616 | 3823.6912 | 4410.7551 | 4544.5312 | 4544.5312 | 4544.5312 | 4544.5312 | 5250.0366 | 6718.079 | 6911.6157 | 6911.6157 | 7654.954 | 8235.6503 | 8235.6503 | 8235.6503 | 10420.924 | 11395.142 | 12144.625 | 11941.585
NSW | N4 | Broken Hill | Solar | 53 | 53.0001 | 53.0001 | 53.0002 | 53.0002 | 53.0004 | 53.0005 | 53.0006 | 53.0006 | 53.0006 | 53.0006 | 53.002 | 53.002 | 53.002 | 140.0437 | 140.0437 | 194.6089 | 194.6089 | 194.6089 | 241.5475 | 334.7879 | 334.7879 | 334.7879 | 334.7879 | 334.7879 | 334.7879 | 334.7879
NSW | N5 | South West NSW | Solar | 1246.4 | 1500.5 | 1500.5462 | 1500.5462 | 1500.5462 | 1500.5463 | 1500.5464 | 1500.5464 | 1500.5464 | 1846.374 | 1846.374 | 1846.374 | 1846.374 | 1846.3741 | 3065.5107 | 2915.211 | 4322.0557 | 4955.012 | 5123.0728 | 5123.0728 | 5314.2 | 5314.2 | 5314.2 | 5314.2 | 5314.2 | 5314.2 | 4923.04
NSW | N6 | Wagga Wagga | Solar | 302.672 | 682.6722 | 682.6722 | 682.6723 | 682.6723 | 1223.7802 | 1710.672 | 1710.672 | 1710.672 | 1710.672 | 1710.672 | 1710.672 | 1710.672 | 1710.672 | 1710.672 | 1710.6721 | 1710.6721 | 1710.6722 | 2484.262 | 2484.262 | 2551.2979 | 2551.2979 | 2551.2979 | 2844.6005 | 2844.6005 | 2844.6005 | 2844.6005
NSW | N7 | Tumut | Solar | 0 | 0 | 0 | 0 | 0 | 0 | 0 | 0 | 0 | 0 | 0 | 0 | 0 | 0 | 0 | 0 | 0 | 0 | 0 | 0 | 0 | 0 | 0 | 0 | 0 | 0 | 0
NSW | N8 | Cooma-Monaro | Solar | 0 | 0 | 0 | 0 | 0 | 0 | 0 | 0 | 0 | 0 | 0 | 0 | 0 | 0 | 0 | 0 | 0 | 0 | 0 | 0 | 0 | 0 | 0 | 0 | 0 | 0 | 0
VIC | V1 | Ovens Murray | Solar | 0 | 0.00034233 | 0.00034515 | 0.0003709 | 0.000371 | 0.00037407 | 0.00039035 | 0.00063004 | 0.00063016 | 0.0011258 | 0.001126 | 0.0011268 | 0.001127 | 0.0011936 | 427.7945 | 427.7946 | 632.5501 | 632.5502 | 1000.0001 | 1000.0001 | 1000.0001 | 1000.0001 | 1000.0002 | 1000.0004 | 1043.1304 | 1043.1304 | 1043.1305
VIC | V2 | Murray River | Solar | 679.093 | 679.0931 | 679.0931 | 679.0932 | 679.0932 | 679.0932 | 679.0932 | 679.0932 | 679.0937 | 1420.7787 | 1420.7787 | 1489.0141 | 1489.0141 | 1516.6884 | 1666.8986 | 1666.8987 | 1840.5516 | 1840.552 | 1840.552 | 2168.4009 | 2266.5251 | 2266.5251 | 2235.4221 | 2308.3368 | 2369.3735 | 2325.1874 | 2355.7739
VIC | V3 | Western Victoria | Solar | 0 | 0.00026246 | 0.00027373 | 0.00098742 | 0.00099883 | 0.0010022 | 0.001011 | 0.0013413 | 0.0013416 | 73.5153 | 73.5153 | 397.2474 | 397.2474 | 400 | 400 | 400.0001 | 400.0001 | 400.0002 | 1840.1885 | 1840.1885 | 1840.1887 | 1915.8539 | 1915.8539 | 1915.8539 | 1915.8539 | 2299.1755 | 2299.1756
VIC | V4 | South West Victoria | Solar | 0 | 0 | 0 | 0 | 0 | 0 | 0 | 0 | 0 | 0 | 0 | 0 | 0 | 0 | 0 | 0 | 0 | 0 | 0 | 0 | 0 | 0 | 0 | 0 | 0 | 0 | 0
VIC | V5 | Gippsland | Solar | 0 | 0.00016979 | 0.00017857 | 0.00047501 | 0.0004752 | 0.00047611 | 0.00047969 | 0.00049549 | 0.00049591 | 0.00053696 | 0.00053886 | 0.0013562 | 0.0013593 | 0.0014685 | 0.0015105 | 0.0015976 | 500.0002 | 500.0002 | 500.0003 | 500.0015 | 2474 | 2474 | 2474 | 2474 | 2474 | 2474 | 2474
VIC | V6 | Central North VIC | Solar | 402.48 | 402.4802 | 402.4802 | 402.4804 | 402.4804 | 402.4804 | 402.4804 | 402.4807 | 402.4807 | 402.4808 | 402.4808 | 402.481 | 402.481 | 402.4813 | 402.4842 | 402.4843 | 410.793 | 410.793 | 410.793 | 549.9314 | 918.7735 | 808.2935 | 1309.7575 | 1541.8021 | 1576.5688 | 1772.4069 | 1772.4069
SA | S1 | South East SA | Solar | 155.16 | 155.1602 | 155.1602 | 155.1603 | 155.1603 | 155.1603 | 155.1603 | 155.1603 | 155.1603 | 155.1606 | 155.1606 | 155.1607 | 155.1607 | 155.1607 | 155.1609 | 155.161 | 155.1614 | 155.1615 | 108.0034 | 108.0034 | 108.0034 | 108.0034 | 108.0034 | 108.0034 | 108.0034 | 108.0034 | 0.0034399
SA | S2 | Riverland | Solar | 25.26 | 25.2603 | 25.2604 | 25.2604 | 25.2604 | 25.2604 | 25.2604 | 25.2607 | 19.1407 | 428.078 | 428.078 | 571.973 | 571.973 | 571.973 | 1124.2461 | 1124.2461 | 1232.4878 | 3604.9515 | 3896.8055 | 3896.8055 | 4007.38 | 4007.38 | 4000 | 4000 | 4000 | 4000 | 4000
SA | S3 | Mid-North SA | Solar | 0 | 0.00021083 | 0.000252 | 0.00025323 | 0.000254 | 0.00025549 | 0.0002637 | 0.00042182 | 0.0004222 | 0.00053604 | 0.00053691 | 0.0010495 | 0.0010497 | 0.0010514 | 0.0017831 | 0.0017864 | 0.0020782 | 0.0020809 | 0.0020816 | 0.0029745 | 0.44594 | 0.44594 | 0.44594 | 0.44594 | 0.44595 | 0.44597 | 0.44598
SA | S4 | Yorke Peninsula | Solar | 0 | 0 | 0 | 0 | 0 | 0 | 0 | 0 | 0 | 0 | 0 | 0 | 0 | 0 | 0 | 0 | 0 | 0 | 0 | 0 | 0 | 0 | 0 | 0 | 0 | 0 | 0
SA | S5 | Northern SA | Solar | 349.2 | 349.2002 | 349.2003 | 349.2003 | 349.2003 | 349.2003 | 349.2003 | 349.2004 | 349.2004 | 349.2007 | 349.2007 | 349.2011 | 349.2011 | 349.2011 | 349.2033 | 349.2033 | 349.2294 | 349.2298 | 1121.0456 | 1573.0778 | 3249.1985 | 2979.1985 | 2979.1985 | 2979.1985 | 2899.9985 | 2899.9985 | 2899.9985
SA | S6 | Leigh Creek | Solar | 0 | 0.00020502 | 0.00030553 | 0.0003375 | 0.00033807 | 0.00038658 | 0.000413 | 0.00079316 | 0.00079352 | 0.00080902 | 0.00080931 | 0.0015761 | 0.0015763 | 0.0015796 | 447.6767 | 447.6767 | 470.6568 | 470.6568 | 470.6568 | 557.9708 | 1645.5773 | 1660.2435 | 1660.2435 | 1960.8484 | 2008.1864 | 2538.7175 | 2587.0693
SA | S7 | Roxby Downs | Solar | 0 | 0.00023734 | 0.00038971 | 0.00039235 | 0.00039273 | 0.0003949 | 0.00039571 | 0.00080783 | 0.0008081 | 0.0012974 | 0.0012977 | 499.9884 | 499.9884 | 499.9884 | 600.3245 | 600.3245 | 638.3386 | 638.3386 | 638.3386 | 646.8013 | 747.0027 | 747.0027 | 747.0027 | 747.0027 | 747.0027 | 749.4278 | 749.4278
SA | S8 | Eastern Eyre Peninsula | Solar | 0 | 0.00015472 | 0.00017511 | 0.00017616 | 0.0001775 | 0.00017843 | 0.00019096 | 0.0002681 | 0.00026846 | 0.00031856 | 0.00032038 | 0.00048519 | 0.00048536 | 0.0004911 | 0.00057144 | 0.00057555 | 0.00085252 | 0.00085424 | 0.00085505 | 0.0012055 | 0.0015451 | 0.0015454 | 0.0015456 | 0.0015477 | 0.0015489 | 0.0015855 | 0.0015892
SA | S9 | Western Eyre Peninsula | Solar | 0 | 0.00018734 | 0.00024029 | 0.00024913 | 0.0002498 | 0.00025125 | 0.00025802 | 0.0004191 | 0.00041957 | 0.00073772 | 0.00073809 | 0.0012146 | 0.0012147 | 0.0012163 | 0.0020993 | 0.0021028 | 0.0042539 | 0.0092562 | 0.0092612 | 0.019191 | 0.035101 | 0.035101 | 0.035101 | 0.035103 | 0.035104 | 0.035142 | 0.035153
TAS | T1 | North East Tasmania | Solar | 0 | 0.00019336 | 0.00019373 | 0.0002194 | 0.00022048 | 0.00022088 | 0.0002232 | 0.00028678 | 0.00028751 | 0.00039625 | 0.00039699 | 0.00061876 | 0.00061916 | 0.00062094 | 0.00063344 | 0.0006385 | 0.00064658 | 0.00064697 | 0.00065004 | 0.00066082 | 0.00075514 | 0.0010885 | 0.0010895 | 0.0011738 | 0.0011751 | 0.0026605 | 0.0026613
TAS | T2 | North West Tasmania | Solar | 0 | 0.00012291 | 0.00012311 | 0.00013213 | 0.0001344 | 0.00013513 | 0.00014687 | 0.00018142 | 0.00018331 | 0.00024832 | 0.00024888 | 0.00028841 | 0.00028948 | 0.00029141 | 0.0003414 | 0.00035187 | 0.0005377 | 149.9992 | 149.9992 | 149.9992 | 149.9992 | 149.9992 | 149.9992 | 149.9992 | 149.9992 | 149.9992 | 149.9992
TAS | T3 | Central Highlands | Solar | 0 | 0.00013888 | 0.00013958 | 0.000153 | 0.00015453 | 0.00015555 | 0.0001606 | 0.00020072 | 0.00020347 | 0.00026289 | 0.00026461 | 0.00032002 | 0.00032042 | 0.00032622 | 0.00040713 | 0.00041059 | 0.00044872 | 0.00044943 | 0.00045916 | 0.00047705 | 0.00050036 | 0.00067959 | 0.0006811 | 0.00075169 | 0.00075345 | 0.0013086 | 0.00131
Region | REZ | REZ Name | Technology | 2023-24 | 2024-25 | 2025-26 | 2026-27 | 2027-28 | 2028-29 | 2029-30 | 2030-31 | 2031-32 | 2032-33 | 2033-34 | 2034-35 | 2035-36 | 2036-37 | 2037-38 | 2038-39 | 2039-40 | 2040-41 | 2041-42 | 2042-43 | 2043-44 | 2044-45 | 2045-46 | 2046-47 | 2047-48 | 2048-49 | 2049-50
QLD | Q1 | Far North QLD | Wind | 337.318 | 829.3214 | 829.3214 | 829.3214 | 829.3214 | 829.3214 | 829.3214 | 875.6069 | 875.6069 | 905.6966 | 907.3189 | 907.3189 | 907.3189 | 907.3189 | 1170.9787 | 1170.9787 | 1170.9787 | 1170.9787 | 1170.9787 | 1219.7875 | 1134.7887 | 1134.7887 | 1134.7887 | 1173.5961 | 1173.5961 | 1154.9052 | 1409.6721
QLD | Q2 | North Qld Clean Energy Hub | Wind | 43.2 | 51.1964 | 51.1964 | 51.1964 | 51.1964 | 747.2205 | 747.2205 | 747.2205 | 747.2205 | 747.2206 | 754.3152 | 780.1348 | 780.1349 | 780.1349 | 798.2176 | 798.2176 | 798.2176 | 798.2177 | 798.2177 | 801.9115 | 1362.5838 | 1362.5838 | 1319.3838 | 1331.0469 | 1331.0469 | 1331.0471 | 1331.0471
QLD | Q3 | Northern Qld | Wind | 0 | 0 | 0 | 0 | 0 | 0 | 0 | 0 | 0 | 0 | 0 | 0 | 0 | 0 | 0 | 0 | 0 | 0 | 0 | 0 | 0 | 0 | 0 | 0 | 0 | 0 | 0
QLD | Q4 | Isaac | Wind | 0 | 0.00063018 | 0.00063051 | 0.00065687 | 0.0015877 | 1000.0007 | 1000.0007 | 1000.0015 | 1000.0015 | 1000.0015 | 1000.0016 | 1000.0016 | 1000.0016 | 1000.0016 | 1000.0016 | 1000.0016 | 1000.0016 | 1000.0016 | 1000.0016 | 1000.0016 | 1000.0016 | 1000.0016 | 1000.0016 | 1000.0765 | 1000.0765 | 1297.0897 | 1297.0897
QLD | Q5 | Barcaldine | Wind | 0 | 0.0005965 | 0.00059719 | 0.0011399 | 0.002942 | 0.0054205 | 0.0054232 | 77.0687 | 99.3106 | 101.0069 | 113.4546 | 113.4546 | 113.4546 | 113.4546 | 113.4546 | 113.4546 | 113.4546 | 116.1895 | 116.1895 | 120.0328 | 129.5837 | 129.5837 | 129.5837 | 129.5845 | 129.5845 | 129.5845 | 129.5845
QLD | Q6 | Fitzroy | Wind | 0 | 0.0020443 | 0.0020456 | 523.0537 | 900.0004 | 1129.1517 | 1129.1517 | 1129.1528 | 1129.1528 | 1129.1529 | 1654.172 | 1654.172 | 1654.172 | 1654.172 | 3499.9998 | 3499.9998 | 3499.9998 | 3499.9998 | 3499.9998 | 3499.9998 | 3500 | 3500 | 3500 | 4139.865 | 4139.8652 | 4139.8652 | 4139.8652
QLD | Q7 | Wide Bay | Wind | 0 | 0.00049181 | 0.00049248 | 0.00053721 | 0.00059307 | 181.8444 | 181.8444 | 181.8444 | 181.8444 | 181.8444 | 181.8444 | 181.8444 | 181.8444 | 181.8444 | 181.8445 | 181.8445 | 181.8445 | 181.8445 | 181.8445 | 181.8445 | 181.8445 | 181.8445 | 181.8445 | 442.3245 | 1100.0001 | 1100.0001 | 1100.0001
QLD | Q8 | Darling Downs | Wind | 753 | 1539.2536 | 1539.2536 | 1539.2539 | 2325.9988 | 3051.2549 | 3092.4842 | 4582.8914 | 4582.8914 | 5832.9187 | 6525.9976 | 6525.9976 | 6525.9976 | 6525.9976 | 6525.9976 | 6525.9976 | 6525.9976 | 6525.9976 | 6525.9976 | 7594.982 | 7594.982 | 7141.982 | 7141.982 | 9378.4781 | 9378.4781 | 9923.1816 | 9923.1816
QLD | Q9 | Banana | Wind | 0 | 0.00043969 | 0.00044005 | 0.0005034 | 0.00074752 | 186.677 | 186.677 | 186.6771 | 186.6771 | 186.6773 | 186.6774 | 186.6774 | 186.6774 | 186.6777 | 186.6781 | 186.6781 | 186.6781 | 410.7878 | 671.8619 | 671.8619 | 671.8619 | 671.8619 | 671.8619 | 1857.6345 | 1857.6345 | 1857.6345 | 1857.6345
NSW | N1 | North West NSW | Wind | 0 | 0 | 0 | 0 | 0 | 0 | 0 | 0 | 0 | 0 | 0 | 0 | 0 | 0 | 0 | 0 | 0 | 0 | 0 | 0 | 0 | 0 | 0 | 0 | 0 | 0 | 0
NSW | N2 | New England | Wind | 442.48 | 442.4889 | 454.3129 | 454.313 | 3233.8649 | 4027.172 | 4035.1271 | 4080.247 | 4080.247 | 4080.247 | 4080.247 | 4316.9539 | 5940.1453 | 6615.617 | 7102.4365 | 6929.9565 | 6929.9565 | 6929.9565 | 7013.9175 | 7031.298 | 7400 | 7400 | 7400 | 7400 | 7400 | 7400 | 7400
NSW | N3 | Central-West Orana | Wind | 113.19 | 2229.402 | 2229.402 | 3113.19 | 3543.4627 | 3543.463 | 3773.6539 | 3773.6539 | 3773.6539 | 5137.1817 | 5730.2017 | 5730.2017 | 5730.2017 | 5730.2017 | 5730.2017 | 5730.2017 | 5730.2017 | 5867.675 | 6033.6504 | 7277.897 | 8422.871 | 8422.871 | 8422.8716 | 9515.926 | 10769.19 | 10769.19 | 10656
NSW | N4 | Broken Hill | Wind | 198.94 | 198.9404 | 198.9404 | 198.9406 | 198.9406 | 198.9409 | 198.9419 | 198.9438 | 198.9438 | 198.9757 | 198.9757 | 198.9757 | 198.9757 | 198.9758 | 198.9758 | 198.9758 | 198.9758 | 247.1412 | 247.1412 | 274.927 | 215.2055 | 215.2059 | 216.9444 | 314.9412 | 314.9412 | 314.9412 | 314.9412
NSW | N5 | South West NSW | Wind | 0 | 0 | 0.00066681 | 0.00068412 | 0.00068735 | 0.00069663 | 0.0008566 | 0.0010349 | 0.0010517 | 0.0012353 | 0.0013573 | 0.0013593 | 0.0013618 | 0.0013834 | 0.0014054 | 0.0014667 | 0.0014715 | 0.0020169 | 0.0020198 | 0.042253 | 0.042257 | 0.060349 | 0.1195 | 0.11951 | 1100.0465 | 1100.0465 | 1100.0465
NSW | N6 | Wagga Wagga | Wind | 0 | 0.00035753 | 0.00035779 | 0.00038907 | 0.00044004 | 0.0005485 | 0.00079271 | 0.0009231 | 0.00092625 | 0.00093441 | 0.00096294 | 0.00096352 | 0.00096484 | 0.00097675 | 0.00098775 | 0.0011423 | 0.0011626 | 0.0014439 | 0.0014464 | 0.0024892 | 0.00249 | 0.0024956 | 0.0026328 | 0.0027315 | 0.028539 | 0.028567 | 300.002
NSW | N7 | Tumut | Wind | 0 | 0 | 0 | 0 | 0 | 0 | 0 | 0 | 0 | 0 | 0 | 0 | 0 | 0 | 0 | 0 | 0 | 0 | 0 | 0 | 0 | 0 | 0 | 0 | 0 | 0 | 0
NSW | N8 | Cooma-Monaro | Wind | 113 | 372.2392 | 411.2301 | 411.2301 | 411.2301 | 411.2302 | 413.0001 | 413.0001 | 413.0001 | 413.0001 | 413.0001 | 413.0001 | 413.0001 | 413.0001 | 413.0002 | 416.003 | 494.3943 | 473.0285 | 473.0285 | 828 | 828 | 828 | 828 | 828 | 828 | 828 | 828
VIC | V1 | Ovens Murray | Wind | 0 | 0 | 0 | 0 | 0 | 0 | 0 | 0 | 0 | 0 | 0 | 0 | 0 | 0 | 0 | 0 | 0 | 0 | 0 | 0 | 0 | 0 | 0 | 0 | 0 | 0 | 0
VIC | V2 | Murray River | Wind | 0 | 0 | 0 | 0 | 0 | 0 | 0 | 0 | 0 | 0 | 0 | 0 | 0 | 0 | 0 | 0 | 0 | 0 | 0 | 0 | 0 | 0 | 0 | 0 | 0 | 0 | 0
VIC | V3 | Western Victoria | Wind | 1934.5 | 1934.5003 | 1934.5003 | 1934.5005 | 2201.2028 | 2592.1927 | 2634.5013 | 2634.5035 | 2634.5035 | 2634.5035 | 2582.0174 | 2390.0174 | 2390.0174 | 2393.6529 | 2797.0869 | 2797.0869 | 2797.0869 | 2797.0869 | 2797.0869 | 3024.2509 | 2923.4186 | 2611.4186 | 2729.365 | 3815.75 | 3575.7501 | 3630.764 | 3755.822
VIC | V4 | South West Victoria | Wind | 2023.21 | 2405.6278 | 2405.6278 | 2809.3325 | 2809.3325 | 2809.3325 | 2884.9157 | 2982.8039 | 2982.8039 | 2982.8039 | 4973.239 | 4973.2393 | 4973.2393 | 4973.2393 | 5398.51 | 4978.51 | 4978.51 | 4856.26 | 4856.26 | 4836.76 | 4644.16 | 4644.16 | 3780.6 | 3780.6 | 3780.6 | 3780.6 | 3780.6
VIC | V5 | Gippsland | Wind | 0 | 500.0005 | 500.0005 | 500.0026 | 500.0026 | 500.0027 | 1111.0836 | 1999.9998 | 1999.9998 | 2000 | 2000 | 2000 | 2000 | 2000 | 2000 | 2000 | 2000 | 2000 | 2000 | 2000 | 2000 | 2000 | 2000 | 2000 | 2000 | 2000 | 2000
VIC | V6 | Central North VIC | Wind | 0 | 0.00065076 | 0.00065084 | 0.0011333 | 0.0011359 | 0.0013703 | 0.0013759 | 361.8283 | 361.8283 | 400.0017 | 400.0017 | 400.0017 | 400.0017 | 400.0017 | 400.0018 | 400.003 | 544.3882 | 685.6208 | 685.6208 | 777.1161 | 777.1161 | 779.3416 | 1255.1642 | 1600 | 1600 | 1600 | 1600
SA | S1 | South East SA | Wind | 324.5 | 759.0194 | 759.0194 | 1063.1157 | 1063.1157 | 1063.1158 | 1124.5008 | 1078.5687 | 1078.5688 | 1078.5688 | 1181.0935 | 1181.0935 | 1100.5935 | 1104.8923 | 1104.8923 | 1103.7505 | 1103.7505 | 1074.5575 | 1074.5575 | 1289.6054 | 1322.6753 | 1322.6753 | 1322.6753 | 1322.6753 | 1380.3391 | 1380.3391 | 1389.7903
SA | S2 | Riverland | Wind | 0 | 0.00045384 | 0.00045397 | 0.00057804 | 0.00058048 | 0.0005939 | 0.00067912 | 0.0009458 | 0.00095054 | 0.0010952 | 0.0013113 | 0.0013148 | 0.0013303 | 0.0013411 | 0.0013536 | 0.0015781 | 0.0015872 | 0.001603 | 0.0016048 | 0.0021057 | 0.0021121 | 0.0023648 | 0.0023999 | 0.0024607 | 0.003149 | 0.0032347 | 0.0032384
SA | S3 | Mid-North SA | Wind | 1343.1 | 1343.1015 | 1343.1015 | 1343.1068 | 1343.1068 | 2135.9619 | 2212.7495 | 2212.7507 | 2212.7507 | 2308.0244 | 2209.3244 | 2209.3244 | 2137.9244 | 2111.082 | 2188.2033 | 2188.2161 | 2251.8105 | 2299.3858 | 2299.3858 | 2724.0529 | 2510.1529 | 2510.1529 | 2379.3529 | 2379.353 | 2683.6945 | 3070.7905 | 3583.2902
SA | S4 | Yorke Peninsula | Wind | 90.75 | 90.7522 | 90.7522 | 104.7026 | 104.7028 | 104.7028 | 105.3619 | 108.7572 | 108.7572 | 108.7572 | 108.7572 | 108.7572 | 108.7572 | 108.7572 | 108.7572 | 108.7573 | 108.7573 | 108.7573 | 108.7573 | 108.7573 | 108.7573 | 108.7656 | 108.7656 | 108.7656 | 108.7656 | 108.7657 | 108.7949
SA | S5 | Northern SA | Wind | 422.4 | 422.4 | 422.4 | 422.4 | 422.4 | 422.4 | 422.4 | 422.4 | 422.4 | 422.4 | 422.4 | 422.4 | 422.4 | 422.4 | 422.4 | 422.4 | 422.4 | 422.4 | 422.4 | 422.4 | 422.4 | 422.4 | 210 | 210 | 210 | 210 | 210
SA | S6 | Leigh Creek | Wind | 0 | 0.00075672 | 0.00075706 | 0.0009349 | 0.00093967 | 0.0025348 | 0.0026566 | 0.0026824 | 0.0026828 | 0.0027037 | 0.0027047 | 0.0027086 | 0.00271 | 0.0027311 | 600.0068 | 600.0068 | 600.0068 | 600.0068 | 600.0068 | 600.0068 | 600.0068 | 600.0068 | 600.0068 | 2125.7452 | 2399.9993 | 2399.9993 | 2399.9993
SA | S7 | Roxby Downs | Wind | 0 | 0 | 0 | 0 | 0 | 0 | 0 | 0 | 0 | 0 | 0 | 0 | 0 | 0 | 0 | 0 | 0 | 0 | 0 | 0 | 0 | 0 | 0 | 0 | 0 | 0 | 0
SA | S8 | Eastern Eyre Peninsula | Wind | 136 | 136.0009 | 136.0009 | 136.0023 | 136.0023 | 136.0023 | 136.0023 | 211.8928 | 211.8928 | 288.758 | 288.758 | 288.758 | 218.769 | 218.769 | 218.769 | 218.769 | 218.769 | 218.7691 | 218.7691 | 218.7691 | 218.7691 | 465.7313 | 465.7313 | 465.7313 | 465.7313 | 465.7313 | 465.7313
SA | S9 | Western Eyre Peninsula | Wind | 0 | 0.00075008 | 0.00075032 | 0.0015194 | 0.0015398 | 0.0015593 | 0.0015688 | 0.0036376 | 0.0036398 | 0.0084981 | 0.0085361 | 0.0085425 | 0.0096376 | 0.0096472 | 0.0096565 | 0.0096595 | 0.0096617 | 0.030861 | 0.030863 | 0.030883 | 0.030893 | 0.070005 | 0.07001 | 0.070024 | 0.07003 | 0.070034 | 0.070038
TAS | T1 | North East Tasmania | Wind | 168 | 228.5789 | 228.5789 | 228.5789 | 228.5789 | 228.5789 | 228.5789 | 228.579 | 282.1054 | 282.9518 | 282.9518 | 282.9518 | 282.9518 | 282.9518 | 282.9518 | 282.9518 | 282.9518 | 282.9519 | 282.9519 | 282.9519 | 282.9519 | 282.9519 | 282.9519 | 282.9519 | 282.9519 | 282.9519 | 282.9519
TAS | T2 | North West Tasmania | Wind | 251.6 | 251.6024 | 251.6024 | 251.6025 | 251.6026 | 320.5025 | 320.5026 | 320.5035 | 1361.3559 | 1361.3561 | 1361.3561 | 1361.3561 | 1361.3561 | 1361.3561 | 1361.3561 | 1361.3561 | 1361.3561 | 1361.3561 | 1361.3561 | 1361.3561 | 1361.3561 | 1361.3561 | 1361.3561 | 1361.3562 | 1361.3562 | 1361.3562 | 1361.3562
TAS | T3 | Central Highlands | Wind | 144 | 665.1554 | 665.1554 | 675.7574 | 818.0567 | 818.6379 | 1280.1824 | 1287.8653 | 1311.3418 | 1311.3418 | 1311.3418 | 1311.3418 | 1311.3418 | 1311.3418 | 1313.8847 | 1313.8847 | 1313.8847 | 1317.0755 | 1317.0755 | 1317.0755 | 1317.0755 | 1173.0755 | 1173.0755 | 1173.0756 | 1173.0756 | 1173.0756 | 1173.0756
Region | REZ | REZ Name | Technology | 2023-24 | 2024-25 | 2025-26 | 2026-27 | 2027-28 | 2028-29 | 2029-30 | 2030-31 | 2031-32 | 2032-33 | 2033-34 | 2034-35 | 2035-36 | 2036-37 | 2037-38 | 2038-39 | 2039-40 | 2040-41 | 2041-42 | 2042-43 | 2043-44 | 2044-45 | 2045-46 | 2046-47 | 2047-48 | 2048-49 | 2049-50
NSW | O1 | Hunter Coast | Offshore Wind | 0 | 0 | 0 | 0 | 0 | 0 | 0 | 0 | 0 | 0 | 0 | 0 | 0 | 0 | 0 | 0 | 0.00012778 | 0.00013379 | 0.00013761 | 0.00021914 | 0.00022117 | 0.00022148 | 0.00022255 | 0.00027722 | 0.00027744 | 0.0003343 | 0.00033449
NSW | O2 | Illawarra Coast | Offshore Wind | 0 | 0 | 0 | 0 | 0 | 0 | 0 | 0 | 0 | 0 | 0 | 0 | 0 | 0 | 0 | 0 | 0.00013641 | 0.00014674 | 0.00014687 | 0.00020517 | 0.00020604 | 0.00020618 | 0.00020662 | 0.00028031 | 0.00028079 | 0.00042846 | 0.00042968
VIC | O3 | Gippsland Coast | Offshore Wind | 0 | 0 | 0 | 0 | 0 | 0 | 0 | 0 | 0 | 0 | 0 | 0 | 0 | 0 | 0.00010332 | 0.00011253 | 0.00012172 | 0.0001564 | 0.00015774 | 0.00029109 | 0.00030065 | 0.00030158 | 0.00032773 | 0.00043573 | 0.00074822 | 0.00074938 | 0.0011295
TAS | O4 | North West Tasmania Coast | Offshore Wind | 0 | 0 | 0 | 0 | 0 | 0 | 0 | 0 | 0 | 0 | 0 | 0 | 0 | 0 | 0 | 0 | 0 | 0.00014267 | 0.00014303 | 0.000144 | 0.00014446 | 0.00014502 | 0.00014542 | 0.00014589 | 0.00014708 | 0.00016433 | 0.00017319
VIC | O5 | Portland Coast | Offshore Wind | 0 | 0 | 0 | 0 | 0 | 0 | 0 | 0 | 0 | 0 | 0 | 0 | 0 | 0 | 0 | 0.00010372 | 0.00012201 | 0.00013705 | 0.00013736 | 0.00018669 | 0.00023768 | 0.0002379 | 0.00041228 | 0.00041656 | 0.0016521 | 0.0016623 | 0.0016724
SA | O6 | South East SA Coast | Offshore Wind | 0 | 0 | 0 | 0 | 0 | 0 | 0 | 0 | 0 | 0 | 0 | 0 | 0 | 0 | 0 | 0 | 0.00011014 | 0.00012223 | 0.00012251 | 0.00012793 | 0.00014163 | 0.00014194 | 0.00015166 | 0.0001593 | 0.00018568 | 0.0002059 | 0.00021033

## Option 5_VOM Cost
VOM cost by technology ($000s) - Option 5, Step Change Scenario
VOM | Real June 2021 dollars discounted to 1 July 2021
Explicitly modelled generation
Region | Technology | 2023-24 | 2024-25 | 2025-26 | 2026-27 | 2027-28 | 2028-29 | 2029-30 | 2030-31 | 2031-32 | 2032-33 | 2033-34 | 2034-35 | 2035-36 | 2036-37 | 2037-38 | 2038-39 | 2039-40 | 2040-41 | 2041-42 | 2042-43 | 2043-44 | 2044-45 | 2045-46 | 2046-47 | 2047-48 | 2048-49 | 2049-50
NEM | Black Coal | 331351.0512 | 274937.5833 | 254566.8532 | 223968.0455 | 168454.0718 | 133612.5032 | 114538.3797 | 82954.7075 | 75748.8257 | 63910.982 | 38442.3025 | 36385.66 | 30162.2418 | 27832.14 | 27710.5628 | 24874.7593 | 6857.1116 | 2583.0978 | 2386.4735 | 0 | 0 | 0 | 0 | 0 | 0 | 0 | 0
NEM | Brown Coal | 106906.025 | 88684.5 | 78547.7985 | 58374.0315 | 55675.988 | 44114.291 | 26586.37 | 16429.098 | 12371.363 | 0 | 0 | 0 | 0 | 0 | 0 | 0 | 0 | 0 | 0 | 0 | 0 | 0 | 0 | 0 | 0 | 0 | 0
NEM | CCGT | 14272.4098 | 10331.0957 | 19172.9431 | 23003.3003 | 22295.6192 | 24684.889 | 27109.4894 | 30354.761 | 25392.5949 | 23403.4993 | 29902.3726 | 32385.8635 | 23054.4156 | 19729.8639 | 14449.6905 | 15344.2472 | 13318.3029 | 10809.47 | 8560.6938 | 9467.0185 | 7079.2479 | 5359.6443 | 2774.2828 | 1936.8575 | 1809.3955 | 1693.8511 | 1640.101
NEM | Gas - Steam | 238.9453 | 219.0346 | 653.7574 | 296.0529 | 186.4127 | 375.5874 | 296.9918 | 1479.2255 | 247.0399 | 513.4243 | 428.9505 | 713.5299 | 398.1102 | 541.1686 | 567.1666 | 573.8781 | 0 | 0 | 0 | 0 | 0 | 0 | 0 | 0 | 0 | 0 | 0
NEM | OCGT / Diesel | 1874.3482 | 1532.6723 | 3106.2016 | 3169.6981 | 2176.9851 | 3051.1135 | 2411.6341 | 9132.8573 | 4130.2184 | 6315.4461 | 10504.0381 | 17162.7339 | 9755.5579 | 11875.9324 | 9132.5074 | 7630.336 | 18194.4821 | 14713.3763 | 7576.9792 | 9558.6451 | 14191.0372 | 6949.0789 | 8824.2063 | 8900.6896 | 4081.7146 | 6282.0822 | 5465.4507
NEM | Hydro | 115829.385 | 99766.0014 | 96496.7172 | 88502.4163 | 70958.2974 | 82824.369 | 84532.7364 | 77903.6545 | 69742.6676 | 63297.0096 | 65500.9368 | 63137.593 | 54905.3895 | 47968.8168 | 53631.0258 | 46315.6237 | 40590.1592 | 37155.6583 | 33796.4234 | 36017.0756 | 34192.2945 | 30222.4954 | 27355.4137 | 33958.6758 | 30411.1602 | 28836.018 | 26227.0358
NEM | Hydrogen Turbine | 0 | 0 | 0 | 0 | 0 | 0 | 0 | 0 | 0 | 0 | 0 | 0 | 0 | 0 | 0 | 0 | 0 | 0 | 0 | 0 | 0 | 0 | 0 | 0 | 0 | 0 | 0
NEM | Wind | 2522.8083 | 3882.6503 | 3771.7215 | 4215.0044 | 5295.1244 | 5950.0149 | 5915.6591 | 6018.2316 | 6196.4822 | 6138.2636 | 6257.1179 | 5849.521 | 5921.414 | 5860.0234 | 5888.1025 | 5518.8175 | 5124.3341 | 4877.3655 | 4581.1379 | 4572.6728 | 4356.1962 | 4178.2244 | 4021.9466 | 4320.4719 | 4217.9493 | 4015.4568 | 3825.1005
NEM | Solar PV | 1829.4453 | 1600.4085 | 1738.5777 | 1734.9144 | 1628.9549 | 1506.8931 | 1634.5683 | 1879.3237 | 1851.2073 | 2136.8375 | 2165.4401 | 2212.3083 | 2162.6081 | 2085.4054 | 2130.853 | 2229.4449 | 2867.2821 | 2972.7512 | 3233.1773 | 3548.6272 | 3522.088 | 3337.7589 | 3286.4144 | 2938.2193 | 2827.5168 | 2954.2616 | 2869.9324
NEM | Grid Battery | 36.7036 | 34.4506 | 117.8635 | 190.3439 | 393.032 | 710.608 | 699.6943 | 809.6737 | 748.5805 | 1327.8119 | 1216.5278 | 1109.7846 | 1202.2135 | 1145.251 | 1054.8489 | 1015.9155 | 1492.9214 | 1516.724 | 2075.0015 | 2253.0992 | 2160.0955 | 2182.6935 | 2118.9461 | 1706.1943 | 1547.2391 | 1654.8081 | 1513.1756
NEM | Pumped Hydro | 3583.6144 | 5586.304 | 5292.4809 | 8806.3596 | 10917.0531 | 16322.7878 | 17151.6163 | 22161.9049 | 21608.2699 | 19516.0822 | 20535.5374 | 19600.9545 | 19548.3897 | 19495.9554 | 16870.7472 | 15192.86 | 13431.3222 | 9490.9449 | 10099.0504 | 9831.8417 | 8220.5537 | 6989.6067 | 6691.1967 | 8191.8884 | 6001.8121 | 5552.3986 | 4116.872
NEM | VPP | 19.3713 | 36.6217 | 61.7738 | 85.3813 | 109.1908 | 127.1899 | 160.1811 | 184.162 | 200.3898 | 223.0806 | 248.251 | 264.6392 | 292.6275 | 314.4666 | 312.8527 | 321.4155 | 332.0014 | 319.1669 | 328.7771 | 319.3325 | 306.5093 | 310.8701 | 315.6853 | 293.1128 | 284.2706 | 286.2581 | 273.6261
Total excluding storage |  | 578464.1073 | 486611.3224 | 463526.6884 | 412345.5482 | 338090.7295 | 313280.2468 | 281037.3205 | 249307.5998 | 218237.6393 | 186782.4372 | 175201.4748 | 178822.5879 | 147402.9677 | 136849.0236 | 131748.3575 | 119017.2977 | 102207.917 | 84438.5551 | 72637.7141 | 75568.3125 | 74028.0223 | 59530.3723 | 55388.0919 | 62246.1096 | 51181.058 | 51275.1344 | 45931.294
Region | Technology | 2023-24 | 2024-25 | 2025-26 | 2026-27 | 2027-28 | 2028-29 | 2029-30 | 2030-31 | 2031-32 | 2032-33 | 2033-34 | 2034-35 | 2035-36 | 2036-37 | 2037-38 | 2038-39 | 2039-40 | 2040-41 | 2041-42 | 2042-43 | 2043-44 | 2044-45 | 2045-46 | 2046-47 | 2047-48 | 2048-49 | 2049-50
NSW1 | Black Coal | 166024.526 | 131196.1335 | 114398.0604 | 102627.569 | 67126.673 | 58253.17 | 46077.26 | 37592.0425 | 34884.5215 | 33510.56 | 17179.8825 | 16739.679 | 13906.4775 | 11753.9355 | 12371.8675 | 11693.4245 | 0 | 0 | 0 | 0 | 0 | 0 | 0 | 0 | 0 | 0 | 0
NSW1 | Brown Coal | 0 | 0 | 0 | 0 | 0 | 0 | 0 | 0 | 0 | 0 | 0 | 0 | 0 | 0 | 0 | 0 | 0 | 0 | 0 | 0 | 0 | 0 | 0 | 0 | 0 | 0 | 0
NSW1 | CCGT | 91.8162 | 40.3675 | 1858.8009 | 3871.2578 | 4150.8218 | 3380.2788 | 5368.849 | 5163.0385 | 4458.3245 | 3841.9645 | 5522.3625 | 6167.116 | 3795.2415 | 3732.6635 | 3795.912 | 4282.6345 | 4102.1478 | 3062.483 | 2492.5745 | 2840.254 | 0 | 0 | 0 | 0 | 0 | 0 | 0
NSW1 | Gas - Steam | 0 | 0 | 0 | 0 | 0 | 0 | 0 | 0 | 0 | 0 | 0 | 0 | 0 | 0 | 0 | 0 | 0 | 0 | 0 | 0 | 0 | 0 | 0 | 0 | 0 | 0 | 0
NSW1 | OCGT / Diesel | 65.8397 | 31.3249 | 167.4757 | 183.765 | 112.1504 | 15.5558 | 0.28608 | 353.6091 | 61.9872 | 350.8158 | 443.5371 | 1935.0954 | 1041.4563 | 1441.3449 | 778.6293 | 764.283 | 3625.3648 | 3623.2037 | 1850.228 | 1891.4789 | 3440.0892 | 1359.8887 | 1981.5201 | 1495.0795 | 1207.924 | 1259.6644 | 1461.688
NSW1 | Hydro | 13510.5071 | 17872.4388 | 17675.5642 | 16895.0058 | 13346.5203 | 18144.2256 | 14582.413 | 14028.6975 | 12565.8505 | 10593.0931 | 12345.527 | 12188.8625 | 10708.4667 | 8944.1016 | 11760.753 | 9384.4137 | 7880.4251 | 7182.2086 | 6193.9729 | 6863.2993 | 6666.1811 | 5724.8554 | 4651.2784 | 6846.8681 | 6326.2341 | 5977.9068 | 5475.7558
NSW1 | Hydrogen Turbine | 0 | 0 | 0 | 0 | 0 | 0 | 0 | 0 | 0 | 0 | 0 | 0 | 0 | 0 | 0 | 0 | 0 | 0 | 0 | 0 | 0 | 0 | 0 | 0 | 0 | 0 | 0
NSW1 | Wind | 523.8638 | 1146.1443 | 1104.607 | 1292.6413 | 1956.8497 | 2047.5899 | 1887.408 | 1781.6584 | 1678.2913 | 1813.5727 | 1763.3969 | 1678.6911 | 1878.8332 | 1862.5679 | 1847.0443 | 1647.5081 | 1551.8925 | 1375.9222 | 1369.8589 | 1380.1515 | 1365.9631 | 1342.9294 | 1295.1637 | 1352.3866 | 1332.6322 | 1230.6884 | 1110.0726
NSW1 | Solar PV | 772.3136 | 687.5643 | 812.2361 | 849.8374 | 813.33 | 772.1542 | 887.8049 | 1082.2377 | 1017.1944 | 1067.707 | 1075.6137 | 1001.9471 | 1007.51 | 982.8838 | 963.7838 | 979.9613 | 1190.6665 | 1161.02 | 1215.0171 | 1162.3943 | 1087.9083 | 1084.8501 | 1049.7185 | 984.4483 | 913.9605 | 956.2854 | 938.4347
NSW1 | Grid Battery | 1.81 | 2.0844 | 85.5554 | 160.091 | 364.8102 | 421.7051 | 426.0769 | 435.3318 | 391.0532 | 567.0608 | 501.1457 | 442.3214 | 457.0256 | 425.004 | 379.3724 | 356.9927 | 589.7093 | 531.7185 | 647.767 | 591.3364 | 523.3549 | 594.0551 | 534.5124 | 461.1047 | 368.6017 | 429.8608 | 401.0871
NSW1 | Pumped Hydro | 732.1189 | 1378.7965 | 1324.0711 | 3686.8314 | 5893.1047 | 13700.3139 | 14130.8949 | 18335.476 | 18092.2507 | 16580.1799 | 17580.6883 | 16940.9025 | 16683.9664 | 16855.7649 | 15201.8917 | 13237.4287 | 11538.6149 | 7906.1448 | 8604.1214 | 8390.2744 | 6927.811 | 5791.8877 | 5698.1297 | 7376.0774 | 5288.6275 | 4808.8007 | 3470.1179
NSW1 | VPP | 5.0866 | 11.0657 | 19.4422 | 27.0242 | 34.4493 | 40.241 | 50.9234 | 60.1441 | 66.6699 | 76.2844 | 86.3398 | 92.4058 | 103.4022 | 109.5852 | 110.326 | 113.0432 | 117.2237 | 112.5342 | 115.1593 | 111.7055 | 105.5535 | 109.2707 | 108.9168 | 101.6249 | 97.9423 | 100.2087 | 97.7786
Total excluding storage |  | 181727.8819 | 152365.9198 | 137445.813 | 129594.0229 | 93798.7093 | 96775.2344 | 83411.9163 | 78832.2357 | 73216.1432 | 68401.2382 | 56498.4935 | 57187.0208 | 49582.3794 | 46107.8513 | 47209.5801 | 42459.6895 | 30596.0446 | 24955.2349 | 22488.6992 | 23230.8943 | 20116.8611 | 16007.7371 | 15319.2396 | 18617.5895 | 15535.9223 | 14763.4153 | 12954.9349
Region | Technology | 2023-24 | 2024-25 | 2025-26 | 2026-27 | 2027-28 | 2028-29 | 2029-30 | 2030-31 | 2031-32 | 2032-33 | 2033-34 | 2034-35 | 2035-36 | 2036-37 | 2037-38 | 2038-39 | 2039-40 | 2040-41 | 2041-42 | 2042-43 | 2043-44 | 2044-45 | 2045-46 | 2046-47 | 2047-48 | 2048-49 | 2049-50
QLD1 | Black Coal | 165326.5252 | 143741.4498 | 140168.7928 | 121340.4765 | 101327.3988 | 75359.3332 | 68461.1197 | 45362.665 | 40864.3042 | 30400.422 | 21262.42 | 19645.981 | 16255.7643 | 16078.2045 | 15338.6953 | 13181.3348 | 6857.1116 | 2583.0978 | 2386.4735 | 0 | 0 | 0 | 0 | 0 | 0 | 0 | 0
QLD1 | Brown Coal | 0 | 0 | 0 | 0 | 0 | 0 | 0 | 0 | 0 | 0 | 0 | 0 | 0 | 0 | 0 | 0 | 0 | 0 | 0 | 0 | 0 | 0 | 0 | 0 | 0 | 0 | 0
QLD1 | CCGT | 6917.6062 | 5488.1528 | 10269.8807 | 14657.3745 | 14461.1024 | 15975.0347 | 16897.9974 | 18856.2125 | 17223.0596 | 15470.1064 | 19952.2686 | 20621.4005 | 16000.0629 | 12284.1106 | 10653.7785 | 11061.6127 | 9216.1551 | 7746.987 | 6068.1193 | 6626.7645 | 7079.2479 | 5359.6443 | 2774.2828 | 1936.8575 | 1809.3955 | 1693.8511 | 1640.101
QLD1 | Gas - Steam | 0 | 0 | 0 | 0 | 0 | 0 | 0 | 0 | 0 | 0 | 0 | 0 | 0 | 0 | 0 | 0 | 0 | 0 | 0 | 0 | 0 | 0 | 0 | 0 | 0 | 0 | 0
QLD1 | OCGT / Diesel | 23.58 | 0.003927 | 23.39 | 153.4812 | 194.1019 | 126.0675 | 36.0013 | 2610.5385 | 2021.3302 | 1914.1942 | 5723.9579 | 6438.637 | 4498.7566 | 5991.3875 | 2445.1026 | 1524.7852 | 4692.316 | 3696.4188 | 1533.7422 | 2750.7895 | 3151.9606 | 1902.478 | 2769.0405 | 2670.0068 | 894.7359 | 2210.0014 | 1494.4082
QLD1 | Hydro | 4790.0662 | 4543.8277 | 4413.3209 | 4012.6238 | 3877.3276 | 3737.1079 | 3508.0464 | 3298.4805 | 3115.3196 | 2961.1977 | 2781.1338 | 2611.9313 | 2455.7588 | 2336.7513 | 680.4306 | 606.3386 | 463.2121 | 409.571 | 368.9243 | 0 | 0 | 0 | 0 | 0 | 0 | 0 | 0
QLD1 | Hydrogen Turbine | 0 | 0 | 0 | 0 | 0 | 0 | 0 | 0 | 0 | 0 | 0 | 0 | 0 | 0 | 0 | 0 | 0 | 0 | 0 | 0 | 0 | 0 | 0 | 0 | 0 | 0 | 0
QLD1 | Wind | 353.6767 | 645.3567 | 646.7995 | 740.3846 | 1012.5544 | 1578.5577 | 1487.9275 | 1704.4391 | 1588.7679 | 1697.3934 | 1701.9872 | 1611.9858 | 1505.7097 | 1520.0517 | 1684.8859 | 1575.4462 | 1478.5324 | 1338.2087 | 1318.8604 | 1298.063 | 1278.657 | 1144.7904 | 1144.8664 | 1375.1543 | 1301.6102 | 1329.3265 | 1198.3362
QLD1 | Solar PV | 751.3591 | 664.0426 | 687.36 | 658.8784 | 604.4129 | 536.0572 | 562.1191 | 628.0004 | 662.6451 | 757.5322 | 807.8052 | 857.0604 | 814.6085 | 759.8688 | 774.0459 | 872.34 | 1269.5447 | 1325.7222 | 1347.681 | 1750.1609 | 1610.7659 | 1457.8247 | 1399.7718 | 1268.928 | 1264.684 | 1321.9753 | 1317.8002
QLD1 | Grid Battery | 4.6926 | 4.4294 | 4.2806 | 4.111 | 3.8971 | 266.58 | 252.7289 | 318.1862 | 304.8139 | 536.8963 | 521.2689 | 491.0379 | 468.8802 | 454.6099 | 374.1526 | 372.8568 | 609.1982 | 586.5058 | 781.7444 | 1122.8284 | 1006.0439 | 930.6712 | 901.3684 | 718.3447 | 709.0911 | 744.3708 | 704.0916
QLD1 | Pumped Hydro | 2851.4955 | 4207.5076 | 3968.4089 | 5119.5268 | 5023.947 | 2622.4726 | 3020.7198 | 3817.755 | 3505.2419 | 2821.9346 | 2843.4919 | 2563.4384 | 2745.9774 | 2527.2936 | 1543.4276 | 1838.8807 | 1771.035 | 1474.9249 | 1395.8576 | 1353.8576 | 1207.2498 | 1109.8805 | 907.0341 | 741.0618 | 642.6977 | 673.0201 | 584.5007
QLD1 | VPP | 4.491 | 9.0149 | 15.181 | 22.4809 | 28.7924 | 35.0076 | 45.8455 | 54.5894 | 60.2761 | 66.8659 | 75.7804 | 82.2656 | 88.3174 | 95.1231 | 93.0789 | 97.0037 | 99.7927 | 99.0455 | 98.6369 | 99.1977 | 97.3594 | 94.339 | 94.9741 | 90.7125 | 88.4797 | 85.7957 | 84.4197
Total excluding storage |  | 181023.4925 | 159303.7853 | 160197.4145 | 146709.3377 | 126533.5345 | 100236.2183 | 94272.5057 | 76650.8667 | 69345.7585 | 56626.5425 | 55670.1139 | 54923.7379 | 44833.836 | 42047.401 | 33587.598 | 31130.5986 | 26456.8978 | 19260.4816 | 15300.0396 | 15001.6616 | 15431.2844 | 11999.628 | 9991.3381 | 8801.0658 | 6710.6941 | 8058.3409 | 7023.6577
Region | Technology | 2023-24 | 2024-25 | 2025-26 | 2026-27 | 2027-28 | 2028-29 | 2029-30 | 2030-31 | 2031-32 | 2032-33 | 2033-34 | 2034-35 | 2035-36 | 2036-37 | 2037-38 | 2038-39 | 2039-40 | 2040-41 | 2041-42 | 2042-43 | 2043-44 | 2044-45 | 2045-46 | 2046-47 | 2047-48 | 2048-49 | 2049-50
VIC1 | Black Coal | 0 | 0 | 0 | 0 | 0 | 0 | 0 | 0 | 0 | 0 | 0 | 0 | 0 | 0 | 0 | 0 | 0 | 0 | 0 | 0 | 0 | 0 | 0 | 0 | 0 | 0 | 0
VIC1 | Brown Coal | 106906.025 | 88684.5 | 78547.7985 | 58374.0315 | 55675.988 | 44114.291 | 26586.37 | 16429.098 | 12371.363 | 0 | 0 | 0 | 0 | 0 | 0 | 0 | 0 | 0 | 0 | 0 | 0 | 0 | 0 | 0 | 0 | 0 | 0
VIC1 | CCGT | 0 | 0 | 0 | 0 | 0 | 0 | 0 | 0 | 0 | 0 | 0 | 0 | 0 | 0 | 0 | 0 | 0 | 0 | 0 | 0 | 0 | 0 | 0 | 0 | 0 | 0 | 0
VIC1 | Gas - Steam | 35.9229 | 36.9533 | 135.6913 | 296.0529 | 186.4127 | 375.5874 | 296.9918 | 1479.2255 | 247.0399 | 513.4243 | 428.9505 | 713.5299 | 398.1102 | 541.1686 | 567.1666 | 573.8781 | 0 | 0 | 0 | 0 | 0 | 0 | 0 | 0 | 0 | 0 | 0
VIC1 | OCGT / Diesel | 222.693 | 143.843 | 340.6958 | 1191.7037 | 651.0445 | 1061.0987 | 669.8216 | 2865.7429 | 431.8503 | 2042.1855 | 1650.094 | 4687.8647 | 2190.2028 | 2183.3589 | 3355.4681 | 2739.0902 | 6303.3574 | 5050.655 | 2687.3735 | 3101.0899 | 5408.8359 | 3277.132 | 3738.8435 | 4544.9791 | 1870.1559 | 2600.5076 | 2300.8617
VIC1 | Hydro | 18152.0132 | 20864.8227 | 20378.2962 | 18315.1597 | 14482.9359 | 20651.4358 | 16312.5554 | 13344.3632 | 12634.8201 | 10898.835 | 12715.8965 | 12381.9477 | 11192.3037 | 8850.086 | 12709.5746 | 10061.2013 | 8245.9667 | 7788.5456 | 6740.047 | 7846.6758 | 7673.8247 | 6909.5549 | 5477.8349 | 7828.9258 | 7423.947 | 7036.3414 | 6637.6618
VIC1 | Hydrogen Turbine | 0 | 0 | 0 | 0 | 0 | 0 | 0 | 0 | 0 | 0 | 0 | 0 | 0 | 0 | 0 | 0 | 0 | 0 | 0 | 0 | 0 | 0 | 0 | 0 | 0 | 0 | 0
VIC1 | Wind | 890.5106 | 1062.9123 | 1038.4784 | 1111.9213 | 1259.4267 | 1188.6727 | 1316.2671 | 1402.0406 | 1515.304 | 1299.3737 | 1554.7713 | 1421.8619 | 1404.5207 | 1377.7937 | 1283.9012 | 1274.2749 | 1159.6616 | 1214.8229 | 1033.965 | 1034.3512 | 932.3833 | 899.2168 | 842.2405 | 816.1669 | 812.4853 | 728.2155 | 766.9557
VIC1 | Solar PV | 192.8424 | 156.5178 | 149.4289 | 143.8923 | 132.9325 | 125.1726 | 117.305 | 108.5741 | 115.039 | 208.5374 | 189.4309 | 207.0026 | 200.9484 | 199.9453 | 204.857 | 196.5512 | 237.2781 | 212.2886 | 320.9961 | 316.5518 | 402.626 | 406.0957 | 421.7229 | 348.4455 | 341.7294 | 357.8466 | 323.5037
VIC1 | Grid Battery | 14.0467 | 12.3497 | 13.7272 | 12.8079 | 11.6899 | 10.5734 | 9.8893 | 46.1167 | 43.4176 | 75.8129 | 62.2995 | 56.5812 | 116.29 | 109.2686 | 117.7399 | 111.962 | 129.2357 | 169.4246 | 302.2018 | 261.5303 | 259.5911 | 305.5973 | 304.321 | 247.2274 | 230.8593 | 234.9695 | 207.5661
VIC1 | Pumped Hydro | 0 | 0 | 0.00026331 | 0.00056792 | 0.00055296 | 0.00051023 | 0.00048936 | 0.00073015 | 0.00067726 | 0.00063112 | 0.00059158 | 0.00055132 | 0.00071684 | 0.00066019 | 0.0011899 | 0.0011327 | 0.0011543 | 0.0011498 | 0.0011999 | 0.0010737 | 0.0010673 | 2.2191 | 2.2093 | 1.8984 | 1.7567 | 7.8256 | 7.4011
VIC1 | VPP | 3.5762 | 7.8495 | 16.5183 | 23.6898 | 31.7667 | 36.1954 | 44.1965 | 47.7882 | 49.1745 | 52.6879 | 55.6353 | 58.7475 | 67.0911 | 72.8472 | 72.9793 | 74.5252 | 77.3295 | 72.0234 | 77.6808 | 72.9577 | 67.9423 | 72.1986 | 74.4814 | 67.9523 | 66.831 | 68.1602 | 62.2167
Total excluding storage |  | 126417.6299 | 110969.7482 | 100620.6349 | 79469.2597 | 72432.1975 | 67563.0274 | 45353.397 | 35722.95 | 27408.009 | 15090.8572 | 16657.0786 | 19527.5361 | 15569.4675 | 13334.4688 | 18311.6879 | 15031.4841 | 16152.8302 | 14507.7613 | 11162.2655 | 12633.1578 | 14745.2044 | 11872.0144 | 10861.6534 | 13855.5953 | 10747.7647 | 11033.8664 | 10306.1669
Region | Technology | 2023-24 | 2024-25 | 2025-26 | 2026-27 | 2027-28 | 2028-29 | 2029-30 | 2030-31 | 2031-32 | 2032-33 | 2033-34 | 2034-35 | 2035-36 | 2036-37 | 2037-38 | 2038-39 | 2039-40 | 2040-41 | 2041-42 | 2042-43 | 2043-44 | 2044-45 | 2045-46 | 2046-47 | 2047-48 | 2048-49 | 2049-50
SA1 | Black Coal | 0 | 0 | 0 | 0 | 0 | 0 | 0 | 0 | 0 | 0 | 0 | 0 | 0 | 0 | 0 | 0 | 0 | 0 | 0 | 0 | 0 | 0 | 0 | 0 | 0 | 0 | 0
SA1 | Brown Coal | 0 | 0 | 0 | 0 | 0 | 0 | 0 | 0 | 0 | 0 | 0 | 0 | 0 | 0 | 0 | 0 | 0 | 0 | 0 | 0 | 0 | 0 | 0 | 0 | 0 | 0 | 0
SA1 | CCGT | 7262.9874 | 4802.5755 | 7044.2615 | 4474.668 | 3683.695 | 5329.5755 | 4842.643 | 6335.51 | 3711.2108 | 4091.4285 | 4427.7415 | 5597.347 | 3259.1112 | 3713.0898 | 0 | 0 | 0 | 0 | 0 | 0 | 0 | 0 | 0 | 0 | 0 | 0 | 0
SA1 | Gas - Steam | 203.0224 | 182.0813 | 518.0661 | 0 | 0 | 0 | 0 | 0 | 0 | 0 | 0 | 0 | 0 | 0 | 0 | 0 | 0 | 0 | 0 | 0 | 0 | 0 | 0 | 0 | 0 | 0 | 0
SA1 | OCGT / Diesel | 1562.2342 | 1357.499 | 2574.6386 | 1639.2525 | 1219.6869 | 1848.39 | 1696.0424 | 3269.3637 | 1602.1561 | 1956.2731 | 2669.8288 | 4002.4366 | 1962.6508 | 2198.658 | 2478.5455 | 2549.5787 | 3334.8513 | 2303.4276 | 1482.939 | 1777.5274 | 2153.2958 | 395.1558 | 317.0483 | 169.6873 | 97.3846 | 177.9993 | 187.3162
SA1 | Hydro | 0 | 0 | 0 | 0 | 0 | 0 | 0 | 0 | 0 | 0 | 0 | 0 | 0 | 0 | 0 | 0 | 0 | 0 | 0 | 0 | 0 | 0 | 0 | 0 | 0 | 0 | 0
SA1 | Hydrogen Turbine | 0 | 0 | 0 | 0 | 0 | 0 | 0 | 0 | 0 | 0 | 0 | 0 | 0 | 0 | 0 | 0 | 0 | 0 | 0 | 0 | 0 | 0 | 0 | 0 | 0 | 0 | 0
SA1 | Wind | 591.2094 | 655.526 | 604.0465 | 706.2567 | 657.6518 | 754.2584 | 740.2602 | 679.3104 | 693.1939 | 645.9442 | 624.1172 | 536.2651 | 553.8738 | 527.3069 | 550.521 | 539.0366 | 486.8445 | 485.7015 | 431.1307 | 471.7687 | 397.3913 | 436.0896 | 392.7812 | 458.4113 | 478.1544 | 455.0424 | 470.5668
SA1 | Solar PV | 112.9303 | 92.2839 | 89.5526 | 82.3062 | 78.2794 | 73.5091 | 67.3393 | 60.5114 | 56.3288 | 103.0609 | 92.5903 | 146.2981 | 139.5412 | 142.7074 | 188.1662 | 180.5924 | 169.7927 | 265.8185 | 341.6209 | 311.2158 | 413.4557 | 381.5972 | 408.1812 | 330.7241 | 301.1503 | 312.4031 | 285.0809
SA1 | Grid Battery | 16.1544 | 15.5869 | 14.3 | 13.3337 | 12.6345 | 11.7492 | 10.999 | 10.0384 | 9.2952 | 148.0412 | 131.8129 | 119.8434 | 160.0168 | 156.3678 | 183.5832 | 174.1032 | 164.7775 | 229.0742 | 343.2874 | 277.4033 | 371.1046 | 352.369 | 378.7433 | 279.5166 | 238.6861 | 245.606 | 200.4297
SA1 | Pumped Hydro | 0 | 0 | 0.00025069 | 0.0003502 | 0.00034323 | 0.0003205 | 0.00031359 | 0.00037572 | 0.00036309 | 0.00034198 | 0.00032509 | 0.00031097 | 0.00036144 | 0.00034225 | 0.00039879 | 0.00038439 | 0.0003785 | 0.00039784 | 0.00043906 | 0.00042691 | 0.00041489 | 0.00048485 | 0.00046606 | 0.00042671 | 0.000412 | 0.000392 | 0.00041446
SA1 | VPP | 6.1789 | 8.3583 | 10.1809 | 11.4319 | 12.9578 | 14.1616 | 16.7412 | 18.5102 | 20.3286 | 23.162 | 25.9832 | 26.787 | 28.9516 | 31.7259 | 31.3705 | 31.7826 | 31.8727 | 30.0211 | 31.6245 | 30.104 | 30.4792 | 29.7719 | 32.0109 | 28.1882 | 26.3116 | 27.3212 | 24.8418
Total excluding storage |  | 9754.7169 | 7113.9109 | 10855.0465 | 6927.2494 | 5664.9058 | 8031.6441 | 7374.0254 | 10373.2446 | 6092.5138 | 6967.9102 | 7972.0743 | 10428.9776 | 6104.1459 | 6769.8562 | 3432.1868 | 3475.0938 | 4188.1391 | 3314.0433 | 2630.603 | 2868.0195 | 3365.727 | 1594.984 | 1528.7654 | 1266.5279 | 1141.6875 | 1218.3724 | 1168.2358
Region | Technology | 2023-24 | 2024-25 | 2025-26 | 2026-27 | 2027-28 | 2028-29 | 2029-30 | 2030-31 | 2031-32 | 2032-33 | 2033-34 | 2034-35 | 2035-36 | 2036-37 | 2037-38 | 2038-39 | 2039-40 | 2040-41 | 2041-42 | 2042-43 | 2043-44 | 2044-45 | 2045-46 | 2046-47 | 2047-48 | 2048-49 | 2049-50
TAS1 | Black Coal | 0 | 0 | 0 | 0 | 0 | 0 | 0 | 0 | 0 | 0 | 0 | 0 | 0 | 0 | 0 | 0 | 0 | 0 | 0 | 0 | 0 | 0 | 0 | 0 | 0 | 0 | 0
TAS1 | Brown Coal | 0 | 0 | 0 | 0 | 0 | 0 | 0 | 0 | 0 | 0 | 0 | 0 | 0 | 0 | 0 | 0 | 0 | 0 | 0 | 0 | 0 | 0 | 0 | 0 | 0 | 0 | 0
TAS1 | CCGT | 0 | 0 | 0 | 0 | 0 | 0 | 0 | 0 | 0 | 0 | 0 | 0 | 0 | 0 | 0 | 0 | 0 | 0 | 0 | 0 | 0 | 0 | 0 | 0 | 0 | 0 | 0
TAS1 | Gas - Steam | 0 | 0 | 0 | 0 | 0 | 0 | 0 | 0 | 0 | 0 | 0 | 0 | 0 | 0 | 0 | 0 | 0 | 0 | 0 | 0 | 0 | 0 | 0 | 0 | 0 | 0 | 0
TAS1 | OCGT / Diesel | 0.0011857 | 0.0014839 | 0.0014932 | 1.4957 | 0.0014723 | 0.0014907 | 9.4827 | 33.6031 | 12.8946 | 51.9775 | 16.6203 | 98.7002 | 62.4914 | 61.1832 | 74.762 | 52.599 | 238.5926 | 39.6712 | 22.6964 | 37.7593 | 36.8558 | 14.4245 | 17.754 | 20.9369 | 11.514 | 33.9096 | 21.1765
TAS1 | Hydro | 79376.7985 | 56484.9122 | 54029.5359 | 49279.627 | 39251.5136 | 40291.5997 | 50129.7216 | 47232.1132 | 41426.6774 | 38843.8839 | 37658.3795 | 35954.8516 | 30548.8603 | 27837.8779 | 28480.2676 | 26263.6701 | 24000.5553 | 21775.3332 | 20493.4791 | 21307.1006 | 19852.2887 | 17588.0851 | 17226.3004 | 19282.882 | 16660.979 | 15821.7698 | 14113.6181
TAS1 | Hydrogen Turbine | 0 | 0 | 0 | 0 | 0 | 0 | 0 | 0 | 0 | 0 | 0 | 0 | 0 | 0 | 0 | 0 | 0 | 0 | 0 | 0 | 0 | 0 | 0 | 0 | 0 | 0 | 0
TAS1 | Wind | 163.5478 | 372.711 | 377.7901 | 363.8005 | 408.6418 | 380.9362 | 483.7963 | 450.7831 | 720.925 | 681.9797 | 612.8453 | 600.7169 | 578.4765 | 572.3033 | 521.7501 | 482.5518 | 447.4031 | 462.7102 | 427.3231 | 388.3383 | 381.8015 | 355.1983 | 346.8948 | 318.3528 | 293.0672 | 272.184 | 279.1691
TAS1 | Solar PV | 0 | 5.4309e-05 | 5.0837e-05 | 5.5333e-05 | 5.039e-05 | 4.0748e-05 | 4.0615e-05 | 5.1173e-05 | 4.4738e-05 | 6.2257e-05 | 6.2039e-05 | 8.2586e-05 | 7.7116e-05 | 7.2706e-05 | 6.537e-05 | 6.4363e-05 | 7.16e-05 | 7.9018 | 7.8622 | 8.3045 | 7.3322 | 7.3911 | 7.02 | 5.6735 | 5.9925 | 5.751 | 5.1129
TAS1 | Grid Battery | 0 | 0.00023627 | 0.00026228 | 0.00028033 | 0.00032085 | 0.000306 | 0.00035636 | 0.00057002 | 0.00066618 | 0.0007634 | 0.00075284 | 0.00070333 | 0.00073989 | 0.00069034 | 0.00073752 | 0.00070511 | 0.00072485 | 0.00089941 | 0.00087206 | 0.0008252 | 0.00090133 | 0.0010708 | 0.0009994 | 0.00089041 | 0.00092179 | 0.00094249 | 0.0010192
TAS1 | Pumped Hydro | 0 | 0 | 0.00041394 | 0.00042457 | 0.00048461 | 0.00050148 | 0.00073581 | 8.6727 | 10.7764 | 113.9667 | 111.3563 | 96.6127 | 118.4448 | 112.8959 | 125.4263 | 116.5491 | 121.6707 | 109.8738 | 99.0698 | 87.7082 | 85.4914 | 85.619 | 83.8231 | 72.8503 | 68.7297 | 62.7518 | 54.8519
TAS1 | VPP | 0.038521 | 0.3332 | 0.45131 | 0.75451 | 1.2246 | 1.5843 | 2.4744 | 3.1301 | 3.9407 | 4.0804 | 4.5123 | 4.4333 | 4.8651 | 5.1853 | 5.098 | 5.0607 | 5.7829 | 5.5428 | 5.6755 | 5.3676 | 5.1749 | 5.2899 | 5.3022 | 4.6349 | 4.7059 | 4.7723 | 4.3693
Total excluding storage |  | 79540.386 | 56857.9582 | 54407.7795 | 49645.6786 | 39661.3824 | 40674.1226 | 50625.4761 | 47728.3028 | 42175.2148 | 39695.8891 | 38403.7145 | 36755.3155 | 31313.139 | 28589.4463 | 29207.3048 | 26920.4316 | 24814.0053 | 22401.0339 | 21056.1069 | 21834.5794 | 20368.9454 | 18056.0089 | 17687.0955 | 19705.3311 | 17044.9894 | 16201.1394 | 14478.2987
Explicitly modelled pumping
Region | Technology | 2023-24 | 2024-25 | 2025-26 | 2026-27 | 2027-28 | 2028-29 | 2029-30 | 2030-31 | 2031-32 | 2032-33 | 2033-34 | 2034-35 | 2035-36 | 2036-37 | 2037-38 | 2038-39 | 2039-40 | 2040-41 | 2041-42 | 2042-43 | 2043-44 | 2044-45 | 2045-46 | 2046-47 | 2047-48 | 2048-49 | 2049-50
NEM | Grid Battery pump | 43.4548 | 40.9554 | 41.0496 | 38.4499 | 35.9563 | 32.7312 | 30.7614 | 28.4648 | 26.6104 | 25.5284 | 21.5797 | 18.4131 | 17.725 | 15.8207 | 14.1817 | 13.2324 | 13.1994 | 11.8397 | 7.5553 | 7.0906 | 3.3633 | 3.0951 | 2.9992 | 2.5839 | 2.3785 | 2.29 | 2.0834
NEM | Pumped Hydro Pump | 8460.5425 | 13909.8675 | 12374.9389 | 18993.7997 | 22814.3033 | 25113.6766 | 28697.7511 | 34665.3049 | 35919.7741 | 30450.2223 | 33225.4686 | 29212.4444 | 30435.635 | 30808.0569 | 25140.4281 | 23657.3065 | 20045.9993 | 14689.642 | 14944.8008 | 15289.8172 | 11538.845 | 10501.5018 | 10463.2993 | 11924.5781 | 9055.8375 | 7809.3239 | 5824.3451
NEM | VPP pump | 22.7238 | 43.1352 | 72.7137 | 100.3697 | 128.62 | 149.4897 | 188.6462 | 216.4883 | 236.3162 | 262.1296 | 292.0865 | 311.4892 | 344.0291 | 369.9155 | 368.7852 | 378.379 | 389.6999 | 376.4967 | 386.0088 | 376.0576 | 360.3143 | 365.7325 | 371.9386 | 344.3325 | 335.0138 | 336.18 | 321.8188
Region | Technology | 2023-24 | 2024-25 | 2025-26 | 2026-27 | 2027-28 | 2028-29 | 2029-30 | 2030-31 | 2031-32 | 2032-33 | 2033-34 | 2034-35 | 2035-36 | 2036-37 | 2037-38 | 2038-39 | 2039-40 | 2040-41 | 2041-42 | 2042-43 | 2043-44 | 2044-45 | 2045-46 | 2046-47 | 2047-48 | 2048-49 | 2049-50
NSW1 | Grid Battery pump | 2.1468 | 2.4794 | 2.711 | 2.5938 | 2.3781 | 2.0907 | 1.9527 | 1.9283 | 1.7859 | 1.7259 | 1.5659 | 1.4146 | 1.4093 | 0 | 0 | 0 | 0 | 0 | 0 | 0 | 0 | 0 | 0 | 0 | 0 | 0 | 0
NSW1 | Pumped Hydro Pump | 4395.9377 | 7962.9484 | 6892.0349 | 11965.3815 | 15890.1631 | 21580.8494 | 24609.7465 | 29482.3205 | 31152.0134 | 26643.0991 | 29387.8855 | 25835.6763 | 26818.42 | 27475.8961 | 23546.1954 | 21736.5357 | 18294.9195 | 13264.4655 | 13606.3343 | 13991.9079 | 10365.7767 | 9402.3155 | 9588.4164 | 11346.6919 | 8540.0158 | 7257.8355 | 5347.4211
NSW1 | VPP pump | 5.9641 | 13.0257 | 22.8676 | 31.7947 | 40.5462 | 47.3293 | 59.9132 | 70.7623 | 78.6432 | 89.5789 | 101.5996 | 108.7593 | 121.5688 | 128.9321 | 130.1837 | 133.0116 | 137.5403 | 132.7777 | 135.1044 | 131.4685 | 124.1728 | 128.5383 | 128.431 | 119.2828 | 115.5492 | 117.5868 | 115.0421
Region | Technology | 2023-24 | 2024-25 | 2025-26 | 2026-27 | 2027-28 | 2028-29 | 2029-30 | 2030-31 | 2031-32 | 2032-33 | 2033-34 | 2034-35 | 2035-36 | 2036-37 | 2037-38 | 2038-39 | 2039-40 | 2040-41 | 2041-42 | 2042-43 | 2043-44 | 2044-45 | 2045-46 | 2046-47 | 2047-48 | 2048-49 | 2049-50
QLD1 | Grid Battery pump | 5.5707 | 5.273 | 5.1095 | 4.8801 | 4.639 | 4.2355 | 3.9564 | 3.8194 | 3.6143 | 3.4632 | 3.2357 | 2.9974 | 2.7852 | 2.7015 | 2.3397 | 2.2458 | 2.2101 | 2.1192 | 2.0374 | 1.9961 | 1.855 | 1.7146 | 1.6577 | 1.4843 | 1.3987 | 1.3058 | 1.2536
QLD1 | Pumped Hydro Pump | 4064.6048 | 5946.9191 | 5482.904 | 7028.4182 | 6924.1402 | 3532.8272 | 4088.0046 | 5182.9844 | 4767.7607 | 3807.1232 | 3837.5831 | 3376.7681 | 3617.215 | 3332.1608 | 1594.2327 | 1920.7708 | 1751.0799 | 1425.1764 | 1338.4666 | 1297.9094 | 1173.0683 | 1099.1864 | 874.8829 | 577.8863 | 515.8217 | 551.4883 | 476.9241
QLD1 | VPP pump | 5.2688 | 10.6063 | 17.9081 | 26.4019 | 33.8749 | 41.1875 | 53.9387 | 64.2262 | 71.105 | 78.4823 | 89.2132 | 96.9173 | 103.8208 | 111.8236 | 109.834 | 113.9698 | 117.2497 | 116.7372 | 116.0061 | 116.7169 | 114.5259 | 110.9962 | 111.6735 | 106.8356 | 103.9587 | 101.0198 | 99.206
Region | Technology | 2023-24 | 2024-25 | 2025-26 | 2026-27 | 2027-28 | 2028-29 | 2029-30 | 2030-31 | 2031-32 | 2032-33 | 2033-34 | 2034-35 | 2035-36 | 2036-37 | 2037-38 | 2038-39 | 2039-40 | 2040-41 | 2041-42 | 2042-43 | 2043-44 | 2044-45 | 2045-46 | 2046-47 | 2047-48 | 2048-49 | 2049-50
VIC1 | Grid Battery pump | 16.6819 | 14.7497 | 16.3373 | 15.2047 | 13.956 | 12.5465 | 11.8084 | 10.8787 | 10.224 | 9.747 | 6.87 | 6.1277 | 6.0148 | 5.6825 | 5.0972 | 4.6153 | 5.0031 | 4.2172 | 0 | 0 | 0 | 0 | 0 | 0 | 0 | 0 | 0
VIC1 | Pumped Hydro Pump | 0 | 0 | 0 | 0 | 0 | 0 | 0 | 0 | 0 | 0 | 0 | 0 | 0 | 0 | 0 | 0 | 0 | 0 | 0 | 0 | 0 | 0 | 0 | 0 | 0 | 0 | 0
VIC1 | VPP pump | 4.1956 | 9.2615 | 19.4442 | 27.8357 | 37.4671 | 42.4927 | 52.1233 | 56.1004 | 58.0153 | 61.9431 | 65.4558 | 69.0821 | 78.8621 | 85.7082 | 85.8829 | 87.9384 | 90.7078 | 85.0139 | 91.1214 | 86.0923 | 79.6886 | 84.9418 | 87.8902 | 79.6912 | 78.8851 | 79.9401 | 73.2019
Region | Technology | 2023-24 | 2024-25 | 2025-26 | 2026-27 | 2027-28 | 2028-29 | 2029-30 | 2030-31 | 2031-32 | 2032-33 | 2033-34 | 2034-35 | 2035-36 | 2036-37 | 2037-38 | 2038-39 | 2039-40 | 2040-41 | 2041-42 | 2042-43 | 2043-44 | 2044-45 | 2045-46 | 2046-47 | 2047-48 | 2048-49 | 2049-50
SA1 | Grid Battery pump | 19.0554 | 18.4534 | 16.8918 | 15.7713 | 14.9832 | 13.8585 | 13.0439 | 11.8384 | 10.9862 | 10.5923 | 9.9081 | 7.8734 | 7.5157 | 7.4367 | 6.7448 | 6.3712 | 5.9862 | 5.5033 | 5.5179 | 5.0945 | 1.5082 | 1.3805 | 1.3415 | 1.0995 | 0.97988 | 0.98421 | 0.82985
SA1 | Pumped Hydro Pump | 0 | 0 | 0 | 0 | 0 | 0 | 0 | 0 | 0 | 0 | 0 | 0 | 0 | 0 | 0 | 0 | 0 | 0 | 0 | 0 | 0 | 0 | 0 | 0 | 0 | 0 | 0
SA1 | VPP pump | 7.2513 | 9.8475 | 11.9646 | 13.4501 | 15.284 | 16.623 | 19.7483 | 21.7279 | 23.9162 | 27.3152 | 30.5128 | 31.51 | 34.0631 | 37.3271 | 36.909 | 37.5037 | 37.4 | 35.4201 | 37.0997 | 35.4874 | 35.8396 | 35.0333 | 37.6804 | 33.0949 | 31.059 | 32.0433 | 29.228
Region | Technology | 2023-24 | 2024-25 | 2025-26 | 2026-27 | 2027-28 | 2028-29 | 2029-30 | 2030-31 | 2031-32 | 2032-33 | 2033-34 | 2034-35 | 2035-36 | 2036-37 | 2037-38 | 2038-39 | 2039-40 | 2040-41 | 2041-42 | 2042-43 | 2043-44 | 2044-45 | 2045-46 | 2046-47 | 2047-48 | 2048-49 | 2049-50
TAS1 | Grid Battery pump | 0 | 0 | 0 | 0 | 0 | 0 | 0 | 0 | 0 | 0 | 0 | 0 | 0 | 0 | 0 | 0 | 0 | 0 | 0 | 0 | 0 | 0 | 0 | 0 | 0 | 0 | 0
TAS1 | Pumped Hydro Pump | 0 | 0 | 0 | 0 | 0 | 0 | 0 | 0 | 0 | 0 | 0 | 0 | 0 | 0 | 0 | 0 | 0 | 0 | 0 | 0 | 0 | 0 | 0 | 0 | 0 | 0 | 0
TAS1 | VPP pump | 0.043987 | 0.39425 | 0.5292 | 0.88739 | 1.4478 | 1.8571 | 2.9226 | 3.6714 | 4.6364 | 4.8101 | 5.3052 | 5.2205 | 5.7143 | 6.1244 | 5.9755 | 5.9554 | 6.8021 | 6.5478 | 6.6773 | 6.2925 | 6.0874 | 6.2229 | 6.2636 | 5.4279 | 5.5619 | 5.5901 | 5.1409

## Option 5_FOM Cost
FOM cost by technology ($000s) - Option 5, Step Change Scenario
FOM | Real June 2021 dollars discounted to 1 July 2021. For new entrant capacity, the FOM is incurred annually in modelling. For existing capacity, FOM is considered to be a sunk cost, since the fixed retirement dates are assumed to be the same in the Base Case and the option case.
Explicitly modelled generation
Region | Technology | 2023-24 | 2024-25 | 2025-26 | 2026-27 | 2027-28 | 2028-29 | 2029-30 | 2030-31 | 2031-32 | 2032-33 | 2033-34 | 2034-35 | 2035-36 | 2036-37 | 2037-38 | 2038-39 | 2039-40 | 2040-41 | 2041-42 | 2042-43 | 2043-44 | 2044-45 | 2045-46 | 2046-47 | 2047-48 | 2048-49 | 2049-50
NEM | Black Coal | 0 | 0 | 0 | 0 | 0 | 0 | 0 | 0 | 0 | 0 | 0 | 0 | 0 | 0 | 0 | 0 | 0 | 0 | 0 | 0 | 0 | 0 | 0 | 0 | 0 | 0 | 0
NEM | Brown Coal | 0 | 0 | 0 | 0 | 0 | 0 | 0 | 0 | 0 | 0 | 0 | 0 | 0 | 0 | 0 | 0 | 0 | 0 | 0 | 0 | 0 | 0 | 0 | 0 | 0 | 0 | 0
NEM | CCGT | 0 | 0 | 0 | 0 | 0 | 0 | 0 | 0 | 0 | 0 | 0 | 0 | 0 | 0 | 0 | 0 | 0 | 0 | 0 | 0 | 0 | 0 | 0 | 0 | 0 | 0 | 0
NEM | Gas - Steam | 0 | 0 | 0 | 0 | 0 | 0 | 0 | 0 | 0 | 0 | 0 | 0 | 0 | 0 | 0 | 0 | 0 | 0 | 0 | 0 | 0 | 0 | 0 | 0 | 0 | 0 | 0
NEM | OCGT / Diesel | 0 | 0.018343 | 0.017391 | 0.017006 | 0.016241 | 916.9445 | 869.1418 | 823.8319 | 782.9653 | 740.0659 | 701.4844 | 664.9144 | 3232.5781 | 3055.4593 | 9521.3386 | 9024.9655 | 8577.2777 | 8107.313 | 7684.6569 | 7284.035 | 10361.3053 | 15632.7634 | 14817.7852 | 18897.7778 | 17960.3439 | 22891.1581 | 21697.7802
NEM | Hydro | 0 | 0 | 0 | 0 | 0 | 0 | 0 | 0 | 0 | 0 | 0 | 0 | 0 | 0 | 0 | 0 | 0 | 0 | 0 | 0 | 0 | 0 | 0 | 0 | 0 | 0 | 0
NEM | Hydrogen Turbine | 0 | 0 | 0 | 0 | 0 | 0 | 0 | 0 | 0 | 0 | 0 | 0 | 0 | 0 | 0 | 0 | 0 | 0 | 0 | 0 | 0 | 0 | 0 | 0 | 0 | 0 | 0
NEM | Wind | 0 | 116892.6178 | 111867.8197 | 147790.7228 | 226638.7466 | 300424.1888 | 312339.4148 | 344714.3582 | 345375.5996 | 367009.0369 | 399975.03 | 382337.2572 | 382257.6761 | 370567.4115 | 395949.998 | 376900.0293 | 364087.3838 | 350945.7364 | 337327.4873 | 350875.9274 | 354455.7591 | 337031.2018 | 323692.7275 | 364745.8698 | 370904.3674 | 358984.0587 | 351173.6228
NEM | Solar PV | 0 | 0.11168 | 12587.5195 | 11931.3198 | 11353.8914 | 19205.2922 | 30189.7954 | 52129.5979 | 53108.7168 | 80510.0469 | 90953.1666 | 104998.3731 | 99789.8751 | 97506.5584 | 138040.9296 | 140642.2758 | 208357.1073 | 239463.3778 | 254442.7497 | 296312.9636 | 317073.2144 | 300159.5257 | 288591.8279 | 302297.4661 | 295495.4245 | 296891.2139 | 303741.351
NEM | Grid Battery | 0 | 0.10565 | 9107.117 | 8632.4121 | 20365.7107 | 42090.7055 | 41194.0836 | 45347.4426 | 43592.4702 | 77038.7238 | 75227.4664 | 71305.6559 | 75509.4697 | 71372.1693 | 72587.2147 | 68803.0491 | 97531.5024 | 103868.8116 | 134887.3089 | 151767.9498 | 154522.9894 | 158392.1303 | 150215.5015 | 144454.5903 | 137288.8513 | 147973.3803 | 142129.7812
NEM | Pumped Hydro | 0 | 0 | 6082.2344 | 5765.1698 | 5735.9641 | 7131.3529 | 6759.5863 | 6806.3361 | 6468.7057 | 10658.886 | 10103.2106 | 11592.2801 | 12139.3763 | 11474.2382 | 23723.1764 | 22486.4234 | 24150.7555 | 22827.4933 | 21637.4381 | 20509.4213 | 19492.0446 | 18759.2624 | 17781.2925 | 19987.3254 | 18995.8441 | 18181.046 | 17233.22
NEM | VPP | 0 | 0 | 0 | 0 | 0 | 0 | 0 | 0 | 0 | 0 | 0 | 0 | 0 | 0 | 0 | 0 | 0 | 0 | 0 | 0 | 0 | 0 | 0 | 0 | 0 | 0 | 0
Total excluding storage |  | 0 | 116892.8535 | 139644.7081 | 174119.6415 | 264094.3291 | 369768.4839 | 391352.0219 | 449821.5667 | 449328.4576 | 535956.7596 | 576960.358 | 570898.4807 | 572928.9753 | 553975.8367 | 639822.6573 | 617856.7433 | 702704.0267 | 725212.7321 | 755979.6408 | 826750.2972 | 855905.3128 | 829974.8835 | 795099.1347 | 850383.0293 | 840644.8313 | 844920.857 | 835975.7552
Region | Technology | 2023-24 | 2024-25 | 2025-26 | 2026-27 | 2027-28 | 2028-29 | 2029-30 | 2030-31 | 2031-32 | 2032-33 | 2033-34 | 2034-35 | 2035-36 | 2036-37 | 2037-38 | 2038-39 | 2039-40 | 2040-41 | 2041-42 | 2042-43 | 2043-44 | 2044-45 | 2045-46 | 2046-47 | 2047-48 | 2048-49 | 2049-50
NSW1 | Black Coal | 0 | 0 | 0 | 0 | 0 | 0 | 0 | 0 | 0 | 0 | 0 | 0 | 0 | 0 | 0 | 0 | 0 | 0 | 0 | 0 | 0 | 0 | 0 | 0 | 0 | 0 | 0
NSW1 | Brown Coal | 0 | 0 | 0 | 0 | 0 | 0 | 0 | 0 | 0 | 0 | 0 | 0 | 0 | 0 | 0 | 0 | 0 | 0 | 0 | 0 | 0 | 0 | 0 | 0 | 0 | 0 | 0
NSW1 | CCGT | 0 | 0 | 0 | 0 | 0 | 0 | 0 | 0 | 0 | 0 | 0 | 0 | 0 | 0 | 0 | 0 | 0 | 0 | 0 | 0 | 0 | 0 | 0 | 0 | 0 | 0 | 0
NSW1 | Gas - Steam | 0 | 0 | 0 | 0 | 0 | 0 | 0 | 0 | 0 | 0 | 0 | 0 | 0 | 0 | 0 | 0 | 0 | 0 | 0 | 0 | 0 | 0 | 0 | 0 | 0 | 0 | 0
NSW1 | OCGT / Diesel | 0 | 0.0082595 | 0.0078289 | 0.0074207 | 0.0070563 | 0.0066786 | 0.00634 | 0.006018 | 0.0057238 | 0.0054158 | 0.0051456 | 0.0048912 | 0.0046515 | 0.0044084 | 3603.8994 | 3416.0184 | 3246.565 | 3068.6798 | 2908.7012 | 2757.0628 | 2620.2974 | 3136.2291 | 2972.729 | 3583.0747 | 3405.3345 | 3420.504 | 3242.1839
NSW1 | Hydro | 0 | 0 | 0 | 0 | 0 | 0 | 0 | 0 | 0 | 0 | 0 | 0 | 0 | 0 | 0 | 0 | 0 | 0 | 0 | 0 | 0 | 0 | 0 | 0 | 0 | 0 | 0
NSW1 | Hydrogen Turbine | 0 | 0 | 0 | 0 | 0 | 0 | 0 | 0 | 0 | 0 | 0 | 0 | 0 | 0 | 0 | 0 | 0 | 0 | 0 | 0 | 0 | 0 | 0 | 0 | 0 | 0 | 0
NSW1 | Wind | 0 | 53648.0969 | 51920.4062 | 67146.533 | 121760.9136 | 128482.8879 | 125919.7594 | 120039.6709 | 114085.0419 | 127894.2766 | 129496.252 | 125643.1671 | 138296.8696 | 138148.0163 | 136020.7982 | 128961.7035 | 123359.2881 | 119295.2208 | 115290.1108 | 123446.9742 | 132766.1467 | 125491.802 | 118963.8368 | 121094.5977 | 131224.8212 | 124034.7808 | 119343.5013
NSW1 | Solar PV | 0 | 0.045568 | 12587.4399 | 11931.2245 | 11353.8002 | 17528.4508 | 28286.3829 | 42783.9167 | 40661.5989 | 46674.6145 | 50925.999 | 49472.7758 | 47018.6534 | 47392.5289 | 62294.7631 | 64220.9496 | 83608.3649 | 90777.4467 | 91965.5707 | 95027.7026 | 96000.6073 | 90740.5584 | 86010.0082 | 93552.3558 | 93294.4167 | 91574.4239 | 95591.264
NSW1 | Grid Battery | 0 | 0.066709 | 9107.0741 | 8632.3037 | 20365.6007 | 26091.9427 | 26029.3761 | 24672.4142 | 23448.5283 | 32916.088 | 31200.0846 | 29573.5401 | 28106.5441 | 26566.5358 | 25181.5516 | 23868.7701 | 38510.4822 | 36400.4355 | 40324.9817 | 39807.5902 | 39198.5069 | 41968.1765 | 39861.0425 | 39853.1975 | 37876.2604 | 42239.1727 | 40037.1414
NSW1 | Pumped Hydro | 0 | 0 | 6082.198 | 5765.1168 | 5735.9101 | 5421.6318 | 5138.9877 | 4871.0787 | 4629.4464 | 4375.7908 | 4147.6693 | 3931.4402 | 3736.4204 | 3531.6953 | 3347.5982 | 3173.0789 | 3015.6768 | 2850.4425 | 2701.842 | 2560.9879 | 2433.9504 | 2300.6035 | 2180.6669 | 2066.9946 | 1964.4603 | 1856.8239 | 1760.0227
NSW1 | VPP | 0 | 0 | 0 | 0 | 0 | 0 | 0 | 0 | 0 | 0 | 0 | 0 | 0 | 0 | 0 | 0 | 0 | 0 | 0 | 0 | 0 | 0 | 0 | 0 | 0 | 0 | 0
Total excluding storage |  | 0 | 53648.2174 | 79697.126 | 93475.1855 | 159216.2317 | 177524.9199 | 185374.5124 | 192367.0866 | 182824.6213 | 211860.7754 | 215770.01 | 208620.928 | 217158.4922 | 215638.7807 | 230448.6105 | 223640.5205 | 251740.377 | 252392.2254 | 253191.2066 | 263600.3178 | 273019.5088 | 263637.3695 | 249988.2834 | 260150.2203 | 267765.293 | 263125.7054 | 259974.1133
Region | Technology | 2023-24 | 2024-25 | 2025-26 | 2026-27 | 2027-28 | 2028-29 | 2029-30 | 2030-31 | 2031-32 | 2032-33 | 2033-34 | 2034-35 | 2035-36 | 2036-37 | 2037-38 | 2038-39 | 2039-40 | 2040-41 | 2041-42 | 2042-43 | 2043-44 | 2044-45 | 2045-46 | 2046-47 | 2047-48 | 2048-49 | 2049-50
QLD1 | Black Coal | 0 | 0 | 0 | 0 | 0 | 0 | 0 | 0 | 0 | 0 | 0 | 0 | 0 | 0 | 0 | 0 | 0 | 0 | 0 | 0 | 0 | 0 | 0 | 0 | 0 | 0 | 0
QLD1 | Brown Coal | 0 | 0 | 0 | 0 | 0 | 0 | 0 | 0 | 0 | 0 | 0 | 0 | 0 | 0 | 0 | 0 | 0 | 0 | 0 | 0 | 0 | 0 | 0 | 0 | 0 | 0 | 0
QLD1 | CCGT | 0 | 0 | 0 | 0 | 0 | 0 | 0 | 0 | 0 | 0 | 0 | 0 | 0 | 0 | 0 | 0 | 0 | 0 | 0 | 0 | 0 | 0 | 0 | 0 | 0 | 0 | 0
QLD1 | Gas - Steam | 0 | 0 | 0 | 0 | 0 | 0 | 0 | 0 | 0 | 0 | 0 | 0 | 0 | 0 | 0 | 0 | 0 | 0 | 0 | 0 | 0 | 0 | 0 | 0 | 0 | 0 | 0
QLD1 | OCGT / Diesel | 0 | 0.0020554 | 0.0019495 | 0.0019782 | 0.0018929 | 916.9308 | 869.1287 | 823.8187 | 782.9528 | 740.0534 | 701.4724 | 664.9028 | 631.9199 | 597.2959 | 3259.2276 | 3089.3152 | 2936.0683 | 2775.1957 | 2630.5173 | 2493.3813 | 2369.6958 | 2239.8559 | 2123.0861 | 6099.5655 | 5796.9935 | 11192.5059 | 10609.0103
QLD1 | Hydro | 0 | 0 | 0 | 0 | 0 | 0 | 0 | 0 | 0 | 0 | 0 | 0 | 0 | 0 | 0 | 0 | 0 | 0 | 0 | 0 | 0 | 0 | 0 | 0 | 0 | 0 | 0
QLD1 | Hydrogen Turbine | 0 | 0 | 0 | 0 | 0 | 0 | 0 | 0 | 0 | 0 | 0 | 0 | 0 | 0 | 0 | 0 | 0 | 0 | 0 | 0 | 0 | 0 | 0 | 0 | 0 | 0 | 0
QLD1 | Wind | 0 | 23287.4422 | 22073.4051 | 30752.9345 | 50013.0513 | 98624.8789 | 94143.0883 | 113855.6918 | 108567.4221 | 120088.005 | 129853.2494 | 123399.7478 | 117278.4404 | 110852.5439 | 127252.2036 | 120618.2025 | 114634.8749 | 110611.9913 | 107308.917 | 110692.7498 | 110256.4448 | 104215.2924 | 98782.268 | 122707.7942 | 120643.9786 | 119699.1038 | 114855.1523
QLD1 | Solar PV | 0 | 0.018302 | 0.025537 | 0.025381 | 0.024446 | 1676.7775 | 1903.3504 | 9345.5925 | 12447.0289 | 22272.8158 | 29067.3414 | 35926.6872 | 34144.5255 | 32273.6849 | 46361.9913 | 48569.0241 | 91417.4233 | 101886.9976 | 100798.6681 | 136878.439 | 130100.949 | 122972.4799 | 118212.1266 | 125908.3837 | 122655.4554 | 124966.563 | 130145.1299
QLD1 | Grid Battery | 0 | 0.0088259 | 0.0098369 | 0.014644 | 0.01801 | 15998.6758 | 15164.6218 | 18371.9924 | 17955.1432 | 31513.5034 | 32075.597 | 30403.4097 | 28895.2333 | 27312.0108 | 25888.162 | 24538.5426 | 38989.8605 | 36853.535 | 48709.1731 | 68480.5712 | 65083.5578 | 61517.5108 | 58310.4368 | 55270.5564 | 52528.8324 | 61419.291 | 58217.3375
QLD1 | Pumped Hydro | 0 | 0 | 0.0082714 | 0.0122 | 0.012026 | 1709.6795 | 1620.5494 | 1536.0659 | 1459.8685 | 1379.8797 | 1307.9433 | 3255.5334 | 3094.0412 | 2924.513 | 14901.5917 | 14124.7316 | 16203.8491 | 15316.0106 | 14517.5457 | 13760.7069 | 13078.1 | 12361.527 | 11717.0872 | 14239.2516 | 13532.9062 | 12791.4137 | 12124.5628
QLD1 | VPP | 0 | 0 | 0 | 0 | 0 | 0 | 0 | 0 | 0 | 0 | 0 | 0 | 0 | 0 | 0 | 0 | 0 | 0 | 0 | 0 | 0 | 0 | 0 | 0 | 0 | 0 | 0
Total excluding storage |  | 0 | 23287.4714 | 22073.4507 | 30752.9887 | 50013.1077 | 118926.9425 | 113700.7385 | 143933.1612 | 141212.4155 | 175994.2573 | 193005.6035 | 193650.2809 | 184044.1603 | 173960.0485 | 217663.1762 | 210939.816 | 264182.0761 | 267443.7301 | 273964.8211 | 332305.8483 | 320888.7474 | 303306.6661 | 289145.0047 | 324225.5514 | 315158.1661 | 330068.8774 | 325951.1927
Region | Technology | 2023-24 | 2024-25 | 2025-26 | 2026-27 | 2027-28 | 2028-29 | 2029-30 | 2030-31 | 2031-32 | 2032-33 | 2033-34 | 2034-35 | 2035-36 | 2036-37 | 2037-38 | 2038-39 | 2039-40 | 2040-41 | 2041-42 | 2042-43 | 2043-44 | 2044-45 | 2045-46 | 2046-47 | 2047-48 | 2048-49 | 2049-50
VIC1 | Black Coal | 0 | 0 | 0 | 0 | 0 | 0 | 0 | 0 | 0 | 0 | 0 | 0 | 0 | 0 | 0 | 0 | 0 | 0 | 0 | 0 | 0 | 0 | 0 | 0 | 0 | 0 | 0
VIC1 | Brown Coal | 0 | 0 | 0 | 0 | 0 | 0 | 0 | 0 | 0 | 0 | 0 | 0 | 0 | 0 | 0 | 0 | 0 | 0 | 0 | 0 | 0 | 0 | 0 | 0 | 0 | 0 | 0
VIC1 | CCGT | 0 | 0 | 0 | 0 | 0 | 0 | 0 | 0 | 0 | 0 | 0 | 0 | 0 | 0 | 0 | 0 | 0 | 0 | 0 | 0 | 0 | 0 | 0 | 0 | 0 | 0 | 0
VIC1 | Gas - Steam | 0 | 0 | 0 | 0 | 0 | 0 | 0 | 0 | 0 | 0 | 0 | 0 | 0 | 0 | 0 | 0 | 0 | 0 | 0 | 0 | 0 | 0 | 0 | 0 | 0 | 0 | 0
VIC1 | OCGT / Diesel | 0 | 0.004042 | 0.0038313 | 0.0036396 | 0.0034642 | 0.0032897 | 0.0031262 | 0.0029708 | 0.0028263 | 0.0027383 | 0.0026039 | 0.0025516 | 2600.6413 | 2458.1474 | 2658.1976 | 2519.6186 | 2394.6317 | 2263.4255 | 2145.427 | 2033.5801 | 5308.2513 | 10197.0695 | 9665.4687 | 9161.5818 | 8707.1168 | 8230.038 | 7800.9839
VIC1 | Hydro | 0 | 0 | 0 | 0 | 0 | 0 | 0 | 0 | 0 | 0 | 0 | 0 | 0 | 0 | 0 | 0 | 0 | 0 | 0 | 0 | 0 | 0 | 0 | 0 | 0 | 0 | 0
VIC1 | Hydrogen Turbine | 0 | 0 | 0 | 0 | 0 | 0 | 0 | 0 | 0 | 0 | 0 | 0 | 0 | 0 | 0 | 0 | 0 | 0 | 0 | 0 | 0 | 0 | 0 | 0 | 0 | 0 | 0
VIC1 | Wind | 0 | 18698.645 | 17723.8342 | 24614.7646 | 28300.4211 | 33548.9418 | 43522.2322 | 62029.2059 | 58952.2159 | 56268.2913 | 79814.6262 | 75653.6753 | 71900.8361 | 68002.4411 | 74076.7608 | 70214.954 | 68155.5972 | 65737.5311 | 62310.4561 | 61949.2151 | 59113.2665 | 55891.083 | 57194.9393 | 63746.0824 | 60583.9854 | 57763.0396 | 59624.0074
VIC1 | Solar PV | 0 | 0.015938 | 0.015457 | 0.03162 | 0.030205 | 0.028678 | 0.02758 | 0.035682 | 0.038473 | 7775.613 | 7370.2493 | 10345.057 | 9831.8852 | 9527.417 | 13248.424 | 12557.7507 | 17668.9393 | 16700.8292 | 26476.0271 | 27717.732 | 39026.1083 | 37267.2376 | 37754.2905 | 37180.3534 | 35933.8073 | 36784.968 | 36509.3813
VIC1 | Grid Battery | 0 | 0.013565 | 0.012971 | 0.059882 | 0.057177 | 0.054057 | 0.051417 | 2302.8389 | 2188.6056 | 4215.5182 | 3995.752 | 3787.4427 | 8190.1341 | 7741.3819 | 9049.3825 | 8577.6141 | 8799.2803 | 13538.2148 | 22722.7162 | 21538.1205 | 22475.731 | 26328.5627 | 24955.9837 | 23654.9702 | 22481.5539 | 21249.7493 | 22012.5649
VIC1 | Pumped Hydro | 0 | 0 | 0.0075667 | 0.016776 | 0.016029 | 0.01522 | 0.014511 | 0.02107 | 0.020039 | 0.019003 | 0.018069 | 0.017186 | 0.020028 | 0.019077 | 0.035757 | 0.033949 | 0.032375 | 0.031634 | 0.031516 | 0.029996 | 0.030142 | 74.4844 | 70.6023 | 66.9217 | 63.6021 | 286.1356 | 271.2186
VIC1 | VPP | 0 | 0 | 0 | 0 | 0 | 0 | 0 | 0 | 0 | 0 | 0 | 0 | 0 | 0 | 0 | 0 | 0 | 0 | 0 | 0 | 0 | 0 | 0 | 0 | 0 | 0 | 0
Total excluding storage |  | 0 | 18698.6785 | 17723.874 | 24614.8765 | 28300.5279 | 33549.0431 | 43522.3289 | 64332.1045 | 61140.8829 | 68259.4442 | 91180.6482 | 89786.1948 | 92523.5168 | 87729.4066 | 99032.8007 | 93869.9713 | 97018.4809 | 98240.0322 | 113654.6579 | 113238.6776 | 125923.3872 | 129758.4373 | 129641.2846 | 133809.9094 | 127770.0655 | 124313.9304 | 126218.1561
Region | Technology | 2023-24 | 2024-25 | 2025-26 | 2026-27 | 2027-28 | 2028-29 | 2029-30 | 2030-31 | 2031-32 | 2032-33 | 2033-34 | 2034-35 | 2035-36 | 2036-37 | 2037-38 | 2038-39 | 2039-40 | 2040-41 | 2041-42 | 2042-43 | 2043-44 | 2044-45 | 2045-46 | 2046-47 | 2047-48 | 2048-49 | 2049-50
SA1 | Black Coal | 0 | 0 | 0 | 0 | 0 | 0 | 0 | 0 | 0 | 0 | 0 | 0 | 0 | 0 | 0 | 0 | 0 | 0 | 0 | 0 | 0 | 0 | 0 | 0 | 0 | 0 | 0
SA1 | Brown Coal | 0 | 0 | 0 | 0 | 0 | 0 | 0 | 0 | 0 | 0 | 0 | 0 | 0 | 0 | 0 | 0 | 0 | 0 | 0 | 0 | 0 | 0 | 0 | 0 | 0 | 0 | 0
SA1 | CCGT | 0 | 0 | 0 | 0 | 0 | 0 | 0 | 0 | 0 | 0 | 0 | 0 | 0 | 0 | 0 | 0 | 0 | 0 | 0 | 0 | 0 | 0 | 0 | 0 | 0 | 0 | 0
SA1 | Gas - Steam | 0 | 0 | 0 | 0 | 0 | 0 | 0 | 0 | 0 | 0 | 0 | 0 | 0 | 0 | 0 | 0 | 0 | 0 | 0 | 0 | 0 | 0 | 0 | 0 | 0 | 0 | 0
SA1 | OCGT / Diesel | 0 | 0.002084 | 0.0019776 | 0.0022495 | 0.002144 | 0.0020366 | 0.001941 | 0.0021755 | 0.0020782 | 0.0023026 | 0.0021951 | 0.0022115 | 0.0075333 | 0.0071276 | 0.0093462 | 0.0088628 | 0.0084421 | 0.007986 | 0.0075739 | 0.007187 | 63.0572 | 59.6022 | 56.495 | 53.5497 | 50.8934 | 48.1048 | 45.597
SA1 | Hydro | 0 | 0 | 0 | 0 | 0 | 0 | 0 | 0 | 0 | 0 | 0 | 0 | 0 | 0 | 0 | 0 | 0 | 0 | 0 | 0 | 0 | 0 | 0 | 0 | 0 | 0 | 0
SA1 | Hydrogen Turbine | 0 | 0 | 0 | 0 | 0 | 0 | 0 | 0 | 0 | 0 | 0 | 0 | 0 | 0 | 0 | 0 | 0 | 0 | 0 | 0 | 0 | 0 | 0 | 0 | 0 | 0 | 0
SA1 | Wind | 0 | 9089.5222 | 8615.6609 | 14144.044 | 13442.4255 | 26091.7567 | 28405.5032 | 29385.2422 | 27927.5729 | 28867.5049 | 28686.7698 | 27191.2517 | 25842.5736 | 26211.0717 | 32646.392 | 32504.369 | 34557.1582 | 33173.2611 | 31443.8495 | 34906.2736 | 33425.3794 | 33573.7678 | 31823.4777 | 41151.7019 | 43201.8433 | 43072.9558 | 43688.2329
SA1 | Solar PV | 0 | 0.025253 | 0.032302 | 0.031693 | 0.030206 | 0.029296 | 0.028667 | 0.045937 | 0.043696 | 3786.995 | 3589.5687 | 9253.8427 | 8794.8011 | 8312.9182 | 16135.7412 | 15294.5418 | 15662.369 | 29115.6966 | 34271.2916 | 35806.4432 | 51106.6865 | 48386.3467 | 45863.8358 | 44943.9869 | 42934.697 | 42925.2996 | 40888.9793
SA1 | Grid Battery | 0 | 0.0095421 | 0.011815 | 0.024728 | 0.024 | 0.022698 | 0.021904 | 0.17352 | 0.16598 | 8393.5783 | 7955.9986 | 7541.231 | 10317.527 | 9752.2112 | 12468.0862 | 11818.0915 | 11231.8498 | 17076.5983 | 23130.4106 | 21941.6419 | 27765.1653 | 28577.8436 | 27088.0036 | 25675.833 | 24402.1705 | 23065.1314 | 21862.7004
SA1 | Pumped Hydro | 0 | 0 | 0.0063862 | 0.0089307 | 0.0086044 | 0.0082072 | 0.0079421 | 0.0095517 | 0.0090978 | 0.0088485 | 0.0084983 | 0.0081573 | 0.0090392 | 0.0086243 | 0.010238 | 0.0097486 | 0.0093684 | 0.009527 | 0.010106 | 0.010298 | 0.010018 | 0.01126 | 0.010712 | 0.010184 | 0.0097068 | 0.009214 | 0.0095506
SA1 | VPP | 0 | 0 | 0 | 0 | 0 | 0 | 0 | 0 | 0 | 0 | 0 | 0 | 0 | 0 | 0 | 0 | 0 | 0 | 0 | 0 | 0 | 0 | 0 | 0 | 0 | 0 | 0
Total excluding storage |  | 0 | 9089.5591 | 8615.7134 | 14144.1116 | 13442.4905 | 26091.8189 | 28405.5636 | 29385.4734 | 27927.7938 | 41048.0892 | 40232.3478 | 43986.3357 | 44954.9183 | 44276.2168 | 61250.2389 | 59617.0209 | 61451.3949 | 79365.5736 | 88845.5695 | 92654.3761 | 112360.2984 | 110597.5716 | 104831.8228 | 111825.0817 | 110589.6139 | 109111.5008 | 106485.5192
Region | Technology | 2023-24 | 2024-25 | 2025-26 | 2026-27 | 2027-28 | 2028-29 | 2029-30 | 2030-31 | 2031-32 | 2032-33 | 2033-34 | 2034-35 | 2035-36 | 2036-37 | 2037-38 | 2038-39 | 2039-40 | 2040-41 | 2041-42 | 2042-43 | 2043-44 | 2044-45 | 2045-46 | 2046-47 | 2047-48 | 2048-49 | 2049-50
TAS1 | Black Coal | 0 | 0 | 0 | 0 | 0 | 0 | 0 | 0 | 0 | 0 | 0 | 0 | 0 | 0 | 0 | 0 | 0 | 0 | 0 | 0 | 0 | 0 | 0 | 0 | 0 | 0 | 0
TAS1 | Brown Coal | 0 | 0 | 0 | 0 | 0 | 0 | 0 | 0 | 0 | 0 | 0 | 0 | 0 | 0 | 0 | 0 | 0 | 0 | 0 | 0 | 0 | 0 | 0 | 0 | 0 | 0 | 0
TAS1 | CCGT | 0 | 0 | 0 | 0 | 0 | 0 | 0 | 0 | 0 | 0 | 0 | 0 | 0 | 0 | 0 | 0 | 0 | 0 | 0 | 0 | 0 | 0 | 0 | 0 | 0 | 0 | 0
TAS1 | Gas - Steam | 0 | 0 | 0 | 0 | 0 | 0 | 0 | 0 | 0 | 0 | 0 | 0 | 0 | 0 | 0 | 0 | 0 | 0 | 0 | 0 | 0 | 0 | 0 | 0 | 0 | 0 | 0
TAS1 | OCGT / Diesel | 0 | 0.0019022 | 0.0018041 | 0.0017181 | 0.001684 | 0.0016776 | 0.0017004 | 0.0020014 | 0.0019145 | 0.0021367 | 0.0020359 | 0.0019418 | 0.0046714 | 0.0044225 | 0.0047112 | 0.0044718 | 0.0042596 | 0.0040311 | 0.0038472 | 0.0036566 | 0.0035974 | 0.0066662 | 0.0063243 | 0.0060005 | 0.0057096 | 0.005404 | 0.0051287
TAS1 | Hydro | 0 | 0 | 0 | 0 | 0 | 0 | 0 | 0 | 0 | 0 | 0 | 0 | 0 | 0 | 0 | 0 | 0 | 0 | 0 | 0 | 0 | 0 | 0 | 0 | 0 | 0 | 0
TAS1 | Hydrogen Turbine | 0 | 0 | 0 | 0 | 0 | 0 | 0 | 0 | 0 | 0 | 0 | 0 | 0 | 0 | 0 | 0 | 0 | 0 | 0 | 0 | 0 | 0 | 0 | 0 | 0 | 0 | 0
TAS1 | Wind | 0 | 12168.9116 | 11534.5134 | 11132.4467 | 13121.9351 | 13675.7234 | 20348.8317 | 19404.5474 | 35843.3467 | 33890.9592 | 32124.1326 | 30449.4152 | 28938.9564 | 27353.3386 | 25953.8435 | 24600.8002 | 23380.4655 | 22127.7321 | 20974.1537 | 19880.7147 | 18894.5218 | 17859.2565 | 16928.2058 | 16045.6936 | 15249.739 | 14414.1786 | 13662.7289
TAS1 | Solar PV | 0 | 0.0066203 | 0.0062925 | 0.0065887 | 0.0063234 | 0.0060024 | 0.0059082 | 0.007056 | 0.00676 | 0.0086006 | 0.0081791 | 0.010416 | 0.0099148 | 0.0094438 | 0.0099979 | 0.0096101 | 0.010716 | 982.4077 | 931.1922 | 882.6468 | 838.8633 | 792.903 | 751.5668 | 712.3863 | 677.048 | 639.9594 | 606.5966
TAS1 | Grid Battery | 0 | 0.0070107 | 0.0082699 | 0.0091187 | 0.010848 | 0.010282 | 0.012414 | 0.023621 | 0.027183 | 0.035949 | 0.034209 | 0.0325 | 0.031077 | 0.029566 | 0.032347 | 0.030866 | 0.029507 | 0.028043 | 0.027303 | 0.026049 | 0.028292 | 0.036652 | 0.034861 | 0.033211 | 0.03417 | 0.036043 | 0.036986
TAS1 | Pumped Hydro | 0 | 0 | 0.014255 | 0.015094 | 0.017354 | 0.018112 | 0.026764 | 399.1608 | 379.3616 | 4903.1876 | 4647.5715 | 4405.2812 | 5308.8856 | 5018.0022 | 5473.9405 | 5188.5693 | 4931.1878 | 4660.999 | 4418.0088 | 4187.6861 | 3979.954 | 4022.6363 | 3812.9254 | 3614.1474 | 3434.8658 | 3246.6636 | 3077.4064
TAS1 | VPP | 0 | 0 | 0 | 0 | 0 | 0 | 0 | 0 | 0 | 0 | 0 | 0 | 0 | 0 | 0 | 0 | 0 | 0 | 0 | 0 | 0 | 0 | 0 | 0 | 0 | 0 | 0
Total excluding storage |  | 0 | 12168.9271 | 11534.544 | 11132.4792 | 13121.9713 | 13675.7595 | 20348.8785 | 19803.7409 | 36222.7442 | 38794.1935 | 36771.7485 | 34854.7413 | 34247.8877 | 32371.3842 | 31427.8311 | 29789.4145 | 28311.6977 | 27771.1709 | 26323.3859 | 24951.0774 | 23713.371 | 22674.8391 | 21492.7392 | 20372.2665 | 19361.6928 | 18300.843 | 17346.7739

## Option 5_Fuel Cost
Fuel cost by technology ($000s) - Option 5, Step Change Scenario
Fuel | Real June 2021 dollars discounted to 1 July 2021
Explicitly modelled generation
Region | Technology | 2023-24 | 2024-25 | 2025-26 | 2026-27 | 2027-28 | 2028-29 | 2029-30 | 2030-31 | 2031-32 | 2032-33 | 2033-34 | 2034-35 | 2035-36 | 2036-37 | 2037-38 | 2038-39 | 2039-40 | 2040-41 | 2041-42 | 2042-43 | 2043-44 | 2044-45 | 2045-46 | 2046-47 | 2047-48 | 2048-49 | 2049-50
NEM | Black Coal | 1659217.882 | 1332888.658 | 1206218.4875 | 1036821.192 | 781433.364 | 678104.786 | 574104.474 | 391897.046 | 356586.564 | 301288.692 | 173151.182 | 163900.513 | 134150.635 | 120498.072 | 119658.366 | 107579.9605 | 18574.036 | 6996.025 | 6463.4905 | 0 | 0 | 0 | 0 | 0 | 0 | 0 | 0
NEM | Brown Coal | 215860.267 | 178599.517 | 156707.389 | 114171.768 | 108963.274 | 86410.044 | 52521.058 | 32781.894 | 24685.309 | 0 | 0 | 0 | 0 | 0 | 0 | 0 | 0 | 0 | 0 | 0 | 0 | 0 | 0 | 0 | 0 | 0 | 0
NEM | CCGT | 148437.2046 | 113258.0563 | 193067.8209 | 221978.8049 | 214026.7232 | 233340.866 | 255778.6738 | 289762.054 | 242105.0878 | 224904.0487 | 281388.712 | 305633.1055 | 215817.7945 | 188666.9195 | 133045.265 | 141163.6985 | 125003.8335 | 101792.785 | 81263.5855 | 89387.8723 | 63607.121 | 48854.8988 | 26300.6828 | 19979.868 | 18640.78 | 17450.416 | 16874.698
NEM | Gas - Steam | 11398.7814 | 10612.6324 | 32197.759 | 14420.287 | 9095.604 | 18389.33 | 14603.792 | 72924.176 | 12189.211 | 25484.468 | 21526.668 | 36379.868 | 20566.576 | 28208.094 | 29730.652 | 30155.066 | 0 | 0 | 0 | 0 | 0 | 0 | 0 | 0 | 0 | 0 | 0
NEM | OCGT / Diesel | 17482.1413 | 13726.4594 | 30405.9073 | 36793.9249 | 25344.4618 | 31890.5493 | 24216.7282 | 108816.5684 | 46260.4539 | 74494.4357 | 122584.3894 | 229559.52 | 130883.3999 | 166325.211 | 159110.3056 | 144249.9459 | 334759.0688 | 308384.5075 | 147241.329 | 190083.2264 | 328980.673 | 194663.4418 | 233485.3259 | 290096.8074 | 199875.9763 | 280139.6341 | 255000.1231
NEM | Hydro | 0 | 0 | 0 | 0 | 0 | 0 | 0 | 0 | 0 | 0 | 0 | 0 | 0 | 0 | 0 | 0 | 0 | 0 | 0 | 0 | 0 | 0 | 0 | 0 | 0 | 0 | 0
NEM | Hydrogen Turbine | 0 | 0 | 0 | 0 | 0 | 0 | 0 | 0 | 0 | 0 | 0 | 0 | 0 | 0 | 0 | 0 | 0 | 0 | 0 | 0 | 0 | 0 | 0 | 0 | 0 | 0 | 0
NEM | Wind | 0 | 0 | 0 | 0 | 0 | 0 | 0 | 0 | 0 | 0 | 0 | 0 | 0 | 0 | 0 | 0 | 0 | 0 | 0 | 0 | 0 | 0 | 0 | 0 | 0 | 0 | 0
NEM | Solar PV | 0 | 0 | 0 | 0 | 0 | 0 | 0 | 0 | 0 | 0 | 0 | 0 | 0 | 0 | 0 | 0 | 0 | 0 | 0 | 0 | 0 | 0 | 0 | 0 | 0 | 0 | 0
NEM | Grid Battery | 0 | 0 | 0 | 0 | 0 | 0 | 0 | 0 | 0 | 0 | 0 | 0 | 0 | 0 | 0 | 0 | 0 | 0 | 0 | 0 | 0 | 0 | 0 | 0 | 0 | 0 | 0
NEM | Pumped Hydro | 0 | 0 | 0 | 0 | 0 | 0 | 0 | 0 | 0 | 0 | 0 | 0 | 0 | 0 | 0 | 0 | 0 | 0 | 0 | 0 | 0 | 0 | 0 | 0 | 0 | 0 | 0
NEM | VPP | 0 | 0 | 0 | 0 | 0 | 0 | 0 | 0 | 0 | 0 | 0 | 0 | 0 | 0 | 0 | 0 | 0 | 0 | 0 | 0 | 0 | 0 | 0 | 0 | 0 | 0 | 0
Total excluding storage |  | 2052396.2763 | 1649085.3231 | 1618597.3637 | 1424185.9768 | 1138863.427 | 1048135.5753 | 921224.726 | 896181.7384 | 681826.6257 | 626171.6444 | 598650.9514 | 735473.0065 | 501418.4054 | 503698.2965 | 441544.5886 | 423148.6709 | 478336.9383 | 417173.3175 | 234968.405 | 279471.0987 | 392587.794 | 243518.3406 | 259786.0087 | 310076.6754 | 218516.7563 | 297590.0501 | 271874.8211
Region | Technology | 2023-24 | 2024-25 | 2025-26 | 2026-27 | 2027-28 | 2028-29 | 2029-30 | 2030-31 | 2031-32 | 2032-33 | 2033-34 | 2034-35 | 2035-36 | 2036-37 | 2037-38 | 2038-39 | 2039-40 | 2040-41 | 2041-42 | 2042-43 | 2043-44 | 2044-45 | 2045-46 | 2046-47 | 2047-48
NSW1 | Black Coal | 910249.792 | 690632.724 | 556313.7715 | 484369.156 | 338424.488 | 333714.472 | 264548.852 | 213436.444 | 196998.964 | 188198.9 | 98723.504 | 95503.968 | 77907.404 | 64396.846 | 66252.526 | 61174.204 | 0 | 0 | 0 | 0 | 0 | 0 | 0 | 0 | 0 | 0 | 0
NSW1 | Brown Coal | 0 | 0 | 0 | 0 | 0 | 0 | 0 | 0 | 0 | 0 | 0 | 0 | 0 | 0 | 0 | 0 | 0 | 0 | 0 | 0 | 0 | 0 | 0 | 0 | 0 | 0 | 0
NSW1 | CCGT | 875.6051 | 387.8808 | 18062.176 | 38002.012 | 41083.7 | 33762.344 | 54060.616 | 52314.632 | 45455.932 | 39275.772 | 56553.944 | 63268.188 | 39003.772 | 38394.368 | 39044.944 | 44090.072 | 42231.944 | 31528.512 | 25638.75 | 29214.998 | 0 | 0 | 0 | 0 | 0 | 0 | 0
NSW1 | Gas - Steam | 0 | 0 | 0 | 0 | 0 | 0 | 0 | 0 | 0 | 0 | 0 | 0 | 0 | 0 | 0 | 0 | 0 | 0 | 0 | 0 | 0 | 0 | 0 | 0 | 0 | 0 | 0
NSW1 | OCGT / Diesel | 927.4161 | 551.9789 | 3607.1738 | 3164.4971 | 2563.3075 | 509.0095 | 3.2681 | 12161.6388 | 2163.7979 | 8574.8021 | 16995.6116 | 57753.7188 | 24374.2113 | 42439.4262 | 29954.1645 | 37085.1213 | 113668.8299 | 134549.4147 | 57544.3105 | 67705.164 | 117240.7798 | 55361.4113 | 78561.3476 | 71919.876 | 64718.721 | 58467.3069 | 67610.4764
NSW1 | Hydro | 0 | 0 | 0 | 0 | 0 | 0 | 0 | 0 | 0 | 0 | 0 | 0 | 0 | 0 | 0 | 0 | 0 | 0 | 0 | 0 | 0 | 0 | 0 | 0 | 0 | 0 | 0
NSW1 | Hydrogen Turbine | 0 | 0 | 0 | 0 | 0 | 0 | 0 | 0 | 0 | 0 | 0 | 0 | 0 | 0 | 0 | 0 | 0 | 0 | 0 | 0 | 0 | 0 | 0 | 0 | 0 | 0 | 0
NSW1 | Wind | 0 | 0 | 0 | 0 | 0 | 0 | 0 | 0 | 0 | 0 | 0 | 0 | 0 | 0 | 0 | 0 | 0 | 0 | 0 | 0 | 0 | 0 | 0 | 0 | 0 | 0 | 0
NSW1 | Solar PV | 0 | 0 | 0 | 0 | 0 | 0 | 0 | 0 | 0 | 0 | 0 | 0 | 0 | 0 | 0 | 0 | 0 | 0 | 0 | 0 | 0 | 0 | 0 | 0 | 0 | 0 | 0
NSW1 | Grid Battery | 0 | 0 | 0 | 0 | 0 | 0 | 0 | 0 | 0 | 0 | 0 | 0 | 0 | 0 | 0 | 0 | 0 | 0 | 0 | 0 | 0 | 0 | 0 | 0 | 0 | 0 | 0
NSW1 | Pumped Hydro | 0 | 0 | 0 | 0 | 0 | 0 | 0 | 0 | 0 | 0 | 0 | 0 | 0 | 0 | 0 | 0 | 0 | 0 | 0 | 0 | 0 | 0 | 0 | 0 | 0 | 0 | 0
NSW1 | VPP | 0 | 0 | 0 | 0 | 0 | 0 | 0 | 0 | 0 | 0 | 0 | 0 | 0 | 0 | 0 | 0 | 0 | 0 | 0 | 0 | 0 | 0 | 0 | 0 | 0 | 0 | 0
Total excluding storage |  | 912052.8132 | 691572.5837 | 577983.1213 | 525535.6651 | 382071.4955 | 367985.8255 | 318612.7361 | 277912.7148 | 244618.6939 | 236049.4741 | 172273.0596 | 216525.8748 | 141285.3873 | 145230.6402 | 135251.6345 | 142349.3973 | 155900.7739 | 166077.9267 | 83183.0605 | 96920.162 | 117240.7798 | 55361.4113 | 78561.3476 | 71919.876 | 64718.721 | 58467.3069 | 67610.4764
Region | Technology | 2023-24 | 2024-25 | 2025-26 | 2026-27 | 2027-28 | 2028-29 | 2029-30 | 2030-31 | 2031-32 | 2032-33 | 2033-34 | 2034-35 | 2035-36 | 2036-37 | 2037-38 | 2038-39 | 2039-40 | 2040-41 | 2041-42 | 2042-43 | 2043-44 | 2044-45 | 2045-46 | 2046-47 | 2047-48
QLD1 | Black Coal | 748968.09 | 642255.934 | 649904.716 | 552452.036 | 443008.876 | 344390.314 | 309555.622 | 178460.602 | 159587.6 | 113089.792 | 74427.678 | 68396.545 | 56243.231 | 56101.226 | 53405.84 | 46405.7565 | 18574.036 | 6996.025 | 6463.4905 | 0 | 0 | 0 | 0 | 0 | 0 | 0 | 0
QLD1 | Brown Coal | 0 | 0 | 0 | 0 | 0 | 0 | 0 | 0 | 0 | 0 | 0 | 0 | 0 | 0 | 0 | 0 | 0 | 0 | 0 | 0 | 0 | 0 | 0 | 0 | 0 | 0 | 0
QLD1 | CCGT | 70551.3235 | 61562.5435 | 98277.5969 | 134642.5689 | 132014.6232 | 139857.138 | 147131.1578 | 165731.91 | 154604.4518 | 139392.6087 | 174924.696 | 179164.5855 | 139984.0545 | 108347.5995 | 94000.321 | 97073.6265 | 82771.8895 | 70264.273 | 55624.8355 | 60172.8743 | 63607.121 | 48854.8988 | 26300.6828 | 19979.868 | 18640.78 | 17450.416 | 16874.698
QLD1 | Gas - Steam | 0 | 0 | 0 | 0 | 0 | 0 | 0 | 0 | 0 | 0 | 0 | 0 | 0 | 0 | 0 | 0 | 0 | 0 | 0 | 0 | 0 | 0 | 0 | 0 | 0 | 0 | 0
QLD1 | OCGT / Diesel | 215.0669 | 0.054857 | 217.8722 | 1426.385 | 1906.4002 | 1467.5165 | 617.5964 | 29530.1208 | 23375.4791 | 20882.2765 | 60072.0988 | 68267.1444 | 48636.1063 | 64120.7712 | 42778.4482 | 33797.2991 | 73242.9505 | 62707.5681 | 26986.3516 | 46636.4208 | 54469.3541 | 31572.652 | 44954.143 | 77681.8624 | 31801.4802 | 80406.795 | 63408.304
QLD1 | Hydro | 0 | 0 | 0 | 0 | 0 | 0 | 0 | 0 | 0 | 0 | 0 | 0 | 0 | 0 | 0 | 0 | 0 | 0 | 0 | 0 | 0 | 0 | 0 | 0 | 0 | 0 | 0
QLD1 | Hydrogen Turbine | 0 | 0 | 0 | 0 | 0 | 0 | 0 | 0 | 0 | 0 | 0 | 0 | 0 | 0 | 0 | 0 | 0 | 0 | 0 | 0 | 0 | 0 | 0 | 0 | 0 | 0 | 0
QLD1 | Wind | 0 | 0 | 0 | 0 | 0 | 0 | 0 | 0 | 0 | 0 | 0 | 0 | 0 | 0 | 0 | 0 | 0 | 0 | 0 | 0 | 0 | 0 | 0 | 0 | 0 | 0 | 0
QLD1 | Solar PV | 0 | 0 | 0 | 0 | 0 | 0 | 0 | 0 | 0 | 0 | 0 | 0 | 0 | 0 | 0 | 0 | 0 | 0 | 0 | 0 | 0 | 0 | 0 | 0 | 0 | 0 | 0
QLD1 | Grid Battery | 0 | 0 | 0 | 0 | 0 | 0 | 0 | 0 | 0 | 0 | 0 | 0 | 0 | 0 | 0 | 0 | 0 | 0 | 0 | 0 | 0 | 0 | 0 | 0 | 0 | 0 | 0
QLD1 | Pumped Hydro | 0 | 0 | 0 | 0 | 0 | 0 | 0 | 0 | 0 | 0 | 0 | 0 | 0 | 0 | 0 | 0 | 0 | 0 | 0 | 0 | 0 | 0 | 0 | 0 | 0 | 0 | 0
QLD1 | VPP | 0 | 0 | 0 | 0 | 0 | 0 | 0 | 0 | 0 | 0 | 0 | 0 | 0 | 0 | 0 | 0 | 0 | 0 | 0 | 0 | 0 | 0 | 0 | 0 | 0 | 0 | 0
Total excluding storage |  | 819734.4804 | 703818.5323 | 748400.1851 | 688520.9899 | 576929.8994 | 485714.9685 | 457304.3762 | 373722.6328 | 337567.5309 | 273364.6772 | 309424.4728 | 315828.2749 | 244863.3918 | 228569.5967 | 190184.6092 | 177276.6821 | 174588.876 | 139967.8661 | 89074.6776 | 106809.2951 | 118076.4751 | 80427.5508 | 71254.8258 | 97661.7304 | 50442.2602 | 97857.211 | 80283.002
Region | Technology | 2023-24 | 2024-25 | 2025-26 | 2026-27 | 2027-28 | 2028-29 | 2029-30 | 2030-31 | 2031-32 | 2032-33 | 2033-34 | 2034-35 | 2035-36 | 2036-37 | 2037-38 | 2038-39 | 2039-40 | 2040-41 | 2041-42 | 2042-43 | 2043-44 | 2044-45 | 2045-46 | 2046-47 | 2047-48
VIC1 | Black Coal | 0 | 0 | 0 | 0 | 0 | 0 | 0 | 0 | 0 | 0 | 0 | 0 | 0 | 0 | 0 | 0 | 0 | 0 | 0 | 0 | 0 | 0 | 0 | 0 | 0 | 0 | 0
VIC1 | Brown Coal | 215860.267 | 178599.517 | 156707.389 | 114171.768 | 108963.274 | 86410.044 | 52521.058 | 32781.894 | 24685.309 | 0 | 0 | 0 | 0 | 0 | 0 | 0 | 0 | 0 | 0 | 0 | 0 | 0 | 0 | 0 | 0 | 0 | 0
VIC1 | CCGT | 0 | 0 | 0 | 0 | 0 | 0 | 0 | 0 | 0 | 0 | 0 | 0 | 0 | 0 | 0 | 0 | 0 | 0 | 0 | 0 | 0 | 0 | 0 | 0 | 0 | 0 | 0
VIC1 | Gas - Steam | 1711.8764 | 1789.0284 | 6592.151 | 14420.287 | 9095.604 | 18389.33 | 14603.792 | 72924.176 | 12189.211 | 25484.468 | 21526.668 | 36379.868 | 20566.576 | 28208.094 | 29730.652 | 30155.066 | 0 | 0 | 0 | 0 | 0 | 0 | 0 | 0 | 0 | 0 | 0
VIC1 | OCGT / Diesel | 2798.53 | 1782.8433 | 4120.0497 | 14522.6903 | 7907.9291 | 12218.171 | 7860.7921 | 33703.174 | 5092.4302 | 24531.2038 | 19526.248 | 57659.2158 | 35628.0211 | 35925.1174 | 57527.5822 | 45441.4189 | 105652.8237 | 84506.3339 | 46355.3018 | 55365.1157 | 131421.8541 | 99565.8546 | 102986.099 | 137874.5427 | 101696.5334 | 138312.1369 | 121085.6813
VIC1 | Hydro | 0 | 0 | 0 | 0 | 0 | 0 | 0 | 0 | 0 | 0 | 0 | 0 | 0 | 0 | 0 | 0 | 0 | 0 | 0 | 0 | 0 | 0 | 0 | 0 | 0 | 0 | 0
VIC1 | Hydrogen Turbine | 0 | 0 | 0 | 0 | 0 | 0 | 0 | 0 | 0 | 0 | 0 | 0 | 0 | 0 | 0 | 0 | 0 | 0 | 0 | 0 | 0 | 0 | 0 | 0 | 0 | 0 | 0
VIC1 | Wind | 0 | 0 | 0 | 0 | 0 | 0 | 0 | 0 | 0 | 0 | 0 | 0 | 0 | 0 | 0 | 0 | 0 | 0 | 0 | 0 | 0 | 0 | 0 | 0 | 0 | 0 | 0
VIC1 | Solar PV | 0 | 0 | 0 | 0 | 0 | 0 | 0 | 0 | 0 | 0 | 0 | 0 | 0 | 0 | 0 | 0 | 0 | 0 | 0 | 0 | 0 | 0 | 0 | 0 | 0 | 0 | 0
VIC1 | Grid Battery | 0 | 0 | 0 | 0 | 0 | 0 | 0 | 0 | 0 | 0 | 0 | 0 | 0 | 0 | 0 | 0 | 0 | 0 | 0 | 0 | 0 | 0 | 0 | 0 | 0 | 0 | 0
VIC1 | Pumped Hydro | 0 | 0 | 0 | 0 | 0 | 0 | 0 | 0 | 0 | 0 | 0 | 0 | 0 | 0 | 0 | 0 | 0 | 0 | 0 | 0 | 0 | 0 | 0 | 0 | 0 | 0 | 0
VIC1 | VPP | 0 | 0 | 0 | 0 | 0 | 0 | 0 | 0 | 0 | 0 | 0 | 0 | 0 | 0 | 0 | 0 | 0 | 0 | 0 | 0 | 0 | 0 | 0 | 0 | 0 | 0 | 0
Total excluding storage |  | 220370.6734 | 182171.3887 | 167419.5897 | 143114.7453 | 125966.8071 | 117017.545 | 74985.6421 | 139409.244 | 41966.9502 | 50015.6718 | 41052.916 | 94039.0838 | 56194.5971 | 64133.2114 | 87258.2342 | 75596.4849 | 105652.8237 | 84506.3339 | 46355.3018 | 55365.1157 | 131421.8541 | 99565.8546 | 102986.099 | 137874.5427 | 101696.5334 | 138312.1369 | 121085.6813
Region | Technology | 2023-24 | 2024-25 | 2025-26 | 2026-27 | 2027-28 | 2028-29 | 2029-30 | 2030-31 | 2031-32 | 2032-33 | 2033-34 | 2034-35 | 2035-36 | 2036-37 | 2037-38 | 2038-39 | 2039-40 | 2040-41 | 2041-42 | 2042-43 | 2043-44 | 2044-45 | 2045-46 | 2046-47 | 2047-48
SA1 | Black Coal | 0 | 0 | 0 | 0 | 0 | 0 | 0 | 0 | 0 | 0 | 0 | 0 | 0 | 0 | 0 | 0 | 0 | 0 | 0 | 0 | 0 | 0 | 0 | 0 | 0 | 0 | 0
SA1 | Brown Coal | 0 | 0 | 0 | 0 | 0 | 0 | 0 | 0 | 0 | 0 | 0 | 0 | 0 | 0 | 0 | 0 | 0 | 0 | 0 | 0 | 0 | 0 | 0 | 0 | 0 | 0 | 0
SA1 | CCGT | 77010.276 | 51307.632 | 76728.048 | 49334.224 | 40928.4 | 59721.384 | 54586.9 | 71715.512 | 42044.704 | 46235.668 | 49910.072 | 63200.332 | 36829.968 | 41924.952 | 0 | 0 | 0 | 0 | 0 | 0 | 0 | 0 | 0 | 0 | 0 | 0 | 0
SA1 | Gas - Steam | 9686.905 | 8823.604 | 25605.608 | 0 | 0 | 0 | 0 | 0 | 0 | 0 | 0 | 0 | 0 | 0 | 0 | 0 | 0 | 0 | 0 | 0 | 0 | 0 | 0 | 0 | 0 | 0 | 0
SA1 | OCGT / Diesel | 13541.1115 | 11391.5504 | 22460.7793 | 17659.3984 | 12966.793 | 17695.8198 | 15597.6864 | 32932.9367 | 15440.9599 | 19740.3507 | 25743.3518 | 44394.8928 | 21290.6745 | 22902.6948 | 27703.9163 | 27112.5216 | 38504.277 | 25985.49 | 15991.6686 | 19771.4623 | 25258.0992 | 7932.3749 | 6699.2347 | 2285.2628 | 1474.8625 | 2410.4013 | 2556.5606
SA1 | Hydro | 0 | 0 | 0 | 0 | 0 | 0 | 0 | 0 | 0 | 0 | 0 | 0 | 0 | 0 | 0 | 0 | 0 | 0 | 0 | 0 | 0 | 0 | 0 | 0 | 0 | 0 | 0
SA1 | Hydrogen Turbine | 0 | 0 | 0 | 0 | 0 | 0 | 0 | 0 | 0 | 0 | 0 | 0 | 0 | 0 | 0 | 0 | 0 | 0 | 0 | 0 | 0 | 0 | 0 | 0 | 0 | 0 | 0
SA1 | Wind | 0 | 0 | 0 | 0 | 0 | 0 | 0 | 0 | 0 | 0 | 0 | 0 | 0 | 0 | 0 | 0 | 0 | 0 | 0 | 0 | 0 | 0 | 0 | 0 | 0 | 0 | 0
SA1 | Solar PV | 0 | 0 | 0 | 0 | 0 | 0 | 0 | 0 | 0 | 0 | 0 | 0 | 0 | 0 | 0 | 0 | 0 | 0 | 0 | 0 | 0 | 0 | 0 | 0 | 0 | 0 | 0
SA1 | Grid Battery | 0 | 0 | 0 | 0 | 0 | 0 | 0 | 0 | 0 | 0 | 0 | 0 | 0 | 0 | 0 | 0 | 0 | 0 | 0 | 0 | 0 | 0 | 0 | 0 | 0 | 0 | 0
SA1 | Pumped Hydro | 0 | 0 | 0 | 0 | 0 | 0 | 0 | 0 | 0 | 0 | 0 | 0 | 0 | 0 | 0 | 0 | 0 | 0 | 0 | 0 | 0 | 0 | 0 | 0 | 0 | 0 | 0
SA1 | VPP | 0 | 0 | 0 | 0 | 0 | 0 | 0 | 0 | 0 | 0 | 0 | 0 | 0 | 0 | 0 | 0 | 0 | 0 | 0 | 0 | 0 | 0 | 0 | 0 | 0 | 0 | 0
Total excluding storage |  | 100238.2925 | 71522.7864 | 124794.4353 | 66993.6224 | 53895.193 | 77417.2038 | 70184.5864 | 104648.4487 | 57485.6639 | 65976.0187 | 75653.4238 | 107595.2248 | 58120.6425 | 64827.6468 | 27703.9163 | 27112.5216 | 38504.277 | 25985.49 | 15991.6686 | 19771.4623 | 25258.0992 | 7932.3749 | 6699.2347 | 2285.2628 | 1474.8625 | 2410.4013 | 2556.5606
Region | Technology | 2023-24 | 2024-25 | 2025-26 | 2026-27 | 2027-28 | 2028-29 | 2029-30 | 2030-31 | 2031-32 | 2032-33 | 2033-34 | 2034-35 | 2035-36 | 2036-37 | 2037-38 | 2038-39 | 2039-40 | 2040-41 | 2041-42 | 2042-43 | 2043-44 | 2044-45 | 2045-46 | 2046-47 | 2047-48
TAS1 | Black Coal | 0 | 0 | 0 | 0 | 0 | 0 | 0 | 0 | 0 | 0 | 0 | 0 | 0 | 0 | 0 | 0 | 0 | 0 | 0 | 0 | 0 | 0 | 0 | 0 | 0 | 0 | 0
TAS1 | Brown Coal | 0 | 0 | 0 | 0 | 0 | 0 | 0 | 0 | 0 | 0 | 0 | 0 | 0 | 0 | 0 | 0 | 0 | 0 | 0 | 0 | 0 | 0 | 0 | 0 | 0 | 0 | 0
TAS1 | CCGT | 0 | 0 | 0 | 0 | 0 | 0 | 0 | 0 | 0 | 0 | 0 | 0 | 0 | 0 | 0 | 0 | 0 | 0 | 0 | 0 | 0 | 0 | 0 | 0 | 0 | 0 | 0
TAS1 | Gas - Steam | 0 | 0 | 0 | 0 | 0 | 0 | 0 | 0 | 0 | 0 | 0 | 0 | 0 | 0 | 0 | 0 | 0 | 0 | 0 | 0 | 0 | 0 | 0 | 0 | 0 | 0 | 0
TAS1 | OCGT / Diesel | 0.016741 | 0.031955 | 0.032253 | 20.9541 | 0.032054 | 0.032531 | 137.3851 | 488.6982 | 187.7869 | 765.8025 | 247.0791 | 1484.5481 | 954.3868 | 937.2012 | 1146.1944 | 813.585 | 3690.1877 | 635.7008 | 363.6965 | 605.0635 | 590.5857 | 231.1491 | 284.5015 | 335.2635 | 184.3792 | 542.994 | 339.1008
TAS1 | Hydro | 0 | 0 | 0 | 0 | 0 | 0 | 0 | 0 | 0 | 0 | 0 | 0 | 0 | 0 | 0 | 0 | 0 | 0 | 0 | 0 | 0 | 0 | 0 | 0 | 0 | 0 | 0
TAS1 | Hydrogen Turbine | 0 | 0 | 0 | 0 | 0 | 0 | 0 | 0 | 0 | 0 | 0 | 0 | 0 | 0 | 0 | 0 | 0 | 0 | 0 | 0 | 0 | 0 | 0 | 0 | 0 | 0 | 0
TAS1 | Wind | 0 | 0 | 0 | 0 | 0 | 0 | 0 | 0 | 0 | 0 | 0 | 0 | 0 | 0 | 0 | 0 | 0 | 0 | 0 | 0 | 0 | 0 | 0 | 0 | 0 | 0 | 0
TAS1 | Solar PV | 0 | 0 | 0 | 0 | 0 | 0 | 0 | 0 | 0 | 0 | 0 | 0 | 0 | 0 | 0 | 0 | 0 | 0 | 0 | 0 | 0 | 0 | 0 | 0 | 0 | 0 | 0
TAS1 | Grid Battery | 0 | 0 | 0 | 0 | 0 | 0 | 0 | 0 | 0 | 0 | 0 | 0 | 0 | 0 | 0 | 0 | 0 | 0 | 0 | 0 | 0 | 0 | 0 | 0 | 0 | 0 | 0
TAS1 | Pumped Hydro | 0 | 0 | 0 | 0 | 0 | 0 | 0 | 0 | 0 | 0 | 0 | 0 | 0 | 0 | 0 | 0 | 0 | 0 | 0 | 0 | 0 | 0 | 0 | 0 | 0 | 0 | 0
TAS1 | VPP | 0 | 0 | 0 | 0 | 0 | 0 | 0 | 0 | 0 | 0 | 0 | 0 | 0 | 0 | 0 | 0 | 0 | 0 | 0 | 0 | 0 | 0 | 0 | 0 | 0 | 0 | 0
Total excluding storage |  | 0.016741 | 0.031955 | 0.032253 | 20.9541 | 0.032054 | 0.032531 | 137.3851 | 488.6982 | 187.7869 | 765.8025 | 247.0791 | 1484.5481 | 954.3868 | 937.2012 | 1146.1944 | 813.585 | 3690.1877 | 635.7008 | 363.6965 | 605.0635 | 590.5857 | 231.1491 | 284.5015 | 335.2635 | 184.3792 | 542.994 | 339.1008

## Option 5_Build Cost
New generation build cost (CAPEX) by technology ($000s) - Option 5, Step Change Scenario
CAPEX | Real June 2021 dollars discounted to 1 July 2021. The total capital costs are annualised for modelling purposes.
Explicitly modelled generation
Region | Technology | 2023-24 | 2024-25 | 2025-26 | 2026-27 | 2027-28 | 2028-29 | 2029-30 | 2030-31 | 2031-32 | 2032-33 | 2033-34 | 2034-35 | 2035-36 | 2036-37 | 2037-38 | 2038-39 | 2039-40 | 2040-41 | 2041-42 | 2042-43 | 2043-44 | 2044-45 | 2045-46 | 2046-47 | 2047-48 | 2048-49 | 2049-50
NEM | Black Coal | 0 | 0 | 0 | 0 | 0 | 0 | 0 | 0 | 0 | 0 | 0 | 0 | 0 | 0 | 0 | 0 | 0 | 0 | 0 | 0 | 0 | 0 | 0 | 0 | 0 | 0 | 0
NEM | Brown Coal | 0 | 0 | 0 | 0 | 0 | 0 | 0 | 0 | 0 | 0 | 0 | 0 | 0 | 0 | 0 | 0 | 0 | 0 | 0 | 0 | 0 | 0 | 0 | 0 | 0 | 0 | 0
NEM | CCGT | 0 | 0 | 0 | 0 | 0 | 0 | 0 | 0 | 0 | 0 | 0 | 0 | 0 | 0 | 0 | 0 | 0 | 0 | 0 | 0 | 0 | 0 | 0 | 0 | 0 | 0 | 0
NEM | Gas - Steam | 0 | 0 | 0 | 0 | 0 | 0 | 0 | 0 | 0 | 0 | 0 | 0 | 0 | 0 | 0 | 0 | 0 | 0 | 0 | 0 | 0 | 0 | 0 | 0 | 0 | 0 | 0
NEM | OCGT / Diesel | 0 | 0.15126 | 0.14341 | 0.14025 | 0.13397 | 6801.0055 | 6446.452 | 6110.3874 | 5807.2788 | 5489.0936 | 5202.9329 | 4931.6923 | 23825.1815 | 22519.7566 | 69099.8575 | 65497.4954 | 62248.4602 | 58837.7534 | 55770.3828 | 52862.9224 | 75197.2079 | 113232.0392 | 107328.9473 | 136465.0021 | 129695.586 | 164869.0948 | 156273.9845
NEM | Hydro | 0 | 0 | 0 | 0 | 0 | 0 | 0 | 0 | 0 | 0 | 0 | 0 | 0 | 0 | 0 | 0 | 0 | 0 | 0 | 0 | 0 | 0 | 0 | 0 | 0 | 0 | 0
NEM | Hydrogen Turbine | 0 | 0 | 0 | 0 | 0 | 0 | 0 | 0 | 0 | 0 | 0 | 0 | 0 | 0 | 0 | 0 | 0 | 0 | 0 | 0 | 0 | 0 | 0 | 0 | 0 | 0 | 0
NEM | Wind | 0 | 748313.6395 | 715844.923 | 937841.5911 | 1427411.6232 | 1888351.4094 | 1965770.0337 | 2159710.8539 | 2165636.9537 | 2299124.2765 | 2496810.5949 | 2385642.9903 | 2377582.0588 | 2301530.2372 | 2439884.467 | 2321956.4597 | 2242398.6042 | 2159155.5718 | 2073045.3836 | 2153708.4937 | 2170112.139 | 2062411.8972 | 1979324.0088 | 2204331.9224 | 2228805.9651 | 2155807.6371 | 1910131.915
NEM | Solar PV | 0 | 0.53778 | 56459.8509 | 53516.546 | 50923.563 | 83615.0146 | 128216.8661 | 216336.8543 | 219740.154 | 330199.3068 | 369554.8664 | 423062.973 | 402076.7179 | 391397.7294 | 525982.3836 | 530022.119 | 738922.5127 | 833508.8608 | 892060.9448 | 1023022.9339 | 1103179.893 | 1044557.4004 | 1004935.4183 | 1059302.0191 | 1038813.9011 | 1048212.8434 | 1082145.2598
NEM | Grid Battery | 0 | 0.6386 | 50506.3772 | 47873.7346 | 104190.8632 | 204626.6596 | 199487.6918 | 214646.8881 | 205901.5884 | 328928.6899 | 319979.8352 | 303298.4242 | 316089.9499 | 298770.8091 | 300424.563 | 284762.626 | 377407.3454 | 395413.9729 | 493083.7179 | 543883.1258 | 549245.1195 | 557094.274 | 510994.6834 | 490407.9261 | 445980.328 | 437434.1779 | 418076.3394
NEM | Pumped Hydro | 0 | 0 | 69626.4324 | 65996.8456 | 65864.3883 | 84601.1561 | 80190.7518 | 78822.8433 | 74912.8074 | 102831.5456 | 97470.6724 | 118469.9431 | 120500.43 | 113897.9977 | 270580.5585 | 256474.4667 | 279415.6423 | 264105.9719 | 250337.465 | 237286.7187 | 225516.041 | 216563.7545 | 205273.7131 | 234281.8737 | 222660.2037 | 213704.6029 | 202563.6204
NEM | VPP | 0 | 0 | 0 | 0 | 0 | 0 | 0 | 0 | 0 | 0 | 0 | 0 | 0 | 0 | 0 | 0 | 0 | 0 | 0 | 0 | 0 | 0 | 0 | 0 | 0 | 0 | 0
Total excluding storage |  | 0 | 748314.9672 | 892437.727 | 1105228.8575 | 1648390.5717 | 2267995.2452 | 2380111.7954 | 2675627.827 | 2671998.7823 | 3066572.9124 | 3289018.9018 | 3235406.0229 | 3240074.3381 | 3128116.5299 | 3605971.8296 | 3458713.1668 | 3700392.5648 | 3711022.1307 | 3764297.8941 | 4010764.1944 | 4123250.4005 | 3993859.3653 | 3807856.7709 | 4124788.7435 | 4065955.9837 | 4020028.3561 | 3769191.1191
Region | Technology | 2023-24 | 2024-25 | 2025-26 | 2026-27 | 2027-28 | 2028-29 | 2029-30 | 2030-31 | 2031-32 | 2032-33 | 2033-34 | 2034-35 | 2035-36 | 2036-37 | 2037-38 | 2038-39 | 2039-40 | 2040-41 | 2041-42 | 2042-43 | 2043-44 | 2044-45 | 2045-46 | 2046-47 | 2047-48 | 2048-49 | 2049-50
NSW1 | Black Coal | 0 | 0 | 0 | 0 | 0 | 0 | 0 | 0 | 0 | 0 | 0 | 0 | 0 | 0 | 0 | 0 | 0 | 0 | 0 | 0 | 0 | 0 | 0 | 0 | 0 | 0 | 0
NSW1 | Brown Coal | 0 | 0 | 0 | 0 | 0 | 0 | 0 | 0 | 0 | 0 | 0 | 0 | 0 | 0 | 0 | 0 | 0 | 0 | 0 | 0 | 0 | 0 | 0 | 0 | 0 | 0 | 0
NSW1 | CCGT | 0 | 0 | 0 | 0 | 0 | 0 | 0 | 0 | 0 | 0 | 0 | 0 | 0 | 0 | 0 | 0 | 0 | 0 | 0 | 0 | 0 | 0 | 0 | 0 | 0 | 0 | 0
NSW1 | Gas - Steam | 0 | 0 | 0 | 0 | 0 | 0 | 0 | 0 | 0 | 0 | 0 | 0 | 0 | 0 | 0 | 0 | 0 | 0 | 0 | 0 | 0 | 0 | 0 | 0 | 0 | 0 | 0
NSW1 | OCGT / Diesel | 0 | 0.06586 | 0.062426 | 0.059172 | 0.056267 | 0.053259 | 0.050562 | 0.047994 | 0.045649 | 0.043194 | 0.041041 | 0.039012 | 0.0371 | 0.035162 | 25684.5263 | 24345.5226 | 23137.8506 | 21870.0855 | 20729.9389 | 19649.2312 | 18674.522 | 22290.2732 | 21128.2211 | 25392.288 | 24132.6906 | 24218.642 | 22956.0416
NSW1 | Hydro | 0 | 0 | 0 | 0 | 0 | 0 | 0 | 0 | 0 | 0 | 0 | 0 | 0 | 0 | 0 | 0 | 0 | 0 | 0 | 0 | 0 | 0 | 0 | 0 | 0 | 0 | 0
NSW1 | Hydrogen Turbine | 0 | 0 | 0 | 0 | 0 | 0 | 0 | 0 | 0 | 0 | 0 | 0 | 0 | 0 | 0 | 0 | 0 | 0 | 0 | 0 | 0 | 0 | 0 | 0 | 0 | 0 | 0
NSW1 | Wind | 0 | 333247.5989 | 322417.3938 | 414860.078 | 755596.3763 | 796037.6805 | 781775.8799 | 745133.1594 | 708170.4496 | 799433.7679 | 811101.7176 | 785833.6324 | 857131.1288 | 853279.0996 | 838081.7125 | 794589.0501 | 760082.3229 | 734743.9012 | 709720.2069 | 759198.4644 | 812154.7006 | 767656.0746 | 727711.8779 | 739131.2484 | 792301.8068 | 748890.1581 | 631841.0571
NSW1 | Solar PV | 0 | 0.21053 | 56459.4616 | 53516.0854 | 50923.1223 | 76532.9831 | 120259.5826 | 178301.8356 | 169457.083 | 191847.3327 | 207577.8638 | 201213.4216 | 191232.1269 | 191182.697 | 238544.5572 | 242636.489 | 300198.8485 | 320325.2173 | 326534.2188 | 336703.8628 | 340948.6512 | 322267.4508 | 305466.7789 | 337560.6375 | 338330.7568 | 333294.0692 | 351877.8533
NSW1 | Grid Battery | 0 | 0.40042 | 50506.1177 | 47873.1285 | 104190.2523 | 129919.2682 | 128674.9834 | 121966.8914 | 115916.6682 | 149294.9944 | 141511.8474 | 134134.4532 | 127480.6985 | 120495.8002 | 114214.0324 | 108259.7491 | 154856.0076 | 146371.2066 | 157260.0164 | 154021.342 | 150584.362 | 157216.5779 | 131963.7018 | 131136.947 | 104531.1704 | 106198.9605 | 98769.075
NSW1 | Pumped Hydro | 0 | 0 | 69626.0126 | 65996.2238 | 65863.7647 | 62255.0017 | 59009.4827 | 55933.1631 | 53158.5706 | 50245.9181 | 47626.4654 | 45143.5703 | 42904.221 | 40553.4223 | 38439.5642 | 36435.6066 | 34628.2013 | 32730.8602 | 31024.5232 | 29407.134 | 27948.4015 | 26417.2682 | 25040.0654 | 23734.8411 | 22557.4624 | 21321.4984 | 20209.9516
NSW1 | VPP | 0 | 0 | 0 | 0 | 0 | 0 | 0 | 0 | 0 | 0 | 0 | 0 | 0 | 0 | 0 | 0 | 0 | 0 | 0 | 0 | 0 | 0 | 0 | 0 | 0 | 0 | 0
Total excluding storage |  | 0 | 333248.2757 | 499009.0482 | 582245.5748 | 976573.5719 | 1064744.9868 | 1089719.9791 | 1101335.0975 | 1046702.8169 | 1190822.0563 | 1207817.9353 | 1166325.1166 | 1218748.2122 | 1205511.0543 | 1254964.3926 | 1206266.4173 | 1272903.2309 | 1256041.2708 | 1245268.904 | 1298980.0343 | 1350310.6373 | 1295847.6447 | 1211310.6451 | 1256955.9619 | 1281853.887 | 1233923.3283 | 1125653.9786
Region | Technology | 2023-24 | 2024-25 | 2025-26 | 2026-27 | 2027-28 | 2028-29 | 2029-30 | 2030-31 | 2031-32 | 2032-33 | 2033-34 | 2034-35 | 2035-36 | 2036-37 | 2037-38 | 2038-39 | 2039-40 | 2040-41 | 2041-42 | 2042-43 | 2043-44 | 2044-45 | 2045-46 | 2046-47 | 2047-48 | 2048-49 | 2049-50
QLD1 | Black Coal | 0 | 0 | 0 | 0 | 0 | 0 | 0 | 0 | 0 | 0 | 0 | 0 | 0 | 0 | 0 | 0 | 0 | 0 | 0 | 0 | 0 | 0 | 0 | 0 | 0 | 0 | 0
QLD1 | Brown Coal | 0 | 0 | 0 | 0 | 0 | 0 | 0 | 0 | 0 | 0 | 0 | 0 | 0 | 0 | 0 | 0 | 0 | 0 | 0 | 0 | 0 | 0 | 0 | 0 | 0 | 0 | 0
QLD1 | CCGT | 0 | 0 | 0 | 0 | 0 | 0 | 0 | 0 | 0 | 0 | 0 | 0 | 0 | 0 | 0 | 0 | 0 | 0 | 0 | 0 | 0 | 0 | 0 | 0 | 0 | 0 | 0
QLD1 | Gas - Steam | 0 | 0 | 0 | 0 | 0 | 0 | 0 | 0 | 0 | 0 | 0 | 0 | 0 | 0 | 0 | 0 | 0 | 0 | 0 | 0 | 0 | 0 | 0 | 0 | 0 | 0 | 0
QLD1 | OCGT / Diesel | 0 | 0.017485 | 0.016583 | 0.016802 | 0.016081 | 6800.8931 | 6446.3442 | 6110.279 | 5807.1755 | 5488.9898 | 5202.8341 | 4931.5965 | 4686.9622 | 4430.1551 | 23861.192 | 22617.2436 | 21495.3044 | 20317.5373 | 19258.3293 | 18254.3406 | 17348.8247 | 16398.2509 | 15543.3658 | 44098.9127 | 41911.3635 | 80486.5045 | 76290.5211
QLD1 | Hydro | 0 | 0 | 0 | 0 | 0 | 0 | 0 | 0 | 0 | 0 | 0 | 0 | 0 | 0 | 0 | 0 | 0 | 0 | 0 | 0 | 0 | 0 | 0 | 0 | 0 | 0 | 0
QLD1 | Hydrogen Turbine | 0 | 0 | 0 | 0 | 0 | 0 | 0 | 0 | 0 | 0 | 0 | 0 | 0 | 0 | 0 | 0 | 0 | 0 | 0 | 0 | 0 | 0 | 0 | 0 | 0 | 0 | 0
QLD1 | Wind | 0 | 150582.89 | 142732.5987 | 196142.9926 | 313832.2225 | 618450.2919 | 590193.1349 | 706701.4039 | 673720.8466 | 740195.9549 | 795814.8755 | 756307.9266 | 718790.886 | 679407.04 | 772326.2299 | 732062.7776 | 695748.4291 | 669778.1339 | 648032.7236 | 670446.9687 | 667091.6361 | 630540.4647 | 597668.6884 | 734972.6576 | 720143.5176 | 714082.4727 | 645287.5325
QLD1 | Solar PV | 0 | 0.088629 | 0.12178 | 0.1206 | 0.11603 | 7081.7207 | 7956.9822 | 38034.6044 | 50282.6564 | 88856.2428 | 115061.617 | 140468.3227 | 133500.3197 | 126185.5943 | 172489.4311 | 178429.7924 | 311349.0548 | 341872.3775 | 337264.8082 | 449264.5019 | 427016.9806 | 403619.9389 | 388392.3684 | 417259.7904 | 408107.3357 | 420525.3189 | 444905.2127
QLD1 | Grid Battery | 0 | 0.053915 | 0.059413 | 0.08448 | 0.10052 | 74706.9087 | 70812.2365 | 83322.7499 | 81091.821 | 131470.4469 | 132815.6174 | 125891.5812 | 119646.6661 | 113091.0068 | 107195.2676 | 101606.8902 | 149190.3832 | 141015.9699 | 178518.3583 | 240702.4533 | 228762.286 | 216227.9639 | 204955.4134 | 194270.525 | 184633.6298 | 183011.885 | 173470.981
QLD1 | Pumped Hydro | 0 | 0 | 0.097621 | 0.1431 | 0.14124 | 22345.6825 | 21180.7425 | 20076.5343 | 19080.6276 | 18035.1656 | 17094.949 | 42284.4177 | 40186.8797 | 37984.9674 | 192140.3258 | 182123.5322 | 208752.9182 | 197314.9641 | 187028.4025 | 177278.1083 | 168484.1371 | 159252.583 | 150950.3158 | 182790.3171 | 173722.9099 | 164204.316 | 155643.9015
QLD1 | VPP | 0 | 0 | 0 | 0 | 0 | 0 | 0 | 0 | 0 | 0 | 0 | 0 | 0 | 0 | 0 | 0 | 0 | 0 | 0 | 0 | 0 | 0 | 0 | 0 | 0 | 0 | 0
Total excluding storage |  | 0 | 150583.0501 | 142732.8941 | 196143.3575 | 313832.5963 | 729385.4969 | 696589.4403 | 854245.5715 | 829983.1271 | 984046.8 | 1065989.893 | 1069883.8447 | 1016811.7136 | 961098.7635 | 1268012.4464 | 1216840.236 | 1386536.0897 | 1370298.9828 | 1370102.6219 | 1555946.3728 | 1508703.8644 | 1426039.2015 | 1357510.1518 | 1573392.2028 | 1528518.7565 | 1562310.497 | 1495598.1487
Region | Technology | 2023-24 | 2024-25 | 2025-26 | 2026-27 | 2027-28 | 2028-29 | 2029-30 | 2030-31 | 2031-32 | 2032-33 | 2033-34 | 2034-35 | 2035-36 | 2036-37 | 2037-38 | 2038-39 | 2039-40 | 2040-41 | 2041-42 | 2042-43 | 2043-44 | 2044-45 | 2045-46 | 2046-47 | 2047-48 | 2048-49 | 2049-50
VIC1 | Black Coal | 0 | 0 | 0 | 0 | 0 | 0 | 0 | 0 | 0 | 0 | 0 | 0 | 0 | 0 | 0 | 0 | 0 | 0 | 0 | 0 | 0 | 0 | 0 | 0 | 0 | 0 | 0
VIC1 | Brown Coal | 0 | 0 | 0 | 0 | 0 | 0 | 0 | 0 | 0 | 0 | 0 | 0 | 0 | 0 | 0 | 0 | 0 | 0 | 0 | 0 | 0 | 0 | 0 | 0 | 0 | 0 | 0
VIC1 | CCGT | 0 | 0 | 0 | 0 | 0 | 0 | 0 | 0 | 0 | 0 | 0 | 0 | 0 | 0 | 0 | 0 | 0 | 0 | 0 | 0 | 0 | 0 | 0 | 0 | 0 | 0 | 0
VIC1 | Gas - Steam | 0 | 0 | 0 | 0 | 0 | 0 | 0 | 0 | 0 | 0 | 0 | 0 | 0 | 0 | 0 | 0 | 0 | 0 | 0 | 0 | 0 | 0 | 0 | 0 | 0 | 0 | 0
VIC1 | OCGT / Diesel | 0 | 0.033954 | 0.032184 | 0.03058 | 0.029107 | 0.027643 | 0.026269 | 0.024965 | 0.023751 | 0.023086 | 0.021954 | 0.021603 | 19138.0843 | 18089.4737 | 19554.0262 | 18534.622 | 17615.2031 | 16650.0339 | 15782.0228 | 14959.2634 | 38718.3215 | 74112.9098 | 70249.2037 | 66586.923 | 63283.8446 | 59816.4071 | 56698.0076
VIC1 | Hydro | 0 | 0 | 0 | 0 | 0 | 0 | 0 | 0 | 0 | 0 | 0 | 0 | 0 | 0 | 0 | 0 | 0 | 0 | 0 | 0 | 0 | 0 | 0 | 0 | 0 | 0 | 0
VIC1 | Hydrogen Turbine | 0 | 0 | 0 | 0 | 0 | 0 | 0 | 0 | 0 | 0 | 0 | 0 | 0 | 0 | 0 | 0 | 0 | 0 | 0 | 0 | 0 | 0 | 0 | 0 | 0 | 0 | 0
VIC1 | Wind | 0 | 121865.0832 | 115511.9277 | 159762.6265 | 181999.2837 | 213500.4214 | 275035.8032 | 389957.448 | 370613.4112 | 353767.8815 | 497401.8983 | 471470.9973 | 448083.4374 | 423770.7016 | 458287.4005 | 434395.7248 | 421547.6314 | 406422.5819 | 385234.6752 | 381574.2865 | 363958.228 | 344115.0436 | 350530.8146 | 384891.1509 | 365798.5499 | 348781.3573 | 328108.1733
VIC1 | Solar PV | 0 | 0.080244 | 0.077721 | 0.15218 | 0.14535 | 0.138 | 0.13264 | 0.16787 | 0.18002 | 34044.7378 | 32269.8938 | 43561.5077 | 41400.6169 | 40055.2007 | 54182.3992 | 51357.735 | 68871.7712 | 65098.1734 | 105073.6364 | 109157.6497 | 157716.8669 | 150651.4648 | 151816.9856 | 149017.2719 | 143952.64 | 147001.9188 | 145052.4021
VIC1 | Grid Battery | 0 | 0.083055 | 0.079365 | 0.32877 | 0.31378 | 0.29665 | 0.28198 | 9356.3908 | 8892.2633 | 16520.4499 | 15659.1949 | 14842.8391 | 30633.7029 | 28955.2271 | 33431.8182 | 31688.9283 | 32297.2011 | 47848.3137 | 77656.1229 | 73607.7022 | 76301.8704 | 87942.6274 | 83357.9408 | 79012.2076 | 75092.7678 | 70978.3001 | 72618.1933
VIC1 | Pumped Hydro | 0 | 0 | 0.093786 | 0.20294 | 0.19398 | 0.18424 | 0.17572 | 0.25787 | 0.24525 | 0.23262 | 0.22124 | 0.2105 | 0.25071 | 0.23894 | 0.48095 | 0.45658 | 0.43528 | 0.42237 | 0.41651 | 0.39635 | 0.39916 | 1076.3649 | 1020.2614 | 967.0742 | 919.1028 | 4113.0967 | 3898.6705
VIC1 | VPP | 0 | 0 | 0 | 0 | 0 | 0 | 0 | 0 | 0 | 0 | 0 | 0 | 0 | 0 | 0 | 0 | 0 | 0 | 0 | 0 | 0 | 0 | 0 | 0 | 0 | 0 | 0
Total excluding storage |  | 0 | 121865.2805 | 115512.2107 | 159763.341 | 181999.9659 | 213501.0679 | 275036.4198 | 399314.2895 | 379506.1235 | 404333.325 | 545331.2302 | 529875.5761 | 539256.0922 | 510870.842 | 565456.1251 | 535977.4666 | 540332.2421 | 536019.5253 | 583746.8739 | 579299.2982 | 636695.686 | 657898.4106 | 656975.206 | 680474.6276 | 649046.9051 | 630691.0801 | 606375.4468
Region | Technology | 2023-24 | 2024-25 | 2025-26 | 2026-27 | 2027-28 | 2028-29 | 2029-30 | 2030-31 | 2031-32 | 2032-33 | 2033-34 | 2034-35 | 2035-36 | 2036-37 | 2037-38 | 2038-39 | 2039-40 | 2040-41 | 2041-42 | 2042-43 | 2043-44 | 2044-45 | 2045-46 | 2046-47 | 2047-48 | 2048-49 | 2049-50
SA1 | Black Coal | 0 | 0 | 0 | 0 | 0 | 0 | 0 | 0 | 0 | 0 | 0 | 0 | 0 | 0 | 0 | 0 | 0 | 0 | 0 | 0 | 0 | 0 | 0 | 0 | 0 | 0 | 0
SA1 | Brown Coal | 0 | 0 | 0 | 0 | 0 | 0 | 0 | 0 | 0 | 0 | 0 | 0 | 0 | 0 | 0 | 0 | 0 | 0 | 0 | 0 | 0 | 0 | 0 | 0 | 0 | 0 | 0
SA1 | CCGT | 0 | 0 | 0 | 0 | 0 | 0 | 0 | 0 | 0 | 0 | 0 | 0 | 0 | 0 | 0 | 0 | 0 | 0 | 0 | 0 | 0 | 0 | 0 | 0 | 0 | 0 | 0
SA1 | Gas - Steam | 0 | 0 | 0 | 0 | 0 | 0 | 0 | 0 | 0 | 0 | 0 | 0 | 0 | 0 | 0 | 0 | 0 | 0 | 0 | 0 | 0 | 0 | 0 | 0 | 0 | 0 | 0
SA1 | OCGT / Diesel | 0 | 0.017738 | 0.016833 | 0.019045 | 0.018152 | 0.017243 | 0.016434 | 0.018423 | 0.017598 | 0.01943 | 0.018521 | 0.018735 | 0.059916 | 0.056692 | 0.074485 | 0.070634 | 0.067287 | 0.063654 | 0.060371 | 0.057289 | 455.5102 | 430.5522 | 408.1063 | 386.8307 | 367.6418 | 347.4981 | 329.3775
SA1 | Hydro | 0 | 0 | 0 | 0 | 0 | 0 | 0 | 0 | 0 | 0 | 0 | 0 | 0 | 0 | 0 | 0 | 0 | 0 | 0 | 0 | 0 | 0 | 0 | 0 | 0 | 0 | 0
SA1 | Hydrogen Turbine | 0 | 0 | 0 | 0 | 0 | 0 | 0 | 0 | 0 | 0 | 0 | 0 | 0 | 0 | 0 | 0 | 0 | 0 | 0 | 0 | 0 | 0 | 0 | 0 | 0 | 0 | 0
SA1 | Wind | 0 | 58374.9595 | 55331.7153 | 90027.4572 | 85561.6227 | 166602.2449 | 180597.7915 | 186183.1953 | 176947.4853 | 182411.1059 | 180818.5787 | 171392.0205 | 162890.9641 | 164835.7673 | 200178.6917 | 198813.7088 | 210965.8363 | 202420.0376 | 191867.3348 | 211502.5706 | 202419.0082 | 202432.7034 | 191879.3443 | 239618.1078 | 250087.5648 | 249084.3045 | 236948.7632
SA1 | Solar PV | 0 | 0.12294 | 0.15609 | 0.15279 | 0.1456 | 0.14078 | 0.13729 | 0.20979 | 0.19955 | 15450.9501 | 14645.4505 | 37819.6704 | 35943.6063 | 33974.1917 | 60765.9483 | 57598.0567 | 58502.7881 | 102377.1464 | 119552.3131 | 124450.5033 | 174221.937 | 164922.5475 | 156324.6897 | 152682.7094 | 145779.5418 | 144892.7297 | 137941.2637
SA1 | Grid Battery | 0 | 0.058289 | 0.070899 | 0.13877 | 0.13435 | 0.12705 | 0.12213 | 0.74192 | 0.70926 | 31642.6394 | 29993.0238 | 28429.4069 | 38328.745 | 36228.6442 | 45583.3055 | 43206.9256 | 41063.6267 | 60178.3624 | 79649.1038 | 75551.5174 | 93596.4844 | 95706.9781 | 90717.5101 | 85988.1372 | 81722.652 | 77244.9194 | 73217.9793
SA1 | Pumped Hydro | 0 | 0 | 0.11481 | 0.15562 | 0.15047 | 0.1438 | 0.13992 | 0.16757 | 0.15963 | 0.15655 | 0.15079 | 0.14508 | 0.16375 | 0.15624 | 0.18928 | 0.18014 | 0.1729 | 0.1743 | 0.18669 | 0.19171 | 0.18617 | 0.21127 | 0.20082 | 0.19085 | 0.18184 | 0.17251 | 0.17701
SA1 | VPP | 0 | 0 | 0 | 0 | 0 | 0 | 0 | 0 | 0 | 0 | 0 | 0 | 0 | 0 | 0 | 0 | 0 | 0 | 0 | 0 | 0 | 0 | 0 | 0 | 0 | 0 | 0
Total excluding storage |  | 0 | 58375.1585 | 55332.074 | 90027.9234 | 85562.0712 | 166602.6738 | 180598.2073 | 186184.333 | 176948.5714 | 229504.8713 | 225457.2223 | 237641.2615 | 237163.5391 | 235038.816 | 306528.2092 | 299618.9419 | 310532.4913 | 364975.7844 | 391068.9987 | 411504.8403 | 470693.126 | 463492.9924 | 439329.8512 | 478675.9759 | 477957.5822 | 471569.6242 | 448437.5607
Region | Technology | 2023-24 | 2024-25 | 2025-26 | 2026-27 | 2027-28 | 2028-29 | 2029-30 | 2030-31 | 2031-32 | 2032-33 | 2033-34 | 2034-35 | 2035-36 | 2036-37 | 2037-38 | 2038-39 | 2039-40 | 2040-41 | 2041-42 | 2042-43 | 2043-44 | 2044-45 | 2045-46 | 2046-47 | 2047-48 | 2048-49 | 2049-50
TAS1 | Black Coal | 0 | 0 | 0 | 0 | 0 | 0 | 0 | 0 | 0 | 0 | 0 | 0 | 0 | 0 | 0 | 0 | 0 | 0 | 0 | 0 | 0 | 0 | 0 | 0 | 0 | 0 | 0
TAS1 | Brown Coal | 0 | 0 | 0 | 0 | 0 | 0 | 0 | 0 | 0 | 0 | 0 | 0 | 0 | 0 | 0 | 0 | 0 | 0 | 0 | 0 | 0 | 0 | 0 | 0 | 0 | 0 | 0
TAS1 | CCGT | 0 | 0 | 0 | 0 | 0 | 0 | 0 | 0 | 0 | 0 | 0 | 0 | 0 | 0 | 0 | 0 | 0 | 0 | 0 | 0 | 0 | 0 | 0 | 0 | 0 | 0 | 0
TAS1 | Gas - Steam | 0 | 0 | 0 | 0 | 0 | 0 | 0 | 0 | 0 | 0 | 0 | 0 | 0 | 0 | 0 | 0 | 0 | 0 | 0 | 0 | 0 | 0 | 0 | 0 | 0 | 0 | 0
TAS1 | OCGT / Diesel | 0 | 0.016223 | 0.015385 | 0.01465 | 0.01436 | 0.014302 | 0.014488 | 0.016966 | 0.01623 | 0.018076 | 0.017221 | 0.016426 | 0.037983 | 0.035961 | 0.038511 | 0.036555 | 0.034822 | 0.032955 | 0.031453 | 0.029896 | 0.029545 | 0.053131 | 0.050407 | 0.047829 | 0.045511 | 0.043077 | 0.036633
TAS1 | Hydro | 0 | 0 | 0 | 0 | 0 | 0 | 0 | 0 | 0 | 0 | 0 | 0 | 0 | 0 | 0 | 0 | 0 | 0 | 0 | 0 | 0 | 0 | 0 | 0 | 0 | 0 | 0
TAS1 | Hydrogen Turbine | 0 | 0 | 0 | 0 | 0 | 0 | 0 | 0 | 0 | 0 | 0 | 0 | 0 | 0 | 0 | 0 | 0 | 0 | 0 | 0 | 0 | 0 | 0 | 0 | 0 | 0 | 0
TAS1 | Wind | 0 | 84243.1078 | 79851.2876 | 77048.4369 | 90422.1181 | 93760.7707 | 138167.4242 | 131735.6474 | 236184.7611 | 223315.5663 | 211673.5249 | 200638.4135 | 190685.6424 | 180237.6287 | 171010.4323 | 162095.1984 | 154054.3846 | 145790.9171 | 138190.4432 | 130986.2034 | 124488.5661 | 117667.6108 | 111533.2836 | 105718.7577 | 100474.526 | 94969.3445 | 67946.3889
TAS1 | Solar PV | 0 | 0.03543 | 0.033684 | 0.035091 | 0.033665 | 0.031956 | 0.031386 | 0.036636 | 0.035091 | 0.043363 | 0.041244 | 0.050631 | 0.048193 | 0.045881 | 0.047885 | 0.045969 | 0.049979 | 3835.946 | 3635.9683 | 3446.4162 | 3275.4572 | 3095.9984 | 2934.5958 | 2781.6099 | 2643.6268 | 2498.8068 | 2368.528
TAS1 | Grid Battery | 0 | 0.042922 | 0.04988 | 0.054066 | 0.062259 | 0.058984 | 0.067766 | 0.11394 | 0.12663 | 0.15936 | 0.15157 | 0.14395 | 0.13751 | 0.13067 | 0.13933 | 0.13278 | 0.12678 | 0.12035 | 0.1165 | 0.11098 | 0.11677 | 0.12671 | 0.11732 | 0.10939 | 0.10793 | 0.11282 | 0.11089
TAS1 | Pumped Hydro | 0 | 0 | 0.11354 | 0.12016 | 0.13793 | 0.14388 | 0.21099 | 2812.7205 | 2673.2043 | 34550.0727 | 32748.886 | 31041.5995 | 37408.9149 | 35359.2128 | 39999.9983 | 37914.6913 | 36033.9146 | 34059.5509 | 32283.9362 | 30600.8883 | 29082.9171 | 29817.327 | 28262.8696 | 26789.4504 | 25460.5467 | 24065.5193 | 22810.9197
TAS1 | VPP | 0 | 0 | 0 | 0 | 0 | 0 | 0 | 0 | 0 | 0 | 0 | 0 | 0 | 0 | 0 | 0 | 0 | 0 | 0 | 0 | 0 | 0 | 0 | 0 | 0 | 0 | 0
Total excluding storage |  | 0 | 84243.2024 | 79851.5 | 77048.6608 | 90422.3663 | 93761.0198 | 138167.7488 | 134548.5354 | 238858.1433 | 257865.8598 | 244422.6209 | 231680.2239 | 228094.781 | 215597.054 | 211010.6564 | 200010.105 | 190088.5108 | 183686.5673 | 174110.4956 | 165033.6488 | 156847.0868 | 150581.1162 | 142730.9167 | 135289.9753 | 128578.8529 | 121533.8265 | 93125.9842

## Option 5_Rehab Cost
Rehabilition cost by technology ($000s) - Option 5, Step Change Scenario
Rehab | Real June 2021 dollars discounted to 1 July 2021
Explicitly modelled generation
Region | Technology | 2023-24 | 2024-25 | 2025-26 | 2026-27 | 2027-28 | 2028-29 | 2029-30 | 2030-31 | 2031-32 | 2032-33 | 2033-34 | 2034-35 | 2035-36 | 2036-37 | 2037-38 | 2038-39 | 2039-40 | 2040-41 | 2041-42 | 2042-43 | 2043-44 | 2044-45 | 2045-46 | 2046-47 | 2047-48 | 2048-49 | 2049-50
NEM | Black Coal | 0 | 0 | 0 | 0 | 0 | 0 | 0 | 0 | 0 | 0 | 0 | 0 | 0 | 0 | 0 | 0 | 0 | 0 | 0 | 0 | 0 | 0 | 0 | 0 | 0 | 0 | 0
NEM | Brown Coal | 0 | 0 | 0 | 0 | 0 | 0 | 0 | 0 | 0 | 0 | 0 | 0 | 0 | 0 | 0 | 0 | 0 | 0 | 0 | 0 | 0 | 0 | 0 | 0 | 0 | 0 | 0
NEM | CCGT | 0 | 0 | 0 | 0 | 0 | 0 | 0 | 0 | 0 | 0 | 0 | 0 | 0 | 0 | 0 | 0 | 0 | 0 | 0 | 0 | 0 | 0 | 0 | 0 | 0 | 0 | 0
NEM | Gas - Steam | 0 | 0 | 0 | 0 | 0 | 0 | 0 | 0 | 0 | 0 | 0 | 0 | 0 | 0 | 0 | 0 | 0 | 0 | 0 | 0 | 0 | 0 | 0 | 0 | 0 | 0 | 0
NEM | OCGT / Diesel | 0 | 0 | 0 | 0 | 0 | 0 | 0 | 0 | 0 | 0 | 0 | 0 | 0 | 0 | 0 | 0 | 0 | 0 | 0 | 0 | 0 | 0 | 0 | 0 | 0 | 0 | 0
NEM | Hydro | 0 | 0 | 0 | 0 | 0 | 0 | 0 | 0 | 0 | 0 | 0 | 0 | 0 | 0 | 0 | 0 | 0 | 0 | 0 | 0 | 0 | 0 | 0 | 0 | 0 | 0 | 0
NEM | Hydrogen Turbine | 0 | 0 | 0 | 0 | 0 | 0 | 0 | 0 | 0 | 0 | 0 | 0 | 0 | 0 | 0 | 0 | 0 | 0 | 0 | 0 | 0 | 0 | 0 | 0 | 0 | 0 | 0
NEM | Wind | 0 | 0 | 0 | 0 | 0 | 0 | 0 | 0 | 0 | 0 | 0 | 0 | 0 | 0 | 0 | 0 | 0 | 0 | 0 | 0 | 0 | 0 | 0 | 0 | 0 | 0 | 0
NEM | Solar PV | 0 | 0 | 0 | 0 | 0 | 0 | 0 | 0 | 0 | 0 | 0 | 0 | 0 | 0 | 0 | 0 | 0 | 0 | 0 | 0 | 0 | 0 | 0 | 0 | 0 | 0 | 0
NEM | Grid Battery | 0 | 0 | 0 | 0 | 0 | 0 | 0 | 0 | 0 | 0 | 0 | 0 | 0 | 0 | 0 | 0 | 0 | 0 | 0 | 0 | 0 | 0 | 0 | 0 | 0 | 0 | 0
NEM | Pumped Hydro | 0 | 0 | 0 | 0 | 0 | 0 | 0 | 0 | 0 | 0 | 0 | 0 | 0 | 0 | 0 | 0 | 0 | 0 | 0 | 0 | 0 | 0 | 0 | 0 | 0 | 0 | 0
NEM | VPP | 0 | 0 | 0 | 0 | 0 | 0 | 0 | 0 | 0 | 0 | 0 | 0 | 0 | 0 | 0 | 0 | 0 | 0 | 0 | 0 | 0 | 0 | 0 | 0 | 0 | 0 | 0
Total excluding storage |  | 0 | 0 | 0 | 0 | 0 | 0 | 0 | 0 | 0 | 0 | 0 | 0 | 0 | 0 | 0 | 0 | 0 | 0 | 0 | 0 | 0 | 0 | 0 | 0 | 0 | 0 | 0
Region | Technology | 2023-24 | 2024-25 | 2025-26 | 2026-27 | 2027-28 | 2028-29 | 2029-30 | 2030-31 | 2031-32 | 2032-33 | 2033-34 | 2034-35 | 2035-36 | 2036-37 | 2037-38 | 2038-39 | 2039-40 | 2040-41 | 2041-42 | 2042-43 | 2043-44 | 2044-45 | 2045-46 | 2046-47 | 2047-48 | 2048-49 | 2049-50
NSW1 | Black Coal | 0 | 0 | 0 | 0 | 0 | 0 | 0 | 0 | 0 | 0 | 0 | 0 | 0 | 0 | 0 | 0 | 0 | 0 | 0 | 0 | 0 | 0 | 0 | 0 | 0 | 0 | 0
NSW1 | Brown Coal | 0 | 0 | 0 | 0 | 0 | 0 | 0 | 0 | 0 | 0 | 0 | 0 | 0 | 0 | 0 | 0 | 0 | 0 | 0 | 0 | 0 | 0 | 0 | 0 | 0 | 0 | 0
NSW1 | CCGT | 0 | 0 | 0 | 0 | 0 | 0 | 0 | 0 | 0 | 0 | 0 | 0 | 0 | 0 | 0 | 0 | 0 | 0 | 0 | 0 | 0 | 0 | 0 | 0 | 0 | 0 | 0
NSW1 | Gas - Steam | 0 | 0 | 0 | 0 | 0 | 0 | 0 | 0 | 0 | 0 | 0 | 0 | 0 | 0 | 0 | 0 | 0 | 0 | 0 | 0 | 0 | 0 | 0 | 0 | 0 | 0 | 0
NSW1 | OCGT / Diesel | 0 | 0 | 0 | 0 | 0 | 0 | 0 | 0 | 0 | 0 | 0 | 0 | 0 | 0 | 0 | 0 | 0 | 0 | 0 | 0 | 0 | 0 | 0 | 0 | 0 | 0 | 0
NSW1 | Hydro | 0 | 0 | 0 | 0 | 0 | 0 | 0 | 0 | 0 | 0 | 0 | 0 | 0 | 0 | 0 | 0 | 0 | 0 | 0 | 0 | 0 | 0 | 0 | 0 | 0 | 0 | 0
NSW1 | Hydrogen Turbine | 0 | 0 | 0 | 0 | 0 | 0 | 0 | 0 | 0 | 0 | 0 | 0 | 0 | 0 | 0 | 0 | 0 | 0 | 0 | 0 | 0 | 0 | 0 | 0 | 0 | 0 | 0
NSW1 | Wind | 0 | 0 | 0 | 0 | 0 | 0 | 0 | 0 | 0 | 0 | 0 | 0 | 0 | 0 | 0 | 0 | 0 | 0 | 0 | 0 | 0 | 0 | 0 | 0 | 0 | 0 | 0
NSW1 | Solar PV | 0 | 0 | 0 | 0 | 0 | 0 | 0 | 0 | 0 | 0 | 0 | 0 | 0 | 0 | 0 | 0 | 0 | 0 | 0 | 0 | 0 | 0 | 0 | 0 | 0 | 0 | 0
NSW1 | Grid Battery | 0 | 0 | 0 | 0 | 0 | 0 | 0 | 0 | 0 | 0 | 0 | 0 | 0 | 0 | 0 | 0 | 0 | 0 | 0 | 0 | 0 | 0 | 0 | 0 | 0 | 0 | 0
NSW1 | Pumped Hydro | 0 | 0 | 0 | 0 | 0 | 0 | 0 | 0 | 0 | 0 | 0 | 0 | 0 | 0 | 0 | 0 | 0 | 0 | 0 | 0 | 0 | 0 | 0 | 0 | 0 | 0 | 0
NSW1 | VPP | 0 | 0 | 0 | 0 | 0 | 0 | 0 | 0 | 0 | 0 | 0 | 0 | 0 | 0 | 0 | 0 | 0 | 0 | 0 | 0 | 0 | 0 | 0 | 0 | 0 | 0 | 0
Total excluding storage |  | 0 | 0 | 0 | 0 | 0 | 0 | 0 | 0 | 0 | 0 | 0 | 0 | 0 | 0 | 0 | 0 | 0 | 0 | 0 | 0 | 0 | 0 | 0 | 0 | 0 | 0 | 0
Region | Technology | 2023-24 | 2024-25 | 2025-26 | 2026-27 | 2027-28 | 2028-29 | 2029-30 | 2030-31 | 2031-32 | 2032-33 | 2033-34 | 2034-35 | 2035-36 | 2036-37 | 2037-38 | 2038-39 | 2039-40 | 2040-41 | 2041-42 | 2042-43 | 2043-44 | 2044-45 | 2045-46 | 2046-47 | 2047-48 | 2048-49 | 2049-50
QLD1 | Black Coal | 0 | 0 | 0 | 0 | 0 | 0 | 0 | 0 | 0 | 0 | 0 | 0 | 0 | 0 | 0 | 0 | 0 | 0 | 0 | 0 | 0 | 0 | 0 | 0 | 0 | 0 | 0
QLD1 | Brown Coal | 0 | 0 | 0 | 0 | 0 | 0 | 0 | 0 | 0 | 0 | 0 | 0 | 0 | 0 | 0 | 0 | 0 | 0 | 0 | 0 | 0 | 0 | 0 | 0 | 0 | 0 | 0
QLD1 | CCGT | 0 | 0 | 0 | 0 | 0 | 0 | 0 | 0 | 0 | 0 | 0 | 0 | 0 | 0 | 0 | 0 | 0 | 0 | 0 | 0 | 0 | 0 | 0 | 0 | 0 | 0 | 0
QLD1 | Gas - Steam | 0 | 0 | 0 | 0 | 0 | 0 | 0 | 0 | 0 | 0 | 0 | 0 | 0 | 0 | 0 | 0 | 0 | 0 | 0 | 0 | 0 | 0 | 0 | 0 | 0 | 0 | 0
QLD1 | OCGT / Diesel | 0 | 0 | 0 | 0 | 0 | 0 | 0 | 0 | 0 | 0 | 0 | 0 | 0 | 0 | 0 | 0 | 0 | 0 | 0 | 0 | 0 | 0 | 0 | 0 | 0 | 0 | 0
QLD1 | Hydro | 0 | 0 | 0 | 0 | 0 | 0 | 0 | 0 | 0 | 0 | 0 | 0 | 0 | 0 | 0 | 0 | 0 | 0 | 0 | 0 | 0 | 0 | 0 | 0 | 0 | 0 | 0
QLD1 | Hydrogen Turbine | 0 | 0 | 0 | 0 | 0 | 0 | 0 | 0 | 0 | 0 | 0 | 0 | 0 | 0 | 0 | 0 | 0 | 0 | 0 | 0 | 0 | 0 | 0 | 0 | 0 | 0 | 0
QLD1 | Wind | 0 | 0 | 0 | 0 | 0 | 0 | 0 | 0 | 0 | 0 | 0 | 0 | 0 | 0 | 0 | 0 | 0 | 0 | 0 | 0 | 0 | 0 | 0 | 0 | 0 | 0 | 0
QLD1 | Solar PV | 0 | 0 | 0 | 0 | 0 | 0 | 0 | 0 | 0 | 0 | 0 | 0 | 0 | 0 | 0 | 0 | 0 | 0 | 0 | 0 | 0 | 0 | 0 | 0 | 0 | 0 | 0
QLD1 | Grid Battery | 0 | 0 | 0 | 0 | 0 | 0 | 0 | 0 | 0 | 0 | 0 | 0 | 0 | 0 | 0 | 0 | 0 | 0 | 0 | 0 | 0 | 0 | 0 | 0 | 0 | 0 | 0
QLD1 | Pumped Hydro | 0 | 0 | 0 | 0 | 0 | 0 | 0 | 0 | 0 | 0 | 0 | 0 | 0 | 0 | 0 | 0 | 0 | 0 | 0 | 0 | 0 | 0 | 0 | 0 | 0 | 0 | 0
QLD1 | VPP | 0 | 0 | 0 | 0 | 0 | 0 | 0 | 0 | 0 | 0 | 0 | 0 | 0 | 0 | 0 | 0 | 0 | 0 | 0 | 0 | 0 | 0 | 0 | 0 | 0 | 0 | 0
Total excluding storage |  | 0 | 0 | 0 | 0 | 0 | 0 | 0 | 0 | 0 | 0 | 0 | 0 | 0 | 0 | 0 | 0 | 0 | 0 | 0 | 0 | 0 | 0 | 0 | 0 | 0 | 0 | 0
Region | Technology | 2023-24 | 2024-25 | 2025-26 | 2026-27 | 2027-28 | 2028-29 | 2029-30 | 2030-31 | 2031-32 | 2032-33 | 2033-34 | 2034-35 | 2035-36 | 2036-37 | 2037-38 | 2038-39 | 2039-40 | 2040-41 | 2041-42 | 2042-43 | 2043-44 | 2044-45 | 2045-46 | 2046-47 | 2047-48 | 2048-49 | 2049-50
VIC1 | Black Coal | 0 | 0 | 0 | 0 | 0 | 0 | 0 | 0 | 0 | 0 | 0 | 0 | 0 | 0 | 0 | 0 | 0 | 0 | 0 | 0 | 0 | 0 | 0 | 0 | 0 | 0 | 0
VIC1 | Brown Coal | 0 | 0 | 0 | 0 | 0 | 0 | 0 | 0 | 0 | 0 | 0 | 0 | 0 | 0 | 0 | 0 | 0 | 0 | 0 | 0 | 0 | 0 | 0 | 0 | 0 | 0 | 0
VIC1 | CCGT | 0 | 0 | 0 | 0 | 0 | 0 | 0 | 0 | 0 | 0 | 0 | 0 | 0 | 0 | 0 | 0 | 0 | 0 | 0 | 0 | 0 | 0 | 0 | 0 | 0 | 0 | 0
VIC1 | Gas - Steam | 0 | 0 | 0 | 0 | 0 | 0 | 0 | 0 | 0 | 0 | 0 | 0 | 0 | 0 | 0 | 0 | 0 | 0 | 0 | 0 | 0 | 0 | 0 | 0 | 0 | 0 | 0
VIC1 | OCGT / Diesel | 0 | 0 | 0 | 0 | 0 | 0 | 0 | 0 | 0 | 0 | 0 | 0 | 0 | 0 | 0 | 0 | 0 | 0 | 0 | 0 | 0 | 0 | 0 | 0 | 0 | 0 | 0
VIC1 | Hydro | 0 | 0 | 0 | 0 | 0 | 0 | 0 | 0 | 0 | 0 | 0 | 0 | 0 | 0 | 0 | 0 | 0 | 0 | 0 | 0 | 0 | 0 | 0 | 0 | 0 | 0 | 0
VIC1 | Hydrogen Turbine | 0 | 0 | 0 | 0 | 0 | 0 | 0 | 0 | 0 | 0 | 0 | 0 | 0 | 0 | 0 | 0 | 0 | 0 | 0 | 0 | 0 | 0 | 0 | 0 | 0 | 0 | 0
VIC1 | Wind | 0 | 0 | 0 | 0 | 0 | 0 | 0 | 0 | 0 | 0 | 0 | 0 | 0 | 0 | 0 | 0 | 0 | 0 | 0 | 0 | 0 | 0 | 0 | 0 | 0 | 0 | 0
VIC1 | Solar PV | 0 | 0 | 0 | 0 | 0 | 0 | 0 | 0 | 0 | 0 | 0 | 0 | 0 | 0 | 0 | 0 | 0 | 0 | 0 | 0 | 0 | 0 | 0 | 0 | 0 | 0 | 0
VIC1 | Grid Battery | 0 | 0 | 0 | 0 | 0 | 0 | 0 | 0 | 0 | 0 | 0 | 0 | 0 | 0 | 0 | 0 | 0 | 0 | 0 | 0 | 0 | 0 | 0 | 0 | 0 | 0 | 0
VIC1 | Pumped Hydro | 0 | 0 | 0 | 0 | 0 | 0 | 0 | 0 | 0 | 0 | 0 | 0 | 0 | 0 | 0 | 0 | 0 | 0 | 0 | 0 | 0 | 0 | 0 | 0 | 0 | 0 | 0
VIC1 | VPP | 0 | 0 | 0 | 0 | 0 | 0 | 0 | 0 | 0 | 0 | 0 | 0 | 0 | 0 | 0 | 0 | 0 | 0 | 0 | 0 | 0 | 0 | 0 | 0 | 0 | 0 | 0
Total excluding storage |  | 0 | 0 | 0 | 0 | 0 | 0 | 0 | 0 | 0 | 0 | 0 | 0 | 0 | 0 | 0 | 0 | 0 | 0 | 0 | 0 | 0 | 0 | 0 | 0 | 0 | 0 | 0
Region | Technology | 2023-24 | 2024-25 | 2025-26 | 2026-27 | 2027-28 | 2028-29 | 2029-30 | 2030-31 | 2031-32 | 2032-33 | 2033-34 | 2034-35 | 2035-36 | 2036-37 | 2037-38 | 2038-39 | 2039-40 | 2040-41 | 2041-42 | 2042-43 | 2043-44 | 2044-45 | 2045-46 | 2046-47 | 2047-48 | 2048-49 | 2049-50
SA1 | Black Coal | 0 | 0 | 0 | 0 | 0 | 0 | 0 | 0 | 0 | 0 | 0 | 0 | 0 | 0 | 0 | 0 | 0 | 0 | 0 | 0 | 0 | 0 | 0 | 0 | 0 | 0 | 0
SA1 | Brown Coal | 0 | 0 | 0 | 0 | 0 | 0 | 0 | 0 | 0 | 0 | 0 | 0 | 0 | 0 | 0 | 0 | 0 | 0 | 0 | 0 | 0 | 0 | 0 | 0 | 0 | 0 | 0
SA1 | CCGT | 0 | 0 | 0 | 0 | 0 | 0 | 0 | 0 | 0 | 0 | 0 | 0 | 0 | 0 | 0 | 0 | 0 | 0 | 0 | 0 | 0 | 0 | 0 | 0 | 0 | 0 | 0
SA1 | Gas - Steam | 0 | 0 | 0 | 0 | 0 | 0 | 0 | 0 | 0 | 0 | 0 | 0 | 0 | 0 | 0 | 0 | 0 | 0 | 0 | 0 | 0 | 0 | 0 | 0 | 0 | 0 | 0
SA1 | OCGT / Diesel | 0 | 0 | 0 | 0 | 0 | 0 | 0 | 0 | 0 | 0 | 0 | 0 | 0 | 0 | 0 | 0 | 0 | 0 | 0 | 0 | 0 | 0 | 0 | 0 | 0 | 0 | 0
SA1 | Hydro | 0 | 0 | 0 | 0 | 0 | 0 | 0 | 0 | 0 | 0 | 0 | 0 | 0 | 0 | 0 | 0 | 0 | 0 | 0 | 0 | 0 | 0 | 0 | 0 | 0 | 0 | 0
SA1 | Hydrogen Turbine | 0 | 0 | 0 | 0 | 0 | 0 | 0 | 0 | 0 | 0 | 0 | 0 | 0 | 0 | 0 | 0 | 0 | 0 | 0 | 0 | 0 | 0 | 0 | 0 | 0 | 0 | 0
SA1 | Wind | 0 | 0 | 0 | 0 | 0 | 0 | 0 | 0 | 0 | 0 | 0 | 0 | 0 | 0 | 0 | 0 | 0 | 0 | 0 | 0 | 0 | 0 | 0 | 0 | 0 | 0 | 0
SA1 | Solar PV | 0 | 0 | 0 | 0 | 0 | 0 | 0 | 0 | 0 | 0 | 0 | 0 | 0 | 0 | 0 | 0 | 0 | 0 | 0 | 0 | 0 | 0 | 0 | 0 | 0 | 0 | 0
SA1 | Grid Battery | 0 | 0 | 0 | 0 | 0 | 0 | 0 | 0 | 0 | 0 | 0 | 0 | 0 | 0 | 0 | 0 | 0 | 0 | 0 | 0 | 0 | 0 | 0 | 0 | 0 | 0 | 0
SA1 | Pumped Hydro | 0 | 0 | 0 | 0 | 0 | 0 | 0 | 0 | 0 | 0 | 0 | 0 | 0 | 0 | 0 | 0 | 0 | 0 | 0 | 0 | 0 | 0 | 0 | 0 | 0 | 0 | 0
SA1 | VPP | 0 | 0 | 0 | 0 | 0 | 0 | 0 | 0 | 0 | 0 | 0 | 0 | 0 | 0 | 0 | 0 | 0 | 0 | 0 | 0 | 0 | 0 | 0 | 0 | 0 | 0 | 0
Total excluding storage |  | 0 | 0 | 0 | 0 | 0 | 0 | 0 | 0 | 0 | 0 | 0 | 0 | 0 | 0 | 0 | 0 | 0 | 0 | 0 | 0 | 0 | 0 | 0 | 0 | 0 | 0 | 0
Region | Technology | 2023-24 | 2024-25 | 2025-26 | 2026-27 | 2027-28 | 2028-29 | 2029-30 | 2030-31 | 2031-32 | 2032-33 | 2033-34 | 2034-35 | 2035-36 | 2036-37 | 2037-38 | 2038-39 | 2039-40 | 2040-41 | 2041-42 | 2042-43 | 2043-44 | 2044-45 | 2045-46 | 2046-47 | 2047-48 | 2048-49 | 2049-50
TAS1 | Black Coal | 0 | 0 | 0 | 0 | 0 | 0 | 0 | 0 | 0 | 0 | 0 | 0 | 0 | 0 | 0 | 0 | 0 | 0 | 0 | 0 | 0 | 0 | 0 | 0 | 0 | 0 | 0
TAS1 | Brown Coal | 0 | 0 | 0 | 0 | 0 | 0 | 0 | 0 | 0 | 0 | 0 | 0 | 0 | 0 | 0 | 0 | 0 | 0 | 0 | 0 | 0 | 0 | 0 | 0 | 0 | 0 | 0
TAS1 | CCGT | 0 | 0 | 0 | 0 | 0 | 0 | 0 | 0 | 0 | 0 | 0 | 0 | 0 | 0 | 0 | 0 | 0 | 0 | 0 | 0 | 0 | 0 | 0 | 0 | 0 | 0 | 0
TAS1 | Gas - Steam | 0 | 0 | 0 | 0 | 0 | 0 | 0 | 0 | 0 | 0 | 0 | 0 | 0 | 0 | 0 | 0 | 0 | 0 | 0 | 0 | 0 | 0 | 0 | 0 | 0 | 0 | 0
TAS1 | OCGT / Diesel | 0 | 0 | 0 | 0 | 0 | 0 | 0 | 0 | 0 | 0 | 0 | 0 | 0 | 0 | 0 | 0 | 0 | 0 | 0 | 0 | 0 | 0 | 0 | 0 | 0 | 0 | 0
TAS1 | Hydro | 0 | 0 | 0 | 0 | 0 | 0 | 0 | 0 | 0 | 0 | 0 | 0 | 0 | 0 | 0 | 0 | 0 | 0 | 0 | 0 | 0 | 0 | 0 | 0 | 0 | 0 | 0
TAS1 | Hydrogen Turbine | 0 | 0 | 0 | 0 | 0 | 0 | 0 | 0 | 0 | 0 | 0 | 0 | 0 | 0 | 0 | 0 | 0 | 0 | 0 | 0 | 0 | 0 | 0 | 0 | 0 | 0 | 0
TAS1 | Wind | 0 | 0 | 0 | 0 | 0 | 0 | 0 | 0 | 0 | 0 | 0 | 0 | 0 | 0 | 0 | 0 | 0 | 0 | 0 | 0 | 0 | 0 | 0 | 0 | 0 | 0 | 0
TAS1 | Solar PV | 0 | 0 | 0 | 0 | 0 | 0 | 0 | 0 | 0 | 0 | 0 | 0 | 0 | 0 | 0 | 0 | 0 | 0 | 0 | 0 | 0 | 0 | 0 | 0 | 0 | 0 | 0
TAS1 | Grid Battery | 0 | 0 | 0 | 0 | 0 | 0 | 0 | 0 | 0 | 0 | 0 | 0 | 0 | 0 | 0 | 0 | 0 | 0 | 0 | 0 | 0 | 0 | 0 | 0 | 0 | 0 | 0
TAS1 | Pumped Hydro | 0 | 0 | 0 | 0 | 0 | 0 | 0 | 0 | 0 | 0 | 0 | 0 | 0 | 0 | 0 | 0 | 0 | 0 | 0 | 0 | 0 | 0 | 0 | 0 | 0 | 0 | 0
TAS1 | VPP | 0 | 0 | 0 | 0 | 0 | 0 | 0 | 0 | 0 | 0 | 0 | 0 | 0 | 0 | 0 | 0 | 0 | 0 | 0 | 0 | 0 | 0 | 0 | 0 | 0 | 0 | 0
Total excluding storage |  | 0 | 0 | 0 | 0 | 0 | 0 | 0 | 0 | 0 | 0 | 0 | 0 | 0 | 0 | 0 | 0 | 0 | 0 | 0 | 0 | 0 | 0 | 0 | 0 | 0 | 0 | 0

## Option 5_REZ Tx Cost
REZ transmission expansion cost by region ($000s) - Option 5, Step Change Scenario
REZ Expansion | Real June 2021 dollars discounted to 1 July 2021. As with the total capital costs, the REZ transmission expansion costs are annualised for modelling purposes.
Explicitly modelled generation
Region | Technology | 2023-24 | 2024-25 | 2025-26 | 2026-27 | 2027-28 | 2028-29 | 2029-30 | 2030-31 | 2031-32 | 2032-33 | 2033-34 | 2034-35 | 2035-36 | 2036-37 | 2037-38 | 2038-39 | 2039-40 | 2040-41 | 2041-42 | 2042-43 | 2043-44 | 2044-45 | 2045-46 | 2046-47 | 2047-48 | 2048-49 | 2049-50 | Sum | Raw | Equal
NSW1 | Transmission | 0 | 0.0012525 | 0.001581 | 0.002003 | 0.0021291 | 0.0028533 | 0.0043587 | 0.0071945 | 0.0073829 | 11128.1 | 16335.1869 | 15483.5897 | 14715.5183 | 13909.2284 | 13184.1033 | 12496.7838 | 13115.104 | 12396.5044 | 11750.2418 | 31012.6636 | 39408.5621 | 37249.295 | 35307.3922 | 66100.4576 | 73229.1231 | 73838.6233 | 69989.2177 | 560649.7241 | 560649.7241 | TRUE
QLD1 | Transmission | 69.5158 | 65.8397 | 62.4081 | 80.1956 | 89.2013 | 51675.7924 | 49050.5449 | 54635.166 | 54497.3651 | 73766.9017 | 82699.5657 | 81475.1219 | 77650.0066 | 74859.8921 | 114891.7627 | 112499.5033 | 142555.6849 | 153393.7037 | 154212.2079 | 196753.6105 | 211352.3969 | 200081.1563 | 191957.5612 | 202550.7918 | 202748.6307 | 205781.4623 | 211251.8757 | 2900707.8649 | 2900707.8649 | TRUE
VIC1 | Transmission | 0 | 0.00041627 | 0.00043466 | 0.00046696 | 0.00045657 | 0.00046298 | 0.0005121 | 0.00060237 | 0.0016043 | 0.0016408 | 27691.8519 | 26248.2009 | 24946.1455 | 23579.3007 | 22350.0482 | 21184.8799 | 20133.9932 | 19030.815 | 18038.6873 | 17098.2825 | 16250.1151 | 15359.7416 | 19957.8889 | 20674.1159 | 20033.871 | 19011.7206 | 18337.4376 | 349927.1024 | 349927.1024 | TRUE
SA1 | Transmission | 57.1305 | 1393.1694 | 1387.7014 | 2546.3924 | 2420.0776 | 2315.7543 | 2196.9416 | 2083.0314 | 2829.8988 | 4150.389 | 3934.0232 | 3728.9351 | 3543.9804 | 3349.7999 | 16556.5069 | 16823.4052 | 15988.8757 | 19097.9447 | 18612.6007 | 21393.0219 | 34357.9034 | 34084.7905 | 32429.1888 | 40336.0518 | 43774.7114 | 42929.6608 | 40733.037 | 413054.9239 | 413054.9239 | TRUE
TAS1 | Transmission | 0 | 0.00095585 | 53.5109 | 273.1855 | 3500.2861 | 3308.5012 | 3136.0202 | 2972.5311 | 2825.0776 | 2670.287 | 2531.0779 | 2399.1261 | 2280.1162 | 2155.1846 | 2042.8291 | 1936.331 | 1840.2783 | 1739.4462 | 1648.7643 | 1562.8099 | 1485.2861 | 1403.9046 | 1330.7156 | 1261.342 | 1198.7726 | 1133.0898 | 1074.0188 | 47762.4936 | 47762.4936 | TRUE
NEM | Total | 126.6463 | 1459.0116 | 1503.6224 | 2899.7759 | 6009.5676 | 57300.0513 | 54383.5117 | 59690.7363 | 60152.3505 | 91715.6793 | 133191.7057 | 129334.9736 | 123135.7671 | 117853.4057 | 169025.2502 | 164940.9032 | 193633.9361 | 205658.414 | 204262.502 | 267820.3885 | 302854.2636 | 288178.888 | 280982.7467 | 330922.7592 | 340985.1089 | 342694.5567 | 341385.5868

## Option 5_USE+DSP Cost
USE+DSP cost by region ($000s) - Option 5, Step Change Scenario
USE+DSP | Real June 2021 dollars discounted to 1 July 2021
Explicitly modelled generation
Region | Technology | 2023-24 | 2024-25 | 2025-26 | 2026-27 | 2027-28 | 2028-29 | 2029-30 | 2030-31 | 2031-32 | 2032-33 | 2033-34 | 2034-35 | 2035-36 | 2036-37 | 2037-38 | 2038-39 | 2039-40 | 2040-41 | 2041-42 | 2042-43 | 2043-44 | 2044-45 | 2045-46 | 2046-47 | 2047-48 | 2048-49 | 2049-50
NSW1 | USE+DSP | 32851.6268 | 37852.3981 | 111208.9644 | 1195.5071 | 14434.156 | 18.4322 | 0.28895 | 816.9829 | 0.29008 | 812.7455 | 870.7911 | 14.2962 | 1343.9502 | 287.1719 | 6225.7553 | 0.29674 | 487.7353 | 4547.6847 | 4118.0878 | 6887.9448 | 11970.2598 | 7792.8347 | 10396.8927 | 11850.4074 | 10650.7864 | 11625.4208 | 12904.2983
QLD1 | USE+DSP | 0.034197 | 0.033898 | 0.034577 | 517.6309 | 22.9197 | 76254.1799 | 0.035593 | 2890.4676 | 1687.7743 | 778.8658 | 1602.975 | 2637.6754 | 3177.3378 | 951.5608 | 7102.5604 | 0.036514 | 8113.1188 | 6845.7846 | 5785.8542 | 11285.09 | 24007.016 | 19757.1531 | 47681.4719 | 55629.076 | 52634.7199 | 54527.364 | 53407.4165
VIC1 | USE+DSP | 26910.4753 | 20790.7949 | 24.7076 | 32337.8535 | 432.7747 | 0.37006 | 79.7595 | 1001.5218 | 0.36917 | 839.0458 | 62.4806 | 20.17 | 2962.9688 | 492.8215 | 5413.307 | 12.6846 | 708.6124 | 2108.9179 | 3134.189 | 4125.8407 | 5439.062 | 11662.7912 | 2884.3073 | 3483.4843 | 3790.8378 | 6208.0493 | 8388.6542
SA1 | USE+DSP | 808.6736 | 0.039984 | 8.8245 | 849.1893 | 262.7824 | 0.040988 | 0.040902 | 862.0534 | 0.040997 | 1219.2316 | 0.041972 | 14.806 | 933.5816 | 149.1354 | 7953.6999 | 0.042814 | 566.1872 | 2258.2373 | 1877.7798 | 2756.9341 | 4890.3613 | 3973.026 | 3862.669 | 4115.7664 | 4795.5146 | 5777.1875 | 5938.4968
TAS1 | USE+DSP | 0.024096 | 0.023811 | 0.023966 | 0.02408 | 0.024131 | 0.024209 | 0.024475 | 44.7508 | 0.025032 | 43.8626 | 0.025444 | 13.2199 | 606.9267 | 79.3947 | 319.2769 | 0.025682 | 253.8885 | 667.4836 | 814.7734 | 1297.8739 | 1650.6634 | 1654.7236 | 1043.024 | 1526.6785 | 1458.0036 | 2696.7751 | 1953.0885
NEM | Total | 60570.8339 | 58643.2907 | 111242.5551 | 34900.2049 | 15152.657 | 76273.0474 | 80.1494 | 5615.7765 | 1688.4996 | 3693.7513 | 2536.3141 | 2700.1674 | 9024.7651 | 1960.0842 | 27014.5996 | 13.0863 | 10129.5421 | 16428.1082 | 15730.6843 | 26353.6836 | 47957.3624 | 44840.5286 | 65868.3649 | 76605.4125 | 73329.8623 | 80834.7966 | 82591.9543