## Version Control
Version Control
| Version | Release date | Changes
| 1 | 2023-08-17 | Initial release.
| 2 | 2023-09-14 | • Updated battery maximum capacity for 2029-30 and 2030-33 in Table 34. • Updated annual consumption by sectoral components under the expected scenario for 2021-22 in Figure 15.

## Contents
Table of contents for the 2023 WEM ESOO
Tables
Table 1 - Peak demand forecasts for different weather scenarios, expected demand growth (MW)
Table 2 - Operational consumption forecasts for different demand growth scenario (gigawatt hours [GWh])
Table 3 - Reserve Capacity Targets (MW)
Table 4 - Supply-demand balance for the expect scenario, 2021 to 2025 Reserve Capacity Cycle (MW)
Table 5 - Definitions for key terms used in the 2023 WEM ESOO
Table 6 - Scenario and assumption variations, 2023 WEM ESOO compared to 2022 WEM ESOO
Table 7 - CSIRO and GEM scenario mapping for the 2023 WEM ESOO DER forecasts
Table 8 - Forecast installed DPV capacity (MW degraded) and average annual growth rate in the SWIS under the expected scenario
Table 9 - Trading Intervals in which peak demand is likely to occur for 50% POE and 10% POE peak demand forecasts and Peak Demand Period for 2025-26, expected scenario
Table 10 - Scenario inclusion for different capacity classifications and retirement cases
Table 11 - Reserve Capacity Targets (MW)
Table 12 - Availability Classes (MW)
Table 13 - Forecast capacity supply-demand balance for expected scenario, 2023-24 to 2032-33
Table 14 - Constraints identified in the reliability modelling
Table 15 - Network limitations identified to bind in at least one dispatch scenario of the NAQ model
Table 16 - Comparison of annual peak demand days (2 March 2023 and 19 January 2023) and underlying peak demand days (30 January 2023 and 21 January 2022)
Table 17 - Minimum demand records since 2022 WEM ESOO
Table 18 - Weighting for evaluation criteria for LIL projects
Table 19 - Supply-demand balance for the low scenario, 2023-24 to 2032-33
Table 20 - Supply-demand balance for the high scenario, 2022-23 to 2031-32
Table 21 - New project status evaluation methodology
Table 22 - Expected unserved energy results under expected scenario, 2023-24 to 2032-33
Table 23 - Summer peak demand forecasts under the low demand growth scenario (MW)
Table 24 - Summer peak demand forecasts under the expected demand growth scenario (MW)
Table 25 - Summer peak demand forecasts under the high demand growth scenario (MW)
Table 26 - Winter peak demand forecasts under the low demand growth scenario (MW)
Table 27 - Winter peak demand forecasts under the expected demand growth scenario (MW)
Table 28 - Winter peak demand forecasts under the high demand growth scenario (MW)
Table 29 - Minimum demand forecasts under the expected demand growth scenario (MW)
Table 30 - Operational consumption forecasts (GWh)
Table 31 - Capacities of Existing Facilities
Table 32 - Demand Side Management capability and availability
Table 33 - Capacities of committed projects
Table 34 - Capacities of probable Facilities by Generator Type
Figures
Figure 1 - Reserve Capacity forecast supply-demand balance, 2023-24 to 2032-33, expected demand growth scenario
Figure 2 - Forecast Reserve Capacity status for 2025-26
Figure 3 - Forecast WA economic growth under three scenarios, 2022-23 to 2032-33 financial years
Figure 4 - Forecast WA and national 10-year economic average annual growth rate under three scenarios, 2022-23 to 2032-33 financial years
Figure 5 - Forecast WA population growth under three scenarios, 2022-23 to 2032-33 financial years
Figure 6 - Forecast SWIS new residential connections under three scenarios, 2022-23 to 2032-33
Figure 7 - EV number projections under three demand scenarios from 2022 and 2023 WEM ESOOs, 2022-23 to 2032-33
Figure 8 - Forecast EV consumption by vehicle type under three scenarios, 2022-23 to 2032-33
Figure 9 - Total installed DPV capacity under three scenarios, 2022-23 to 2032-33
Figure 10 - Forecast installed distributed battery capacity in the SWIS under three scenarios from 2022 and 2023 WEM ESOOs, 2022-23 to 2032-33
Figure 11 - Forecast total energy efficiency savings in the BMM and residential sectors, under three scenarios, 2022 23 to 2032-33
Figure 12 - Forecast total annual electricity consumption from business and residential electrification (excluding EVs) under three scenarios, 2022-23 to 2032-33
Figure 13 - Forecast total electricity consumption for hydrogen production in SWIS under three scenarios, 2022-23 to 2032-33
Figure 14 - Actual and forecast LILs under three scenarios from 2022 and 2023 WEM ESOOs, 2016-17 to 2032-33
Figure 15 - Actual and breakdown of forecast annual consumption, by sectoral components, under expected scenario, 2016-17 to 2032-33
Figure 16 - Breakdown of annual consumption forecasts under three scenarios in 2032-33
Figure 17 - Actual and forecast operational consumption under three scenarios from 2022 and 2023 WEM ESOO scenarios, 2016-17 to 2032-33
Figure 18 - Actual and forecast business underlying consumption under three scenarios from 2022 and 2023 WEM ESOOs, 2016-17 to 2032-33
Figure 19 - Business underlying consumption growth forecasts under three scenarios by components for the first-half (2022-23 to 2027-28) and second-half (2027-28 to 2032-33) of the outlook period
Figure 20 - Actual and forecast residential underlying consumption under three scenarios from 2022 and 2023 WEM ESOOs, 2016-17 to 2032-33
Figure 21 - Residential underlying consumption growth forecasts by components for the first-half (2022-23 to 2027-28) and second-half (2027-28 to 2032-33) of the outlook period
Figure 22 - Actual and forecast 10% POE peak demand forecasts under three scenarios from 2022 and 2023 WEM ESOOs, 2016-17 to 2032-33
Figure 23 - Actual and 10%, 50%, and 90% POE peak demand forecasts, expected scenario, 2016-17 to 2032-33
Figure 24 - Actual and forecast 10% POE peak winter demand forecasts under three scenarios from 2022 and 2023 WEM ESOOs, 2016-17 to 2032-33
Figure 25 - Actual and 10%, 50%, and 90% minimum demand forecasts, expected scenario, 2016-17 to 2032-33
Figure 26 - Capacity Credits in the SWIS for 2024-25 by fuel type and generator age
Figure 27 - Peak daily percentage of Capacity Credits on outage during Hot Season for 2018-19 to 2022-23
Figure 28 - Capacity Credits on outage and maximum Capacity Credits assigned by Facility for 36 months prior to March 2023
Figure 29 - Total size of existing as at 2023-24 and new projects split by capacity catagory after all retirements are considered (from 2030-31 onwards)
Figure 30 - Forecast Reserve Capacity split generation type, expected scenario, 2023-24 to 2032-33
Figure 31 - Forecast Reserve Capacity split generation type, high scenario, 2023-24 to 20232-33
Figure 32 - Availability Curve, 2024-25
Figure 33 - Availability Curve, 2025-26
Figure 34 - Reserve Capacity forecast supply-demand balance for expected demand scenario, 2023-24 to 2032-33.
Figure 35 - Forecast Reserve Capacity status for 2025-26
Figure 36 - Operational and underlying demand profiles on the observed peak demand day, 19 January 2022

## T. 1
Table 1 - Peak demand forecasts for different weather scenarios, expected demand growth (MW)
Table of contents
| Scenario | 2022-23 | 2023-24 | 2024-25 | 2025-26 | 2026-27 | 2027-28 | 5-year average annual growth | 2032-33 | 10-year average annual growth
| 10% POE | 4112 | 4253 | 4315 | 4418 | 4580 | 4734 | 2.9% | 6296 | 4.4%
| 50% POE | 3847 | 4002 | 4078 | 4164 | 4338 | 4485 | 3.1% | 6030 | 4.6%
| 90% POE | 3606 | 3735 | 3809 | 3897 | 4053 | 4201 | 3.1% | 5718 | 4.7%
Note: 2022-23 is the base year (year 0) and 2032-33 is the final year (year 10) for the average annual growth rate calculation.

## T. 2
Table 2 - Operational consumption forecasts for different demand growth scenario (gigawatt hours [GWh])
Table of contents
| Scenario | 2022-23 | 2023-24 | 2024-25 | 2025-26 | 2026-27 | 2027-28 | 5-year average annual growth | 2032-33 | 10-year average annual growth
| Low | 16878 | 16969 | 17128 | 17506 | 18541 | 18962 | 2.4% | 24910 | 4%
| Expected | 17615 | 18010 | 18237 | 18607 | 19509 | 20375 | 3% | 30306 | 5.6%
| High | 18318 | 18984 | 20816 | 26510 | 33127 | 38676 | 16.1% | 58884 | 12.4%
Note: 2022-23 is the base year (year 0) and 2032-33 is the final year (year 10) for the average annual growth rate calculation.

## T. 3
Table 3 - Reserve Capacity Targets (MW)
Table of contents
| Capacity Year | 10% POE peak demand | Intermittent Loads | Contingency component of the reserve margin | Regulation Raise | Total
| 2023-24 | 4253 | 8 | 983 | 120 | 5364
| 2024-25 | 4315 | 8 | 976 | 131 | 5430
| 2025-26 | 4418 | 8 | 976 | 141 | 5543
| 2026-27 | 4580 | 8 | 976 | 153 | 5716
| 2027-28 | 4734 | 7 | 898 | 167 | 5806
| 2028-29 | 4976 | 7 | 898 | 180 | 6061
| 2029-30 | 5325 | 6 | 898 | 192 | 6422
| 2030-31 | 5713 | 6 | 898 | 204 | 6821
| 2031-32 | 6021 | 6 | 898 | 215 | 7140
| 2032-33 | 6296 | 5 | 898 | 225 | 7425

## T. 4
Table 4 - Supply-demand balance for the expect scenario, 2021 to 2025 Reserve Capacity Cycle (MW)
Table of contents
| Capacity Year | 2023-24 | 2024-25 | 2025-26 | 2026-27 | 2027-28
| Reserve Capacity Cycle (WEM ESOO) | 2021 | 2022 | 2023 | 2024 | 2025
| Cycle Status | Capacity assigned | Capacity assigned | Capacity assignment over coming months | Not commenced | Not commenced
| RCT | 5364 | 5430 | 5543 | 5716 | 5806
| Capacity | 4727 | 4596 | 4598 | 4598 | 4281
| Capacity investment gap | 638 | 833 | 945 | 1118 | 1525
| Additional Services | SRC procurement underway | NCESS procurement underway SRC considered in 2024, if required | None identified at this stage | None identified at this stage | None identified at this stage

## T. 5
Table 5 - Definitions for key terms used in the 2023 WEM ESOO
Table of contents
| Term | Definition
Distributed energy resources terms
| Distributed energy resources (DER) | DER includes distributed photovoltaics (DPV), distributed battery storage, and electric vehicles (EVs).
| Distributed energy storage systems (DESS) | DESS are small distributed behind-the-meter battery storage systems installed for residential, commercial, and large commercial customers, that do not hold Capacity Credits in the WEM.
| Distributed photovoltaics (DPV) | DPV is used to capture both rooftop PV and PV non-scheduled generation (PVNSG); see below for definitions.
| Electric vehicle (EV) | EVs are electric-powered vehicles, ranging from small residential vehicles such as motor bikes or cars, to large commercial trucks and buses.
| PV non-scheduled generation (PVNSG) | Defined as non-scheduled photovoltaic generators larger than 100 kilowatts (kW) but smaller than 10 megawatts (MW) that do not hold Capacity Credits in the WEM.
| Rooftop photovoltaic (PV) | Defined as photovoltaics installed on a residential building (less than 15 kW) or business premises (less than 100 kW).
| Virtual power plant (VPP)A | An aggregation or grouping of DER that is actively controlled and coordinated via an Orchestration SystemB by an operator. VPPs can operate in a coordinated manner to provide services to other parties (such as the wholesale market and/or network).
Consumption and demand terms
| Consumption | The amount of power used over a period of time, conventionally reported as megawatt hours (MWh), gigawatt hours (GWh), or terawatt hours (TWh), depending on the magnitude of power consumed. It is reported on a “sent-out” basis (excluding electricity used by a generatorC) unless otherwise stated.
| Demand | Demand is defined as the amount of power consumed at any time. Peak and minimum demand is measured in megawatts (MW) and averaged over a 30-minute period. It is reported on a “sent-out” basis (excluding electricity used by a generator) unless otherwise stated (see below for definitions of demand specifications).
| Delivered consumption (or demand) | Electricity consumption (or demand) that is supplied to electricity users from the grid. It excludes the part of their consumption (or demand) that is met by behind-the-meter (typically rooftop PV) generation.
| Operational consumptionD (or demand)E | • Electricity consumption (or demand) that is met by sent-out electricity supply of all market registered energy producing unitsF. It includes losses incurred from the transmission and distribution of electricity and electricity consumption (or demand) of EVs but excludes electricity consumption (or demand) met by DPV generation. • Operational consumption includes energy efficiency losses of distributed battery storage operation. • Operational demand includes impacts of distributed battery storage discharging (reducing operational demand) and charging (increasing operational demand). • Peak and minimum operational demand forecasts represent uncontrolled or unconstrained demand, free of market-based solutions that might increase or reduce operational demand (including storage, coordinated EV charging and demand response). Only non-coordinated, consumer-controlled battery and EV charging is considered in the unconstrained peak and minimum operational demand forecasts.
| Market Underlying consumption (or demand)G | The total amount of electricity consumption (or demand) in the market, which includes electricity delivered to meet the consumption (or demand) of residential and business customers (including the impact of distributed battery storage operation), network losses, and DPV generation.
| End-user underlying consumption (or demand) | The total amount of electricity consumption (or demand) by electricity users from their power points (excluding network losses), regardless of whether it is supplied from the grid or by behind-the-meter (typically rooftop PV) generation.
Other consumption and demand forecasting terms
| Business sector | Business sector includes industrial and commercial users. This sector is subcategorised further to include large industrial loads (LILs) and business mass market (BMM); see below for definitions.
| Business mass market (BMM) | BMM covers those business loads that are not included in the LIL sector.
| Large industrial load (LIL) | LILs are users that consume, or are forecast to consume, at least 10 MW for a minimum of 10% of the time (around 875 hours a year) or at least 50 GWh per year. LILs include existing and new LILs.
| Committed and prospective LIL | New LILs are segmented into committed and prospective LILs based on AEMO’s evaluation criteria, including final investment decision (FID), environmental approval, network access status, and decarbonisation (see Section 2.7 and Appendix A2 for further information). Committed LILs are included in both expected and high scenarios, while prospective LILs are only included in the high demand growth scenario.
| Residential sector | Residential sector includes non-contestableH residential customers (supplied by Synergy) only.
| Probability of exceedance (POE) | A measure of the likelihood of a value being met or exceeded. For example, a 10% POE maximum demand forecast is expected to be met or exceeded, on average, one year in 10, while a 90% POE maximum demand forecast is expected to be met or exceeded nine years in 10.
Reliability assessment terms
| Anticipated Installed Capacity (AIC) | The anticipated quantity of Reserve Capacity available from existing, committed, or probable capacity; see below for definitions.
| Committed capacity | Capacity provided by new projects that are candidates for registration and have been assigned Capacity Credits for 2024-25 or scored 80% or higher in the new project status evaluation as outlined in Chapter 5 of this WEM ESOO. Committed capacity is included in both expected and high scenarios for the capacity supply forecasts.
| Existing capacity | Capacity provided by Registered Facilities that have been assigned Capacity Credits for 2022-23, 2023-24, or 2024-25. Existing capacity is included in the low, expected, and high scenarios for the capacity supply forecasts.
| Expected Unserved Energy (EUE) | A normalised metric, which does not have a unit. It represents the estimated percentage of forecast electricity operational consumption for a Capacity Year which cannot be met by all AIC in that Capacity Year.
| Probable capacity | Capacity comprised of new projects that: • are a candidate for registration and have submitted a valid Expression of Interest for the 2023 Reserve Capacity Cycle (2023 EOI)I, • are contracted or expected to be contracted for the 2024-26 Peak Demand NCESS, or • have scored 50% or more but less than 80% in the new project status evaluation. Probable capacity is included only in the high scenario for the capacity supply forecasts.
A. As defined in AEMO’s VPP Visibility Guideline (p8), at: https://aemo.com.au/-/media/files/stakeholder_consultation/consultations/wa_wem_consultation_documents/2022/proposed-design-for-a-visibility-framework/vpp-visibility-guideline.pdf?la=en.
B. Orchestration System means, without limitation, the technologies, technology platform(s), algorithms, process and systems used to coordinate the Injection and Withdrawal of energy from the DER within an Aggregation of DER. See AEMO’s VPP Visibility Guideline.
C. This may be called ‘auxiliary load’, ‘parasitic load’, or ‘self-load’, and refers to energy generated for use within power stations.
D. Historical operational consumption is measured as the Total Sent Out Generation (TSOG) over a 30-minute Trading Interval. It is a non-network-loss adjusted MWh value.
E. Historical operational demand is calculated as the TSOG multiplied by two, to convert MWh to MW for a 30-minute Trading Interval. The historical operational peak demand and minimum demand are identified as the highest and lowest operational demand calculated for a Trading Interval in a Capacity Year, respectively.
F. Includes market generators and utility-scale energy storage systems.
G. Historical market underlying consumption (or demand) calculation does not consider impacts of distributed battery storage. Due to the current relatively low uptake of distributed battery storage in the SWIS, its impact on historical underlying demand is negligible.
H. A non-contestable customer is a customer uses less than 50 MWh of electricity per year and is connected to Western Power’s distribution network.
I. The information that a 2023 EOI must include to be deemed valid are outlined in clause 4.4.1 of the WEM Rules.

## T. 6
Table 6 - Scenario and assumption variations, 2023 WEM ESOO compared to 2022 WEM ESOO
Table of contents
| Demand growth scenario | Low |  | Expected |  | High
| WEM ESOO | 2023 | 2022 | 2023 | 2022 | 2023 | 2022
| Scenario name | Progressive Change | Slow Change | Step Change | Progressive Change | Green Energy Exports | Strong Electrification
| Australian economic and demographic drivers | Lower | Lower | Moderate | Moderate | High (partly driven by green energy) | Higher
| Energy efficiency | Lower | Lower | High | Moderate | Higher | Higher
| DER uptake (batteries, PV and EVs) | Lower | Lower | High | Moderate | Higher | Higher
| Storage aggregation and coordination such as VPP | Lower | N/A | High | N/A | Higher | N/A
| Electrification (other than transportation sector) | Lower | N/A | High | N/A | Higher | N/A
| Uptake of coordinated EV chargingA | Moderate | Slower | Faster | Moderate | Faster | Faster
| Hydrogen use / Hydrogen blending in gas distribution networkB | Low production for domestic use, with no export hydrogen. Up to 10% blending in gas network. Up to 10% blending in gas network. | N/A | Medium-Low production for domestic use, with minimal export hydrogen. Medium-Low production for domestic use, with minimal export hydrogen. Up to 10% blending in gas network. | N/A | High production for domestic and export use. High production for domestic and export use. Up to 10% blending in gas network until 2030, with potential for higher blending thereafter. | N/A
| National decarbonisation target | At least 43% emissions reduction by 2030 | 26-28% reduction by 2030 | At least 43% emissions reduction by 2030. | 26-28% reduction by 2030 | At least 43% emissions reduction by 2030. | 26-28% reduction by 2030
|  | Net zero by 2050. | No target beyond 2030. | Net zero by 2050. | Net-zero by 2050. | Net-zero by 2050. | Net-zero by early 2040s.
| Supply chain barriers | More challenging | N/A | Moderate | N/A | Less challenging | N/A
A. This refers to charging is optimised towards system conditions, where charging happens at time of low system demand.
B. Hydrogen blending of the gas network will need to accommodate the technical requirements of transmission and distribution pipelines, as well as the capabilities of connected gas appliances. Higher blends than ~10% may require appliance change and/or switches to dedicated hydrogen transmission pipelines.

## T. 7
Table 7 - CSIRO and GEM scenario mapping for the 2023 WEM ESOO DER forecasts
Table of contents
|  | High | Expected | Low
| EV forecasts mapping | CSIRO | CSIRO | CSIRO
| PV forecasts mapping | GEM | Average of CSIRO and GEM | CSIRO
| PVNSG forecasts mapping | GEM | GEM | CSIRO
| DESS and VPP forecasts mapping | Average of CSIRO and GEM | Average of CSIRO and GEM | CSIRO

## T. 8
Table 8 - Forecast installed DPV capacity (MW degraded) and average annual growth rate in the SWIS under the expected scenario
Table of contents
|  | Residential PV | Business PV | PVNSG | Total
| 2022-23 | 2084 | 316 | 53 | 2453
| 2023-24 | 2275 | 362 | 72 | 2709
| 2032-33 | 4189 | 848 | 289 | 5325
| 10-year average annual growth | 7.2% | 10.4% | 18.4% | 8.1%
Source: CSIRO, GEM, and AEMO.

## T. 9
Table 9 - Trading Intervals in which peak demand is likely to occur for 50% POE and 10% POE peak demand forecasts and Peak Demand Period for 2025-26, expected scenario
Table of contents
| POE | Trading Intervals
| 50% | 17:30 to 19:00
| 10% | 17:30 to 19:00
| Peak Demand Period | 17:30 to 19:00

## T. 10
Table 10 - Scenario inclusion for different capacity classifications and retirement cases
Table of contents
| Scenario | Existing capacity | Committed capacity | Probable capacity | Proposed capacity | Coal Generator Retirement case
| Low | Yes | No | No | No | Low
| Expected | Yes | Yes | No | No | Expected
| High | Yes | Yes | Yes | No | High
Note: existing-for-high-only capacity is only included in the high scenario from 2025-26 onwards.

## T. 11
Table 11 - Reserve Capacity Targets (MW)A
Table of contents
| Capacity Year | 10% POE peak demand | Intermittent LoadsB | Contingency component of the reserve marginC | Regulation RaiseD | Total
| 2023-24E | 4253 | 8 | 983 | 120 | 5364
| 2024-25E | 4315 | 8 | 976 | 131 | 5430
| 2025-26 | 4418 | 8 | 976 | 141 | 5543
| 2026-27 | 4580 | 8 | 976 | 153 | 5716
| 2027-28 | 4734 | 7 | 898 | 167 | 5806
| 2028-29 | 4976 | 7 | 898 | 180 | 6061
| 2029-30 | 5325 | 6 | 898 | 192 | 6422
| 2030-31 | 5713 | 6 | 898 | 204 | 6821
| 2031-32 | 6021 | 6 | 898 | 215 | 7140
| 2032-33 | 6296 | 5 | 898 | 225 | 7425
A. All figures have been rounded to the nearest MW. Consequently, totals may have a 1 MW difference due to rounding.
B. An estimate of the capacity required to cover the forecast cumulative needs of Intermittent Loads, which are excluded from the 10% POE expected peak demand forecast.
C. Calculated as the greater of 7.6% of the 10% POE forecast peak demand and the size, in MW, of the largest contingency relating to loss of supply expected at the time of forecast peak demand in accordance with clause 4.5.9(a) of the WEM Rules. To set the RCT, AEMO has considered the largest contingency to be the loss of the three largest generating units. NewGen Kwinana (NEWGEN_KWINANA_CCG1, assigned 334.8 MW of Capacity Credits for 2023-24 and 327.8 MW of Capacity Credits for 2024-25) is the largest generating unit in 2023-24 then the second largest in 2024-25, NewGen Neerabup (NEWGEN_NEERABUP_GT1, assigned 330.6 MW of Capacity Credits for 2023-24 and 2024-25) is the second largest generating unit in 2023-24 and the largest in 2024-25 and Collie Power Station (COLLIE_G1, assigned 317.2 MW of Capacity Credits for 2023-24 and 2024-25) is the third largest generating unit up until its retirement in October 2027, after which Cockburn Power Station (COCKBURN_CGG, assigned 240 MW of Capacity Credits for 2023-24 and 2024-25) will be the third largest generating unit.
D. As part of the new WEM launching on 1 October 2023, the Frequency Control Essential System Services (FCESS) Regulation service will be used to ensure frequency is maintained within the Normal Operating Frequency Band. This new process incorporates the previously used Load Following Ancillary Service (LFAS) value of 110 MW and also plans around the variability that comes with new wind, DPV and solar generation.
E. Figures have been updated to reflect the 2023 WEM ESOO forecasts. However, the RCR of 4,396 MW set in the 2021 WEM ESOO for the 2021 Reserve Capacity Cycle (2023-24) and the RCR of 4,526 MW set in the 2022 WEM ESOO for the 2022 Reserve Capacity Cycle (2024-25) do not change.

## T. 12
Table 12 - Availability Classes (MW)
Table of contents
|  | 2024-25A | 2025-26
| Minimum capacity required to be provided from Availability Class 1 | 4430 | 4510
| Capacity associated with Availability Class 2B | 1000 | 1033
| RCT | 5430 | 5543
A. These figures reflect the forecasts in this 2023 WEM ESOO. The RCR of 4,526 MW determined in the 2022 WEM ESOO for 2024-25 remains unchanged.
B: Capacity associated with Availability Class 2 does not need to be provided by Availability Class 2 capacity. It is capacity that may be provided from either Availability Class 1 or Availability Class 2.
Source: AEMO and EY.

## T. 13
Table 13 - Forecast capacity supply-demand balance for expected scenario, 2023-24 to 2032-33A
Table of contents
|  | 2023-24 | 2024-25 | 2025-26 | 2026-27 | 2027-28 | 2028-29 | 2029-30 | 2030-31 | 2031-32 | 2032-33
| RCTB (MW) | 5364 | 5430 | 5543 | 5716 | 5806 | 6061 | 6422 | 6821 | 7140 | 7425
| Capacity (MW) | 4,727C | 4,596C | 4,598D | 4598 | 4281 | 4281 | 3859 | 3425 | 3425 | 3425
| Capacity investment gap (MW) | 638E | 833E | 945 | 1118 | 1525 | 1781 | 2563 | 3396 | 3715 | 4000
| Capacity investment gap (%) | 11.9F | 15.3F | 17.1 | 19.6 | 26.3 | 29.4 | 39.9 | 49.8 | 52 | 53.9
A. All figures have been rounded to the nearest MW. Consequently, totals may have a 1 MW difference due to rounding.
B. The quantities reported are the RCTs. The RCRs for 2023-24, 2024-25 and 2025-26 are 4,396, 4,526 and 5,543 MW respectively.
C. The 2023-24 and 2024-25 available capacity values are the total quantities of Capacity Credits assigned.
D. The capacity values for 2025-26 and remaining years represent the forecast quantity of Reserve Capacity under the expected demand growth scenario, comprising existing and committed capacity are forecasts, as described in Chapter 5.
E. Based on the RCRs for 2023-24 and 2024-25, the available capacity figures represent a capacity surplus of 331 MW and 70 MW, respectively.
F. Based on the RCRs for 2023-24 and 2024-25, the available capacity figures represent a capacity surplus of 7.5% and 1.6%, respectively.

## T. 14
Table 14 - Constraints identified in the reliability modelling
Table of contents
| Restricted Sub-Regions | Augmentation Options
| Kwinana | Increased transmission capacity out of Kwinana and Mason Road.
| Rockingham / Mandurah | Increased transmission capacity into Rockingham / Waikiki / Mandurah. New capacity at Rockingham / Waikiki / Mandurah
| Eastern Goldfields and East Country | Increased transmission capacity and redundancy along 220 kV link between Muja and West Kalgoorlie, and between Merredin and Northam.
| North Metro / North Country | Increased transmission capacity and redundancy between Northern Terminal and Three Springs. New capacity credit providers in Metro North, south of Joondalup.
| Geraldton | Increased transmission capacity south out of Mungarra.
| Greater Southern | Increased transmission capacity between Kojanup and Albany.

## T. 15
Table 15 - Network limitations identified to bind in at least one dispatch scenario of the NAQ model
Table of contents
| Potentially Limited Network Element | Relevant Contingency
| Southern Terminal (ST) T2 Northern Terminal (NT)-East Perth (EP)/Belmont (BEL) 81 | Southern Terminal (ST) T1
| Northern Terminal (NT) T1 | Northern Terminal (NT) T2
| Southern Terminal (ST)-Cannington Terminal (CT) 81 | Kenwick Link (KNL) T1
| Eastern Goldfields Voltage Stability | West Kalgoorlie (WKT) T1
| Kwinana (KW)-Kwinana Desalination Plant (KDP)/Mason Road (MSR) 81 | Kwinana (KW)-Mason Road (MSR) 81

## T. 16
Table 16 - Comparison of annual peak demand days (2 March 2023 and 19 January 2023) and underlying peak demand days (30 January 2023 and 21 January 2022)A
Table of contents
| Event | Date | Daily maximum operational demand |  | Daily maximum underlying demand |  | Temperature (°C) |  |  | Peak demand reduction
|  |  | Trading Interval | MW | Trading Interval | MW | Daily maximum | Moving averageB | Overnight minimumC | Peak demand reduction from peak time shift (MW) | Peak demand reduction from PVD (MW)
| 2022-23 peak demand | 2023-03-02 | 16:00 | 3683 | 14:00 | 4128 | 36.9 | 36.7 | 18.5 | 171 | 275
| 2021-22 peak demand | 2022-01-19 | 18:00 | 3984 | 15:30 | 4393 | 41.8 | 38.7 | 29.7 | 122 | 287
| 2022-23 underlying peak demand | 2023-01-30 | 18:30 | 3580 | 15:00 | 4140 | 34.3 | 36.2 | 20.5 | 14 | 546
| 2021-22 underlying peak demand | 2022-01-21 | 18:00 | 3953 | 15:30 | 4411 | 42 | 41.7 | 22.6 | 124 | 335
A. Based on the data as of 31 March 2023.
B. Calculated based on a three-day moving average of daily maximum temperatures.
C. Minimum temperature recorded between 20:00 and 4:30 Trading Intervals.
D. The difference between the peak demand and the daily maximum underlying demand.
Source: AEMO, Bureau of Meteorology, Clean Energy Regulator (CER), and Solcast.

## T. 17
Table 17 - Minimum demand records since 2022 WEM ESOOA
Table of contents
| Date | Trading Interval commencing | Day of the week | Minimum demand (MW) | Daily maximum temperature (°C) | Demand reduction from DPVB (MW) | Percentage of underlying demand met by DPV (%)
| 2022-09-11 | 12:30 | Sunday | 749 | 23.8 | 1362 | 65
| 2022-10-08 | 12:30 | Saturday | 712 | 22.4 | 1475 | 67
| 2022-10-15 | 12:30 | Saturday | 686 | 21.4 | 1442 | 68
| 2022-10-16 | 12:00 | Sunday | 633 | 20.6 | 1486 | 70
A. Based on data as of 31 March 2022.
B. Demand reduction from DPV generation at the time of minimum demand was recorded.

## T. 18
Table 18 - Weighting for evaluation criteria for LIL projects
Table of contents
| Criteria | Projects expected online within four years | Projects expected online more than four years ahead
| Western Power active stage | 30% | 33.3%
| Status of EPA approval | 30% | -
| Likelihood of FID | 30% | 33.3%
| Is this a carbon reduction project? | 10% | 33.3%

## T. 19
Table 19 - Supply-demand balance for the low scenario, 2023-24 to 2032-33A
Table of contents
|  | 2023-24 | 2024-25 | 2025-26 | 2026-27 | 2027-28 | 2028-29 | 2029-30 | 2030-31 | 2031-32 | 2032-33
| RCTB (MW) | 5275 | 5296 | 5376 | 5569 | 5606 | 5732 | 5934 | 6142 | 6466 | 6754
| Capacity (MW) | 4,668C | 4,467C | 4,467D | 4467 | 4149 | 4149 | 3727 | 3293 | 3293 | 3293
| Capacity investment gap (MW) | 608E | 829E | 910E | 1102 | 1456 | 1582 | 2206 | 2848 | 3173 | 3460
| Capacity investment gap (%) | 11.5F | 15.7F | 16.9F | 19.8 | 26 | 27.6 | 37.2 | 46.4 | 49.1 | 51.2
A. All figures have been rounded to the nearest MW. Consequently, totals may have a 1 MW difference due to rounding.
B. The quantities reported are the RCTs. The RCRs for 2023-24, 2024-25 and 2025-26 are 4,396, 4,526 and 5,543 MW respectively.
C. The 2023-24 and 2024-25 available capacity values are the total quantities of Capacity Credits assigned for existing capacity.
D. The capacity values for 2025-26 and remaining years represent the forecast quantity of Reserve Capacity under the low demand growth scenario, comprising of existing capacity.
E. Based on the RCRs for 2023-24, 2024-25 and 2025-26, the available capacity figures represent a capacity investment gap of -272 MW, 59 MW and 1,077 MW, respectively.
F. Based on the RCRs for 2023-24, 2024-25, and 2025-26 the available capacity figures represent a capacity investment gap of -6.2%, 1.3% and 19.4%, respectively.

## T. 20
Table 20 - Supply-demand balance for the high scenario, 2023-24 to 2032-33A
Table of contents
|  | 2023-24 | 2024-25 | 2025-26 | 2026-27 | 2027-28 | 2028-29 | 2029-30 | 2030-31 | 2031-32 | 2032-33
| RCTB (MW) | 5398 | 5577 | 5917 | 6370 | 6677 | 7169 | 7595 | 8038 | 8676 | 9134
| Capacity (MW) | 4,727C | 5,178C | 5,535D | 5690 | 5373 | 5373 | 5451 | 5451 | 5451 | 5451
| Capacity investment gap (MW) | 671E | 398E | 382E | 680 | 1,304 | 1,796 | 2,144 | 2,587 | 3,226 | 3,683
| Capacity investment gap (%) | 12.4F | 7.1F | 6.5F | 10.7 | 19.5 | 25.1 | 28.2 | 32.2 | 37.2 | 40.3
A. All figures have been rounded to the nearest MW. Consequently, totals may have a 1 MW difference due to rounding.
B. The quantities reported are the RCTs. The RCRs for 2023-24, 2024-25 and 2025-26 are 4,396, 4,526 and 5,543 MW respectively.
C. The 2023-24 and 2024-25 available capacity values are the total quantities of Capacity Credits assigned for existing capacity.
D. The capacity values for 2025-26 and remaining years represent the forecast quantity of Reserve Capacity under the low demand growth scenario, comprising of existing capacity.
E. Based on the RCRs for 2023-24, 2024-25 and 2025-26, the available capacity figures represent a capacity investment gap of -331 MW, -652 MW and 8 MW, respectively.
F. Based on the RCRs for 2023-24, 2024-25 and 2025-26, the available capacity figures represent a capacity investment gap of -12.4%, -7.1% and 0.2%, respectively.

## T. 21
Table 21 - New project status evaluation methodology
Table of contents
| Criteria | Weighting | Options | Score (%)
| EPA | 0.33 | Granted | 100
|  |  | Applied | 50
|  |  | Not Applied | 0
| Western Power Access | 0.33 | Granted | 100
|  |  | Applied | 50
|  |  | Not Applied | 0
| FID | 0.33 | Yes | 100
|  |  | No | 0

## T. 22
Table 22 - Expected unserved energy results under expected scenario, 2023-24 to 2032-33
Table of contents
| Capacity Year | Operational consumption (MWh) | 0.002% of operational consumption (MWh) | EUE (MWh) | EUE (%)
| 2023-24 | 18010219 | 360 | 1214 | 0.00674%
| 2024-25 | 18237201 | 365 | 2519 | 0.01381%
| 2025-26 | 18607085 | 372 | 3184 | 0.01711%
| 2026-27 | 19509007 | 390 | 6019 | 0.03085%
| 2027-28 | 20375377 | 408 | 36135 | 0.1773%
| 2028-29 | 21825432 | 437 | 94104 | 0.4312%
| 2029-30 | 24250785 | 485 | 620739 | 2.56%
| 2030-31 | 26482030 | 530 | 2830594 | 10.69%
| 2031-32 | 28367749 | 567 | 4069492 | 14.35%
| 2032-33 | 30305884 | 606 | 5268259 | 17.38%
Source: AEMO and EY.

## T. 23
Table 23 - Summer peak demand forecasts under the low demand growth scenario (MW)
Table of contents
| Capacity Year | 10% POE | 50% POE | 90% POE
| 2022-23 | 4112 | 3847 | 3606
| 2023-24 | 4169 | 3952 | 3698
| 2024-25 | 4191 | 3965 | 3713
| 2025-26 | 4267 | 4039 | 3788
| 2026-27 | 4453 | 4234 | 3967
| 2027-28 | 4560 | 4338 | 4061
| 2028-29 | 4679 | 4446 | 4176
| 2029-30 | 4874 | 4654 | 4383
| 2030-31 | 5076 | 4844 | 4554
| 2031-32 | 5394 | 5160 | 4872
| 2032-33 | 5676 | 5436 | 5139
| Average growth | 3.3% | 3.5% | 3.6%

## T. 24
Table 24 - Summer peak demand forecasts under the expected demand growth scenario (MW)
Table of contents
| Capacity Year | 10% POE | 50% POE | 90% POE
| 2022-23 | 4112 | 3847 | 3606
| 2023-24 | 4253 | 4002 | 3735
| 2024-25 | 4315 | 4078 | 3809
| 2025-26 | 4418 | 4164 | 3897
| 2026-27 | 4580 | 4338 | 4053
| 2027-28 | 4734 | 4485 | 4201
| 2028-29 | 4976 | 4716 | 4433
| 2029-30 | 5325 | 5073 | 4780
| 2030-31 | 5713 | 5456 | 5155
| 2031-32 | 6021 | 5747 | 5450
| 2032-33 | 6296 | 6030 | 5718
| Average growth | 4.4% | 4.6% | 4.7%

## T. 25
Table 25 - Summer peak demand forecasts under the high demand growth scenario (MW)
Table of contents
| Capacity Year | 10% POE | 50% POE | 90% POE
| 2022-23 | 4112 | 3847 | 3606
| 2023-24 | 4286 | 4049 | 3773
| 2024-25 | 4461 | 4225 | 3928
| 2025-26 | 4789 | 4545 | 4240
| 2026-27 | 5227 | 4967 | 4668
| 2027-28 | 5584 | 5317 | 4989
| 2028-29 | 6058 | 5781 | 5459
| 2029-30 | 6467 | 6194 | 5852
| 2030-31 | 6895 | 6594 | 6243
| 2031-32 | 7520 | 7202 | 6846
| 2032-33 | 7967 | 7656 | 7299
| Average growth (%) | 6.8% | 7.1% | 7.3%

## T. 26
Table 26 - Winter peak demand forecasts under the low demand growth scenario (MW)
Table of contents
| Capacity Year | 10% POE | 50% POE | 90% POE
| 2022-23 | 3557 | 3395 | 3255
| 2023-24 | 3589 | 3427 | 3287
| 2024-25 | 3632 | 3465 | 3330
| 2025-26 | 3716 | 3550 | 3413
| 2026-27 | 3916 | 3750 | 3604
| 2027-28 | 4030 | 3857 | 3709
| 2028-29 | 4148 | 3972 | 3823
| 2029-30 | 4352 | 4166 | 4013
| 2030-31 | 4544 | 4351 | 4203
| 2031-32 | 4864 | 4678 | 4526
| 2032-33 | 5150 | 4954 | 4793
| Average growth | 3.8% | 3.9% | 3.9%

## T. 27
Table 27 - Winter peak demand forecasts under the expected demand growth scenario (MW)
Table of contents
| Capacity Year | 10% POE | 50% POE | 90% POE
| 2022-23 | 3557 | 3395 | 3255
| 2023-24 | 3655 | 3483 | 3336
| 2024-25 | 3727 | 3553 | 3409
| 2025-26 | 3832 | 3658 | 3513
| 2026-27 | 3999 | 3826 | 3681
| 2027-28 | 4171 | 3987 | 3837
| 2028-29 | 4412 | 4225 | 4065
| 2029-30 | 4755 | 4557 | 4392
| 2030-31 | 5141 | 4929 | 4771
| 2031-32 | 5423 | 5235 | 5068
| 2032-33 | 5712 | 5512 | 5351
| Average growth | 4.9% | 5% | 5.1%

## T. 28
Table 28 - Winter peak demand forecasts under the high demand growth scenario (MW)
Table of contents
| Capacity Year | 10% POE | 50% POE | 90% POE
| 2022-23 | 3557 | 3395 | 3255
| 2023-24 | 3691 | 3526 | 3382
| 2024-25 | 3863 | 3685 | 3543
| 2025-26 | 4172 | 3997 | 3847
| 2026-27 | 4565 | 4389 | 4225
| 2027-28 | 4906 | 4715 | 4552
| 2028-29 | 5344 | 5149 | 4990
| 2029-30 | 5740 | 5531 | 5353
| 2030-31 | 6152 | 5926 | 5749
| 2031-32 | 6733 | 6515 | 6337
| 2032-33 | 7174 | 6950 | 6761
| Average growth | 7.3% | 7.4% | 7.6%

## T. 29
Table 29 - Minimum demand forecasts under the expected demand growth scenario (MW)
Table of contents
| Capacity Year | 10% POE | 50% POE | 90% POE
| 2022-23 | 730 | 683 | 637
| 2023-24 | 636 | 586 | 537
| 2024-25 | 525 | 483 | 430
| 2025-26 | 445 | 405 | 348
| 2026-27 | 428 | 382 | 325
| 2027-28 | 388 | 332 | 273
| 2028-29 | 399 | 346 | 289
| 2029-30 | 548 | 496 | 431
| 2030-31 | 683 | 628 | 554
| 2031-32 | 774 | 718 | 643
| 2032-33 | 877 | 814 | 743
| Average growth (five-year) | -11.9% | -13.4% | -15.6%
| Average growth (10-year) | 1.9% | 1.8% | 1.6%

## T. 30
Table 30 - Operational consumption forecasts (GWh)
Table of contents
| Capacity Year | Low | Expected | High
| 2022-23 | 16878 | 17615 | 18318
| 2023-24 | 16969 | 18010 | 18984
| 2024-25 | 17128 | 18237 | 20816
| 2025-26 | 17506 | 18607 | 26510
| 2026-27 | 18541 | 19509 | 33127
| 2027-28 | 18962 | 20375 | 38676
| 2028-29 | 19465 | 21825 | 44987
| 2029-30 | 20690 | 24251 | 48639
| 2030-31 | 21585 | 26482 | 51438
| 2031-32 | 23389 | 28368 | 55579
| 2032-33 | 24910 | 30306 | 58884
| Average growth (%) | 4% | 5.6% | 12.4%

## T. 31
Table 31 - Capacities of Existing Facilities
Table of contents
| Market Participant | Facility | Capacity Credits 2023-24 (MW) | Capacity Credits 2024-25 (MW) | Retirement Date | Maximum Capacity (MW)
| Alcoa of Australia Limited | ALCOA_WGP | 26 | 16 |  | 16
| Alinta Sales Pty Ltd | ALINTA_PNJ_U1 | 142.45 | 142.45 |  | 143
|  | ALINTA_PNJ_U2 | 142.45 | 142.45 |  | 143
|  | ALINTA_WGP_GT | 196 | 196 |  | 196
|  | ALINTA_WGP_U2 | 196 | 196 |  | 196
|  | ALINTA_WWF | 14.278 | 15.121 |  | 89.1
|  | BADGINGARRA_WF1 | 25.543 | 25.066 |  | 130
|  | YANDIN_WF1 | 34.109 | 33.388 |  | 211.68
| BEI WWF Pty Ltd ATF WWF Trust | WARRADARGE_WF1 | 25.324 | 29.788 |  | 180
| Blair Fox Pty Ltd AFT The Blair Fox Trust | BLAIRFOX_KARAKIN_WF1 | 0.331 | 0.309 |  | 5
| Bluewaters Power 1 Pty Ltd | BW1_BLUEWATERS_G2 | 217 | 217 | 2030-10-01 | 217
| Bluewaters Power 2 Pty Ltd | BW2_BLUEWATERS_G1 | 217 | 217 | 2030-10-01 | 217
| Collgar Wind Farm | INVESTEC_COLLGAR_WF1 | 19.758 | 25.162 |  | 218.5
| Delorean Energy Retail | BIOGAS01 | 0.602 | 0.414 |  | 2
| Denmark Community Windfarm Ltd | DCWL_DENMARK_WF1 | 0.405 | 0.492 |  | 1.44
| EDWF Manager Pty Ltd | EDWFMAN_WF1 | 12.877 | 11.404 |  | 80
| Goldfields Power Pty Ltd | PRK_AG | 59.748 | 59.748 |  | 68
| Landfill Gas and Power Pty Ltd | RED_HILL | 2.753 | 2.603 |  | 3.64
|  | TAMALA_PARK | 4.265 | 4.018 |  | 4.8
| Merredin Energy | NAMKKN_MERR_SG1 | 82 | 82 |  | 82
| Merredin Solar Farm Nominee Pty Ltd | MERSOLAR_PV1 | 8.507 | 7.062 |  | 100
| Metro Power Company Pty ltd | AMBRISOLAR_PV1 | 0.867 | 0.918 |  | 0.96
| Mt. Barker Power Company Pty Ltd | SKYFRM_MTBARKER_WF1 | 0.625 | 0.748 |  | 2.43
| Mumbida Wind Farm Pty Ltd | MWF_MUMBIDA_WF1 | 7.337 | 7.909 |  | 55
| NewGen Neerabup Partnership | NEWGEN_NEERABUP_GT1 | 330.6 | 330.6 |  | 342
| NewGen Power Kwinana Pty Ltd | NEWGEN_KWINANA_CCG1 | 334.8 | 327.8 |  | 335
| Northam Solar Project Partnership | NORTHAM_SF_PV1 | 1.01 | 0.821 |  | 9.8
| Perth Energy Pty Ltd | ROCKINGHAM | 1.964 | 1.447 |  | 4
|  | SOUTH_CARDUP | 1.75 | 0 |  | 4.158
| SRV AGWF Pty Ltd as trustee for AGWF Trust | ALBANY_WF1 | 5.389 | 6.195 |  | 21.6
|  | GRASMERE_WF1 | 3.662 | 4.22 |  | 13.8
| SRV GRSF Pty Ltd as Trustee for GRSF Trust | GREENOUGH_RIVER_PV1 | 4.499 | 3.81 |  | 40
| Synergy | BREMER_BAY_WF1 | 0.167 | 0.201 |  | 0.6
|  | COCKBURN_CCG1 | 240 | 240 |  | 249.7
|  | COLLIE_G1 | 317.2 | 317.2 | 2027-10-01 | 318.3
|  | KALBARRI_WF1 | 0.203 | 0.155 |  | 1.6
|  | KEMERTON_GT11 | 155 | 155 |  | 154.7
|  | KEMERTON_GT12 | 155 | 155 |  | 154.7
|  | KWINANA_ESR1 | 46.25 | 45.25 |  | 100
|  | KWINANA_GT2 | 98.5 | 98.5 |  | 103.2
|  | KWINANA_GT3 | 99.2 | 99.2 |  | 103.2
|  | MUJA_G6 | 193 | 0 | 2024-10-01 | 193.6
|  | MUJA_G7 | 207.155 | 211 | 2029-10-01 | 212.6
|  | MUJA_G8 | 211 | 211 | 2029-10-01 | 212.6
|  | PINJAR_GT1 | 31 | 31 |  | 38.5
|  | PINJAR_GT10 | 110.5 | 110.5 |  | 118.15
|  | PINJAR_GT11 | 124 | 124 |  | 130
|  | PINJAR_GT2 | 30.5 | 30.5 |  | 38.5
|  | PINJAR_GT3 | 37 | 37 |  | 39.3
|  | PINJAR_GT4 | 37 | 37 |  | 39.3
|  | PINJAR_GT5 | 37 | 37 |  | 39.3
|  | PINJAR_GT7 | 37 | 37 |  | 39.3
|  | PINJAR_GT9 | 111 | 111 |  | 118.15
| Tesla Corporation Management Pty Ltd | TESLA_PICTON_G1 | 9.9 | 9.9 |  | 9.9
| Tesla Geraldton Pty Ltd | TESLA_GERALDTON_G1 | 9.9 | 9.9 |  | 9.9
| Tesla Kemerton Pty Ltd | TESLA_KEMERTON_G1 | 9.9 | 9.9 |  | 9.9
| Tesla Northam Pty Ltd | TESLA_NORTHAM_G1 | 9.9 | 9.9 |  | 9.9
| Tronox Management Pty Ltd | TIWEST_COG1 | 36 | 36 |  | 42.1
| Waste Gas Resources Pty Ltd | HENDERSON_RENEWABLE_IG1 | 1.578 | 1.501 |  | 3
| Western Energy Pty Ltd | PERTHENERGY_KWINANA_GT1 | 109 | 109 |  | 109
Note: retirement date for Bluewaters is estimated by AEMO and does not reflect any decision by Bluewaters. For further information see Section 5.2.3

## T. 32
Table 32 - Demand Side Management capability and availability
Table of contents
| Market Participant | DSP Name | Capacity Credits 2023-24 (MW) | Capacity Credits 2024-25 (MW) | Maximum MW available to provide Reserve Capacity
| Bluewaters Power 1 Pty Ltd | GRIFFIN_DSP_01 | 20 | 20 | 20
| Synergy | SYNERGY_DSP_04 | 42 | 42 | 42
| Wesfarmers Kleenheat Gas Pty Ltd | PREMPWR_DSP_02 | 21.773 | 23 | 24
Note: DSPs must be available to provide at least 200 hours of Reserve Capacity during a Capacity Year, for no less than 12 hours per Business Day between 08:00 and 20:00.

## T. 33
Table 33 - Capacities of committed projectsA
Table of contents
| Market Participant | Facility | Capacity Credits 2023-24 (MW) | Capacity Credits 2024-25 (MW) | Maximum Capacity (MW)
| Cunderdin Development Pty Ltd | SBSOLAR1_CUNDERDIN_PV1 | 0 | 48.677 | 100
| East Rockingham RRF Project | ERRRF_WTE_G1 | 25.134 | 25.134 | 28.6
| Kwinana WTE Project Co | PHOENIX_KWINANA_WTE_G1 | 33.909 | 33.909 | 38
| Moonies Hill Energy | FLATROCKS_WF1 | 0 | 20.358 | 73.9
| PRD SWIS OPS PTY LTD | PRDSO_WALPOLE_HG1 | 0 | 1.5 | 1.5
| Tesla Corporation Management Pty LtdB | TESLA_PICTON_G1 | 0 | 0.099 | 0.099
| Tesla Geraldton Pty LtdB | TESLA_GERALDTON_G1 | 0 | 0.099 | 0.099
| Tesla Kemerton Pty LtdB | TESLA_KEMERTON_G1 | 0 | 0.099 | 0.099
A. Projects that are included in the committed capacity due to scoring 80% or higher in the new project status evaluation have a combined anticipated Reserve Capacity and Maximum Capacity of 1.6 MW and 3 MW, respectively. These projects are modelled starting in 2025-26.
B. These projects are upgrades to existing Facilities that will be added to the existing capacities from 2024-25 onwards. The Maximum Capacity and total Capacity Credits from 2024-25 and onwards is 9.999 MW for all these facilities.

## T. 34
Table 34 - Capacities of probable Facilities by Generator Type
Table of contents
|  | Capacity Credits (MW) |  |  |  |  | Maximum Capacity (MW)
| Generator Type | 2024-25 | 2025-26 | 2026-28 | 2029-30 | 2030-33 | 2024-25 | 2025-26 | 2026-28 | 2029-30 | 2030-33
| Wind GenerationA | 0 | 60 | 81.558 | 81.558 | 81.558 | 0 | 300 | 411.69 | 411.69 | 411.69
| BatteryB | 441.7 | 1076.808 | 1079.289 | 1579.289 | 1579.289 | 446.7 | 1085.558 | 1090.479 | 1590.479 | 1590.479
| Gas Generation | 20 | 57.4 | 167.182 | 167.182 | 167.182 | 20 | 57.4 | 173.4 | 173.4 | 173.4
| Solar Farm | 0 | 33.75 | 45.15 | 45.15 | 45.15 | 0 | 277.5 | 391.5 | 391.5 | 391.5
| Distillate Generation | 0 | 0 | 9.99 | 9.99 | 9.99 | 0 | 0 | 9.99 | 9.99 | 9.99
| Demand Side Providers | 120 | 120 | 120 | 120 | 120 | 120 | 120 | 120 | 120 | 120
A. Wind Generation grouping includes wind and solar hybrids.
B. Battery grouping includes standalone batteries and the battery components of projects.
`

## F. 1
Figure 1 - Reserve Capacity forecast supply-demand balance, expected demand growth scenario, 2023-24 to 2032-33 (MW)
Table of contents
Note: the capacity supply for 2023-24 and 2024-25 are based on the quantity of Capacity Credits assigned for the two Capacity Years, respectively. The capacity supply for 2025-26 to 2032-33 represents the estimated CRC that could be potentially available based on existing and committed supply capacity only.
| Capacity Year | Unit | 2023-24 | 2024-25 | 2025-26 | 2026-27 | 2027-28 | 2028-29 | 2029-30 | 2030-31 | 2031-32 | 2032-33
| 2023 WEM ESOO RCT | MW | 5364.2699 | 5364.2699 | 5543.2535 | 5716.3789 | 5805.7246 | 6061.3259 | 6421.5999 | 6820.8407 | 7140.1636 | 7424.9893
| Forecast available existing and committed capacity | MW | 4726.572 | 4726.572 | 4598.025 | 4598.025 | 4280.825 | 4280.825 | 3858.825 | 3424.825 | 3424.825 | 3424.825

## F. 2
Figure 2 - Forecast Reserve Capacity status for 2025-26
Table of contents
Note: The existing-for-high-only capacity is included in the high demand growth scenario only for the capacity supply forecasts. It is associated with Registered Facilities that did not receive Capacity Credits for 2024-25 but received Capacity Credits for 2022-23 or 2023-24.
| RC Cycle | 2023
| Capacity Year | 2025-26
|  | MW | MW | MW | MW | MW | MW | MW
|  | Existing | Committed | Existing-for-high-only | Probable | Total forecast available | RCT | Subtotal
| Existing | 4466.55
| Committed |  | 131.475 |  |  |  |  | 4466.55
| Existing-for-high-only |  |  | 22.812 |  |  |  | 4598.025
| Probable |  |  |  | 1347.958 |  |  | 4620.837
| Total forecast available |  |  |  |  | 5968.795
| RCT | [5 empty] | 5543.2535

## F. 3
Figure 3 - Forecast WA economic growth under three scenarios, 2022-23 to 2032-33 financial years
Table of contents
Source: Oxford Economics Australia.
|  | Low | Expected | High
| Financial Year | % | % | %
| 2022-23 | 0.2151% | 0.7416% | 1.905%
| 2023-24 | 0.4853% | 3.464% | 4.368%
| 2024-25 | 1.33% | 2.991% | 4.175%
| 2025-26 | 3.373% | 3.448% | 3.764%
| 2026-27 | 3.035% | 3.682% | 3.464%
| 2027-28 | 3.344% | 3.374% | 3.4%
| 2028-29 | 3.227% | 2.917% | 3.241%
| 2029-30 | 3.061% | 2.886% | 3.072%
| 2030-31 | 2.738% | 2.772% | 2.988%
| 2031-32 | 2.711% | 2.643% | 2.973%
| 2032-33 | 2.648% | 2.51% | 2.9%

## F. 4
Figure 4 - Forecast WA and national 10-year economic average annual growth rate under three scenarios, 2022-23 to 2032-33 financial years
Table of contents
Source: Oxford Economics Australia.
|  | Low | Expected | High
|  | % | % | %
| Australia | 2.447% | 2.883% | 3.406%
| Western Australia | 2.591% | 3.068% | 3.433%

## F. 5
Figure 5 - Forecast WA population growth under three scenarios, 2022-23 to 2032-33 financial years
Table of contents
Source: Oxford Economics Australia.
|  | Low | Expected | High
| Financial Year | mill. | mill. | mill.
| 2022-23 | 2835.514 | 2838.301 | 2842.47
| 2023-24 | 2881.232 | 2892.917 | 2907.909
| 2024-25 | 2925.744 | 2945.269 | 2973.219
| 2025-26 | 2969.125 | 2996.094 | 3037.307
| 2026-27 | 3011.021 | 3045.623 | 3100.405
| 2027-28 | 3052.569 | 3094.986 | 3163.653
| 2028-29 | 3093.764 | 3144.189 | 3227.083
| 2029-30 | 3134.614 | 3193.24 | 3290.7
| 2030-31 | 3175.144 | 3242.164 | 3354.536
| 2031-32 | 3215.339 | 3290.955 | 3418.575
| 2032-33 | 3255.236 | 3339.629 | 3482.829

## F. 6
Figure 6 - Forecast SWIS new residential connections under three scenarios, 2022-23 to 2032-33
Table of contents
Source: AEMO and Oxford Economics Australia.
| Yealy growth in dwelling constructions |  |  |  | Attached dwellings | Detatched Houses
| Capacity Year (CY) Start | CY End | CY | Scenario | No. | No.
| 2022-10-31 | 2023-09-30 | 2022-23 | Low | 1644 | 8867
| 2022-10-31 | 2023-09-30 |  | Expected | 2171 | 10953
| 2022-10-31 | 2023-09-30 |  | High | 2810 | 13013
| 2023-10-31 | 2024-09-30 | 2023-24 | Low | 3115 | 11120
| 2023-10-31 | 2024-09-30 |  | Expected | 3073 | 11495
| 2023-10-31 | 2024-09-30 |  | High | 3299 | 12007
| 2024-10-31 | 2025-09-30 | 2024-25 | Low | 3877 | 11305
| 2024-10-31 | 2025-09-30 |  | Expected | 3921 | 11910
| 2024-10-31 | 2025-09-30 |  | High | 4248 | 12616
| 2025-10-31 | 2026-09-30 | 2025-26 | Low | 4238 | 12180
| 2025-10-31 | 2026-09-30 |  | Expected | 4546 | 13266
| 2025-10-31 | 2026-09-30 |  | High | 5004 | 14502
| 2026-10-31 | 2027-09-30 | 2026-27 | Low | 4329 | 13932
| 2026-10-31 | 2027-09-30 |  | Expected | 4875 | 15430
| 2026-10-31 | 2027-09-30 |  | High | 5622 | 17743
| 2027-10-31 | 2028-09-30 | 2027-28 | Low | 4752 | 15022
| 2027-10-31 | 2028-09-30 |  | Expected | 5422 | 16727
| 2027-10-31 | 2028-09-30 |  | High | 6599 | 20214
| 2028-10-31 | 2029-09-30 | 2028-29 | Low | 5330 | 15064
| 2028-10-31 | 2029-09-30 |  | Expected | 6033 | 16757
| 2028-10-31 | 2029-09-30 |  | High | 7548 | 20672
| 2029-10-31 | 2030-09-30 | 2029-30 | Low | 6359 | 14994
| 2029-10-31 | 2030-09-30 |  | Expected | 7133 | 16797
| 2029-10-31 | 2030-09-30 |  | High | 8869 | 20595
| 2030-10-31 | 2031-09-30 | 2030-31 | Low | 6874 | 14526
| 2030-10-31 | 2031-09-30 |  | Expected | 7737 | 16505
| 2030-10-31 | 2031-09-30 |  | High | 9441 | 19821
| 2031-10-31 | 2032-09-30 | 2031-32 | Low | 7241 | 14198
| 2031-10-31 | 2032-09-30 |  | Expected | 8227 | 16330
| 2031-10-31 | 2032-09-30 |  | High | 9808 | 19279
| 2032-10-31 | 2033-09-30 | 2032-33 | Low | 7558 | 14313
| 2032-10-31 | 2033-09-30 |  | Expected | 8641 | 16465
| 2032-10-31 | 2033-09-30 |  | High | 10152 | 19347

## F. 7
Figure 7 - EV number projections under three demand scenarios from 2022 and 2023 WEM ESOOs, 2022-23 to 2032-33
Table of contents
Note: comparison with 2022 forecasts presented because there have been notable changes.
Source: CSIRO and AEMO.
|  | 2023 High | 2023 Low | 2023 Expected | 2022 Low | 2022 Expected | 2022 High
| Capacity Year | No. | No. | No. | No. | No. | No.
| 2022-23 | 11409.6437 | 9070.9776 | 9998.42 | 5572 | 5704 | 11645
| 2023-24 | 26303.9609 | 12490.3462 | 17365.7284 | 5609 | 5863 | 29257
| 2024-25 | 62062.6838 | 20261.8726 | 36509.8651 | 5844 | 6267 | 68750
| 2025-26 | 117497.5473 | 35329.8801 | 75444.8972 | 7115 | 8078 | 118623
| 2026-27 | 196073.8755 | 58600.0971 | 131313.1994 | 10504 | 16584 | 185727
| 2027-28 | 299300.122 | 89638.4042 | 206080.6396 | 17027 | 43472 | 271053
| 2028-29 | 423869.6484 | 127478.1604 | 298876.8287 | 27215 | 89257 | 375451
| 2029-30 | 572838.2774 | 170616.2284 | 407305.2815 | 41282 | 154287 | 499271
| 2030-31 | 765537.161 | 219081.8437 | 523749.1221 | 59250 | 240526 | 638520
| 2031-32 | 958236.0445 | 272839.4552 | 652491.9815 | 81566 | 346781 | 787244
| 2032-33 | 1150934.9281 | 331889.6436 | 801415.0725

## F. 8
Figure 8 - Forecast EV consumption by vehicle type under three scenarios, 2022-23 to 2032-33 (TWh)
Table of contents
Source: CSIRO and AEMO.
|  |  | Buses and Trucks | Commercial Vehicle | Residential Vehicle
|  |  | MWh | MWh | MWh
| 2022-23 | Low | 0.261 | 511.412 | 19397.054
|  | Expected | 0.641 | 538.504 | 20025.406
|  | High | 0.964 | 1085.411 | 20731.174
| 2023-24 | Low | 10.27 | 1177.179 | 26678.947
|  | Expected | 63.413 | 1654.452 | 33504.88
|  | High | 287.738 | 12200.188 | 40465.41
| 2024-25 | Low | 119.689 | 4208.442 | 39867.856
|  | Expected | 1055.723 | 7972.162 | 64028.535
|  | High | 5026.745 | 40405.039 | 99766.588
| 2025-26 | Low | 416.281 | 17408.759 | 66819.795
|  | Expected | 4042.988 | 39916.521 | 135102.48
|  | High | 12613.578 | 85267.176 | 207827.689
| 2026-27 | Low | 1023.349 | 35379.874 | 111396.937
|  | Expected | 10571.85 | 83179.392 | 245248.564
|  | High | 22109.862 | 145918.784 | 363749.569
| 2027-28 | Low | 1997.675 | 59349.303 | 176367.286
|  | Expected | 19909.372 | 140582.341 | 401431.387
|  | High | 34984.204 | 227291.381 | 579791.708
| 2028-29 | Low | 3713.107 | 88982.094 | 256605.427
|  | Expected | 33241.887 | 212236.897 | 596171.681
|  | High | 52751.748 | 325239.875 | 845694.676
| 2029-30 | Low | 11205.09 | 123137.67 | 349205.85
|  | Expected | 51710.159 | 298419.838 | 830315.596
|  | High | 105561.945 | 436023.905 | 1140092.176
| 2030-31 | Low | 26031.138 | 161198.918 | 452466.063
|  | Expected | 82874.614 | 392091.559 | 1084886.328
|  | High | 362386.026 | 602848.959 | 1455720.677
| 2031-32 | Low | 48156.961 | 203549.417 | 567555.152
|  | Expected | 138174.861 | 493369.685 | 1353925.871
|  | High | 691348.699 | 790312.211 | 1779282.991
| 2032-33 | Low | 77151.71 | 248562.278 | 689820.095
|  | Expected | 346790.827 | 628628.898 | 1608601.586
|  | High | 1014436.324 | 971642.612 | 2089752.095

## F. 9
Figure 9 - Total installed DPV capacity under three scenarios, 2022-23 to 2032-33 (GW degraded)
Table of contents
Note: forecast DPV values are inclusive of expected degradation of solar panel output over time. CSIRO applied a degradation rate of 0.5% per annum and GEM applied a degradation rate of 0.7% per annum.
Source: CSIRO, GEM, and AEMO.
|  |  | Residential PV | Business PV | PVNSG
| Year | Scenario | MW degraded | MW degraded | MW degraded
| 2022-23 | Low | 2012.942 | 306.6598 | 43.8743
|  | Expected | 2083.8686 | 316.1538 | 53.451
|  | High | 2094.3974 | 311.0399 | 54.6554
| 2023-24 | Low | 2109.4088 | 339.4855 | 48.0204
|  | Expected | 2275.25 | 361.6846 | 71.9621
|  | High | 2299.8686 | 349.7271 | 74.9732
| 2024-25 | Low | 2205.612 | 372.2215 | 52.1664
|  | Expected | 2466.1086 | 407.091 | 90.4732
|  | High | 2504.7784 | 388.3087 | 95.2909
| 2025-26 | Low | 2301.8153 | 404.9576 | 56.3125
|  | Expected | 2656.9671 | 452.4973 | 108.9842
|  | High | 2709.6882 | 426.8902 | 115.6086
| 2026-27 | Low | 2414.4681 | 449.508 | 60.851
|  | Expected | 2882.9793 | 505.525 | 131.769
|  | High | 2992.7818 | 473.6232 | 139.687
| 2027-28 | Low | 2539.6514 | 503.1946 | 65.537
|  | Expected | 3131.9166 | 564.7277 | 156.493
|  | High | 3350.0073 | 535.3001 | 166.878
| 2028-29 | Low | 2666.4867 | 559.9487 | 70.177
|  | Expected | 3372.5067 | 624.6523 | 181.804
|  | High | 3710.4632 | 602.3269 | 194.69
| 2029-30 | Low | 2792.8377 | 616.1208 | 74.771
|  | Expected | 3608.2157 | 682.4744 | 207.7
|  | High | 4070.7091 | 668.2927 | 223.113
| 2030-31 | Low | 2908.5683 | 661.2806 | 79.319
|  | Expected | 3811.7237 | 736.1152 | 234.165
|  | High | 4346.684 | 727.4801 | 252.158
| 2031-32 | Low | 3018.5636 | 706.3337 | 83.822
|  | Expected | 4002.2248 | 790.8408 | 261.05
|  | High | 4589.1482 | 785.5518 | 281.132
| 2032-33 | Low | 3118.8625 | 749.5783 | 88.28
|  | Expected | 4188.7155 | 847.7556 | 288.512
|  | High | 4807.3041 | 842.187 | 309.115

## F. 10
Figure 10 - Forecast installed DESS capacity in the SWIS under three scenarios from 2022 and 2023 WEM ESOOs, 2022-23 to 2032-33 (GWh degraded)
Table of contents
Note: comparison with 2022 forecasts presented as there have been notables changes.
Source: CSIRO, GEM, and AEMO.
|  | 2023 Low | 2023 Expected | 2023 High | 2022 Low | 2022 Expected | 2022 High
|  | MWh_degraded | MWh_degraded | MWh_degraded | MWh_degraded | MWh_degraded | MWh_degraded
| 2021-22 | 135.34 | 125.607 | 126.8725 | 123.97 | 125.8125 | 174.293
| 2022-23 | 168.997 | 183.4175 | 167.961 | 153.296 | 167.497 | 271.045
| 2023-24 | 201.12 | 340.2205 | 278.909 | 193.641 | 245.318 | 464.39
| 2024-25 | 229.745 | 626.5295 | 601.936 | 243.723 | 402.331 | 687.049
| 2025-26 | 257.669 | 933.3865 | 946.6705 | 293.005 | 612.357 | 947.691
| 2026-27 | 286.091 | 1253.65 | 1326.6265 | 354.993 | 830.726 | 1221.684
| 2027-28 | 317.099 | 1597.3905 | 1763.657 | 400.961 | 1058.135 | 1510.399
| 2028-29 | 352.997 | 1981.6235 | 2285.695 | 450.822 | 1329.5485 | 1825.914
| 2029-30 | 394.702 | 2491.8615 | 2964.091 | 495.489 | 1688.8555 | 2183.928
| 2030-31 | 432.687 | 2923.52 | 3559.26 | 529.127 | 2062.2115 | 2536.619
| 2031-32 | 473.842 | 3325.897 | 4116.5785 | 558.228 | 2541.3995 | 2874.283
| 2032-33 | 517.717 | 3736.401 | 4615.6045

## F. 11
Figure 11 - Forecast total energy efficiency savings in the BMM and residential sectors, under three scenarios, 2022 23 to 2032-33 (TWh)
Table of contents
Source: SPR and AEMO.
| Scenario | Unit | 2022-23 | 2023-24 | 2024-25 | 2025-26 | 2026-27 | 2027-28 | 2028-29 | 2029-30 | 2030-31 | 2031-32 | 2032-33
| High | GWh | 11.0612 | 61.729 | 204.6202 | 430.618 | 702.2089 | 983.2002 | 1246.0774 | 1491.1929 | 1762.1163 | 2031.6551 | 2300.1307
| Expected | GWh | 10.331 | 57.7028 | 188.576 | 372.9911 | 577.6981 | 791.4238 | 995.4511 | 1193.4696 | 1420.1245 | 1645.7618 | 1868.5071
| Low | GWh | 9.0886 | 45.3095 | 131.9158 | 234.7636 | 329.2729 | 426.8876 | 547.63 | 674.6882 | 799.2951 | 909.9336 | 1016.3131

## F. 12
Figure 12 - Forecast total annual electricity consumption from business and residential electrification (excluding EVs) under three scenarios, 2022-23 to 2032-33 (TWh)
Table of contents
Note: the highest annual business and residential electricity consumption from electrification is forecast in the low scenario for 2023-24 and 2024-25. See the 2023 WEM ESOO Data Register for futher information.
Source: CSIRO and CWC.
| Scenario | Unit | 2022-23 | 2023-24 | 2024-25 | 2025-26 | 2026-27 | 2027-28 | 2028-29 | 2029-30 | 2030-31 | 2031-32 | 2032-33
| High | GWh | 0 | 23.9956 | 170.6046 | 736.5316 | 1889.0432 | 2791.5686 | 4269.2347 | 5692.4378 | 7319.9049 | 10263.2306 | 12248.8321
| Expected | GWh | 0 | 19.7002 | 99.1814 | 298.693 | 679.2105 | 1003.987 | 1667.6892 | 2973.7872 | 4737.2989 | 6025.6465 | 7124.4222
| Low | GWh | 0 | 49.5463 | 171.6559 | 475.4093 | 1391.8987 | 1593.3032 | 1812.6267 | 2487.9508 | 3124.8671 | 4566.1255 | 5713.5182

## F. 13
Figure 13 - Forecast total electricity consumption for hydrogen production in SWIS under three scenarios, 2022-23 to 2032-33 (TWh)
Table of contents
Source: CSIRO and CWC.
| Scenario | Unit | 2022-23 | 2023-24 | 2024-25 | 2025-26 | 2026-27 | 2027-28 | 2028-29 | 2029-30 | 2030-31 | 2031-32 | 2032-33
| High | GWh | 0 | 0 | 869.6389 | 4584.232 | 8810.639 | 12647.27 | 16397 | 17770.51 | 18117.959 | 18241.167 | 18542.46
| Expected | GWh | 0 | 5.2994 | 21.1976 | 24.6528 | 131.9665 | 443.2219 | 668.5501 | 1160.8363 | 1193.3482 | 1319.3052 | 1526.4417
| Low | GWh | 0 | 7.8213 | 31.3071 | 31.3731 | 47.0289 | 93.9321 | 170.9608 | 402.6243 | 402.9002 | 403.4517 | 402.6243

## F. 14
Figure 14 - Actual and forecast LILs under three scenarios from 2022 and 2023 WEM ESOOs, 2016-17 to 2032-33 (TWh)
Table of contents
Note: comparison with 2022 forecasts presented as there have been notables changes.
| Scenario | Unit | 2016-17 | 2017-18 | 2018-19 | 2019-20 | 2020-21 | 2021-22 | 2022-23 | 2023-24 | 2024-25 | 2025-26 | 2026-27 | 2027-28 | 2028-29 | 2029-30 | 2030-31 | 2031-32 | 2032-33
| 2023 Actual | GWh | 4684.77 | 4687.9292 | 4466.1665 | 4627.0331 | 4762.5309 | 4859.7471
| 2023 High | GWh | [6 empty] | 5282.623 | 5861.858 | 6487.792 | 7246.707 | 7691.688 | 7886.526 | 8253.686 | 8527.668 | 8620.906 | 8641.509 | 8643.884
| 2023 Expected | GWh | [6 empty] | 5265.262 | 5734.423 | 6008.94 | 6193.103 | 6468.637 | 6515.677 | 6815.727 | 7061.069 | 7100.609 | 7110.154 | 7114.963
| 2023 Low | GWh | [6 empty] | 5172.265 | 5326.619 | 5517.573 | 5690.827 | 5735.412 | 5764.421 | 5802.235 | 5868.106 | 5875.671 | 5874.279 | 5873.496
| 2022 Actual | GWh | 4579.6403 | 4590.1161 | 4374.8273 | 4542.5648 | 4687.7319
| 2022 High | GWh | [5 empty] | 4981.54 | 5404.692 | 5721.866 | 6099.013 | 6483.299 | 6713.279 | 6757.069 | 6804.809 | 6848.324 | 6885.1 | 6898.017
| 2022 Expected | GWh | [5 empty] | 4970.523 | 5342.88 | 5555.966 | 5712.571 | 5888.192 | 6102.221 | 6136.199 | 6164.479 | 6192.932 | 6218.202 | 6221.452
| 2022 Low | GWh | [5 empty] | 4881.74 | 4989.345 | 5170.613 | 5149.985 | 5118.224 | 5307.514 | 5305.936 | 5312.517 | 5345.368 | 5374.007 | 5387.022

## F. 15
Figure 15 - Actual and breakdown of forecast annual consumption, by sectoral components, under expected scenario, 2016-17 to 2032-33 (TWh)A,B,C
Table of contents
A. Components that contribute to operational consumption are in solid colours while those reducing operational consumption are in shaded patterns.
B. The impact of PVNSG on total consumption is small, so its contribution to the business and residential sectors is not presented separately.
C. Battery storage and climate change impacts are negligible compared to other components and are therefore not shown separately. The impacts of these are included in the calculations of 2023 WEM ESOO operational consumption.
| Sectoral components | Unit | 2016-17 | 2017-18 | 2018-19 | 2019-20 | 2020-21 | 2021-22 | 2022-23 | 2023-24 | 2024-25 | 2025-26 | 2026-27 | 2027-28 | 2028-29 | 2029-30 | 2030-31 | 2031-32 | 2032-33
| BMM (delivered) | GWh | 0 | 0 | 0 | 0 | 0 | 7736.144 | 7736.144 | 7809.836 | 7839.806 | 7917.998 | 8065.079 | 8242.527 | 8375.049 | 8464.162 | 8546.749 | 8635.188 | 8730.446
| LIL (delivered) | GWh | 0 | 0 | 0 | 0 | 0 | 5265.262 | 5265.262 | 5734.423 | 6008.94 | 6193.103 | 6468.637 | 6515.677 | 6815.727 | 7061.069 | 7100.609 | 7110.154 | 7114.963
| Electricity for hydrogen production | GWh | 0 | 0 | 0 | 0 | 0 | 0 | 0 | 5.2994 | 21.1976 | 24.6528 | 131.9665 | 443.2219 | 668.5501 | 1160.8363 | 1193.3482 | 1319.3052 | 1526.4417
| EV: Business | GWh | 0 | 0 | 0 | 0 | 0 | 0.62047 | 0.62047 | 2.2613 | 12.2951 | 44.2748 | 95.1865 | 161.6191 | 246.5262 | 351.2296 | 476.0808 | 653.3258 | 970.6163
| Electrification: Business | GWh | 0 | 0 | 0 | 0 | 0 | 0 | 0 | 14.0186 | 68.0168 | 229.6488 | 556.0682 | 816.8531 | 1425.2763 | 2687.656 | 4407.433 | 5650.965 | 6702.516
| Residential consumption (delivered) | GWh | 0 | 0 | 0 | 0 | 0 | 3179.263 | 3179.263 | 3001.833 | 2824.288 | 2666.753 | 2510.045 | 2328.221 | 2153.326 | 1993.23 | 1827.397 | 1690.223 | 1576.497
| EV: Residential | GWh | 0 | 0 | 0 | 0 | 0 | 20.4034 | 20.4034 | 35.1025 | 68.2547 | 137.7914 | 248.9626 | 403.7058 | 598.4533 | 830.4411 | 1086.279 | 1352.859 | 1611.928
| Electrification: Residential | GWh | 0 | 0 | 0 | 0 | 0 | 0 | 0 | 5.6816 | 31.1647 | 69.0442 | 123.1423 | 187.1339 | 242.4129 | 286.1312 | 329.8659 | 374.6815 | 421.9062
| Losses | GWh | 0 | 0 | 0 | 0 | 0 | 1492.1653 | 1492.1653 | 1529.0174 | 1551.1223 | 1585.3282 | 1664.6879 | 1741.6675 | 1867.9359 | 2076.5954 | 2269.005 | 2432.391 | 2600.13
| 2023 WEM ESOO operational consumption (as sent-out) | GWh | 18092.6239 | 17990.3232 | 17262.9002 | 17621.7868 | 17653.1253 | 17932.4845 | 17614.69 | 18010.22 | 18237.2 | 18607.09 | 19509.01 | 20375.38 | 21825.43 | 24250.79 | 26482.03 | 28367.75 | 30305.88
| 2022 WEM ESOO operational consumption (as sent-out) | GWh | 18092.6239 | 17990.3232 | 17262.9002 | 17621.7868 | 17653.1253 | 16826.97 | 16545.29 | 16205.86 | 15892.83 | 15758.82 | 15762.65 | 15681.75 | 15615.46 | 15680.14 | 15871.2 | 16151.24 | 0
| Reduction: Energy efficiency (Business) | GWh | 0 | 0 | 0 | 0 | 0 | 0 | 0 | 0 | 65.1538 | 182.1078 | 315.01 | 454.0064 | 589.7483 | 730.3496 | 874.1006 | 1020.2204 | 1166.5853
| Reduction: Energy efficiency (Residential) | GWh | 0 | 0 | 0 | 0 | 0 | 0 | 10.331 | 57.7028 | 123.4222 | 190.8833 | 262.6881 | 337.4174 | 405.7028 | 463.12 | 546.0239 | 625.5414 | 701.9218
| Reduction: DPV Business | GWh | 0 | 0 | 0 | 0 | 0 | 0 | 400.9168 | 461.3054 | 522.8962 | 584.1571 | 650.5013 | 729.3015 | 809.9326 | 888.9693 | 964.9395 | 1039.657 | 1115.006
| Reduction: DPV Residential | GWh | 0 | 0 | 0 | 0 | 0 | 2708.709 | 2708.709 | 2966.968 | 3225.294 | 3482.015 | 3763.9 | 4097.73 | 4428.248 | 4746.501 | 5046.111 | 5318.487 | 5572.04
| Reduction: PV non-scheduled | GWh | 0 | 0 | 0 | 0 | 0 | 0 | 80.0956 | 121.5704 | 156.7192 | 192.4635 | 231.6257 | 278.1163 | 325.4126 | 374.4353 | 424.8713 | 476.6613 | 527.6536
| Actual: Operational consumption | GWh | 18092.6239 | 17990.3232 | 17262.9002 | 17621.7868 | 17653.1253 | 17932.4845 | 0 | 0 | 0 | 0 | 0 | 0 | 0 | 0 | 0 | 0 | 0
| Actual: DPV | GWh | 950.6234 | 1211.5038 | 1586.8337 | 1883.434 | 2299.944 | 2792.0321 | 0 | 0 | 0 | 0 | 0 | 0 | 0 | 0 | 0 | 0 | 0

## F. 16
Figure 16 - Breakdown of annual consumption forecasts under three scenarios in 2032-33 (TWh)A,B
Table of contents
A. Sectoral components that contribute to operational consumption are drawn in solid colours while those reducing operational consumption drawn in shaded patterns.
B. The operational consumption forecast model includes consumption from battery storage and climate change.
| Sectoral components | Low | Expected | High
| Unit | GWh | GWh | GWh
| BMM (delivered) | 8239 | 8730 | 9603
| LIL (delivered) | 5873.496 | 7114.963 | 8643.884
| Electricity for hydrogen production | 402.6243 | 1526.4417 | 18542.46
| EV: Business | 325.9576 | 970.6163 | 1980.188
| Electrification: Business | 5427.578 | 6702.516 | 11781.607
| Residential consumption (delivered) | 2001.442 | 1576.497 | 1781.907
| EV: Residential | 690.9847 | 1611.928 | 2104.831
| Electrification: Residential | 285.9402 | 421.9062 | 467.2251
| Losses | 2114.5434 | 2600.13 | 5013.364
| Reduction: Energy efficiency (Business) | 674.3796 | 1166.5853 | 1487.9763
| Reduction: Energy efficiency (Residential) | 341.9335 | 701.9218 | 812.1544
| Reduction: DPV Business | 990.5861 | 1115.006 | 1107.831
| Reduction: DPV Residential | 4175.949 | 5572.04 | 6390.906
| Reduction: PV non-scheduled | 164.9586 | 527.6536 | 566.6024

## F. 17
Figure 17 - Actual and forecast operational consumption under three scenarios from 2022 and 2023 WEM ESOO scenarios, 2016-17 to 2032-33 (TWh)
Table of contents
| Scenario | Unit | 2016-17 | 2017-18 | 2018-19 | 2019-20 | 2020-21 | 2021-22 | 2022-23 | 2023-24 | 2024-25 | 2025-26 | 2026-27 | 2027-28 | 2028-29 | 2029-30 | 2030-31 | 2031-32 | 2032-33
| 2023 Actual | GWh | 18092.6239 | 17990.3232 | 17262.9002 | 17621.7868 | 17653.1253 | 17932.4845
| 2023 High | GWh | [6 empty] | 18318.37 | 18984.07 | 20815.91 | 26510.38 | 33127 | 38676.2 | 44987.32 | 48638.6 | 51438.29 | 55578.5 | 58884.16
| 2023 Expected | GWh | [6 empty] | 17614.69 | 18010.22 | 18237.2 | 18607.09 | 19509.01 | 20375.38 | 21825.43 | 24250.79 | 26482.03 | 28367.75 | 30305.88
| 2023 Low | GWh | [6 empty] | 16878.07 | 16969.29 | 17128.05 | 17505.75 | 18540.84 | 18961.79 | 19464.99 | 20689.66 | 21584.54 | 23389.34 | 24910.26
| 2022 High | GWh | [5 empty] | 17691.49 | 17601.35 | 17175.12 | 16836.26 | 16722.34 | 16799.17 | 17043.61 | 17300.78 | 17729.37 | 18276.05 | 18879.79
| 2022 Expected | GWh | [5 empty] | 16826.97 | 16545.29 | 16205.86 | 15892.83 | 15758.82 | 15762.65 | 15681.75 | 15615.46 | 15680.14 | 15871.2 | 16151.24
| 2022 Low | GWh | [5 empty] | 15844.09 | 14986.18 | 14562.38 | 14047.95 | 13663.24 | 13617.98 | 13448.85 | 13287.63 | 13211.13 | 13180.13 | 13168.84

## F. 18
Figure 18 - Actual and forecast business underlying consumption under three scenarios from 2022 and 2023 WEM ESOOs, 2016-17 to 2032-33 (TWh)A,B
Table of contents
A. AEMO revised BMM historical consumption data upward in the 2023 WEM ESOO due to improved segmentation of residential and business actuals. See Section 1.4.3 for further information.
B. Business underlying consumption shown here excludes the impact of business EVs, which is discussed separately later in this section.
| Scenario | Unit | 2016-17 | 2017-18 | 2018-19 | 2019-20 | 2020-21 | 2021-22 | 2022-23 | 2023-24 | 2024-25 | 2025-26 | 2026-27 | 2027-28 | 2028-29 | 2029-30 | 2030-31 | 2031-32 | 2032-33
| 2023 Actual | GWh | 12533.3092 | 12685.0538 | 12337.6254 | 12742.1314 | 12981.8055 | 13348.5132
| 2023 High | GWh | [6 empty] | 13444.06 | 14281 | 16132.92 | 21435.76 | 27535.58 | 32677.24 | 38472 | 41722.17 | 43956.92 | 47213.87 | 49678.31
| 2023 Expected | GWh | [6 empty] | 13403.25 | 14024.88 | 14460.86 | 14949.56 | 15872.25 | 16747.58 | 18094.54 | 20262.69 | 22213.08 | 23755.27 | 25189.37
| 2023 Low | GWh | [6 empty] | 13288.06 | 13513 | 13753.5 | 14167.81 | 15173.64 | 15622.22 | 16121.54 | 17253.38 | 18052.7 | 19644.54 | 20932.88
| 2022 Actual | GWh | 11948.7477 | 11956.4538 | 11388.3713 | 11616.6935 | 11568.4359
| 2022 High | GWh | [5 empty] | 11525.93 | 11984.86 | 12171.23 | 12448.96 | 12772.48 | 13072.76 | 13299.33 | 13487.46 | 13647.8 | 13774.32 | 13854.78
| 2022 Expected | GWh | [5 empty] | 11420.79 | 11530.33 | 11554.12 | 11584.14 | 11693.7 | 11898.6 | 11963.26 | 12010.99 | 12057.26 | 12102.52 | 12120.15
| 2022 Low | GWh | [5 empty] | 11237.87 | 10772.39 | 10654.69 | 10412.11 | 10253.64 | 10404.15 | 10419.16 | 10428.97 | 10446.85 | 10452.95 | 10440.09

## F. 19
Figure 19 - Business underlying consumption growth forecasts under three scenarios by components for the first-half (2022-23 to 2027-28) and second-half (2027-28 to 2032-33) of the outlook period (TWh)
Table of contents
Note: Total of sectoral components are presented excluding and including sectoral EVs to reflect the forecast methodology. The impact of energy efficiency, climate change, and price are factored into the total underlying business consumption and not shown separately as their influence is relatively small.
|  |  | First half of the outlook period | Second half of the outlook period | Cumulative total of sectoral components
| Change observed in | Sectoral components: Business | GWh | GWh | GWh
| Low demand growth scenario | BMM | 178.614 | 937.527
|  | LIL | 592.156 | 109.075 | 1116.141
|  | Electrification | 1472.216 | 3955.362 | 1817.372
|  | Electricity for Hydrogen production | 93.9321 | 308.6922 | 7244.95
|  | EV | 61.1567 | 264.2478 | 7647.5743
|  | Business underlying consumption (excl. EV) | 2336.9181 | 5310.6562
|  | Business underlying consumption | 2398.0749 | 5574.904
| Expected demand growth scenario | BMM | 834.769 | 873.623
|  | LIL | 1250.415 | 599.286 | 1708.392
|  | Electrification | 816.8531 | 5885.6629 | 3558.093
|  | Electricity for Hydrogen production | 443.2219 | 1083.2198 | 10260.609
|  | EV | 160.9986 | 808.9972 | 11787.0507
|  | Business underlying consumption (excl. EV) | 3345.259 | 8441.7917
|  | Business underlying consumption | 3506.2576 | 9250.7889
| High demand growth scenario | BMM | 1391.02 | 1158.394
|  | LIL | 2603.903 | 757.358 | 2549.414
|  | Electrification | 2591.478 | 9190.129 | 5910.675
|  | Electricity for Hydrogen production | 12647.27 | 5895.19 | 17692.282
|  | EV | 261.0268 | 1716.8494 | 36234.742
|  | Business underlying consumption (excl. EV) | 19233.671 | 17001.071
|  | Business underlying consumption | 19494.6978 | 18717.9204

## F. 20
Figure 20 - Actual and forecast residential underlying consumption under three scenarios from 2022 and 2023 WEM ESOOs, 2016-17 to 2032-33A,B
Table of contents
A. AEMO revised residential historical consumption data downward in the 2023 WEM ESOO due to improved segmentation of residential and business actuals. See Section 1.4.3. for further information.
B. Residential underlying consumption shown here excludes the impact of residential EVs, which is discussed separately later in this section.
| Scenario | Unit | 2016-17 | 2017-18 | 2018-19 | 2019-20 | 2020-21 | 2021-22 | 2022-23 | 2023-24 | 2024-25 | 2025-26 | 2026-27 | 2027-28 | 2028-29 | 2029-30 | 2030-31 | 2031-32 | 2032-33
| 2023 Actual | GWh | 5099 | 5112 | 5134 | 5365 | 5576 | 5990
| 2023 High | GWh | [6 empty] | 6493 | 6598 | 6698 | 6814 | 6968 | 7175 | 7398 | 7625 | 7816 | 7996 | 8173
| 2023 Expected | GWh | [6 empty] | 5888 | 5969 | 6050 | 6149 | 6274 | 6426 | 6582 | 6740 | 6874 | 7009 | 7149
| 2023 Low | GWh | [6 empty] | 5276 | 5323 | 5391 | 5463 | 5542 | 5634 | 5736 | 5843 | 5951 | 6062 | 6177
| 2022 Actual | GWh | 5683.4623 | 5840.9256 | 6083.4681 | 6490.7659 | 6955.0859
| 2022 High | GWh | [5 empty] | 7609 | 7780 | 7896 | 7865 | 7873 | 7945 | 8095 | 8148 | 8240 | 8362 | 8507
| 2022 Expected | GWh | [5 empty] | 6868 | 7006 | 7099 | 7145 | 7246 | 7355 | 7473 | 7532 | 7615 | 7718 | 7837
| 2022 Low | GWh | [5 empty] | 6141 | 6296 | 6391 | 6449 | 6535 | 6624 | 6717 | 6782 | 6862 | 6953 | 7043

## F. 21
Figure 21 - Residential underlying consumption growth forecasts by components for the first-half (2022-23 to 2027-28) and second-half (2027-28 to 2032-33) of the outlook period (TWh)A,B
Table of contents
A. Total of sectoral components are presented excluding and including sectoral EVs to reflect the forecast methodology.
B. The residential base forecast and appliance uptake component shown here includes the impact of energy efficiency, climate change, and price on residential underlying consumption and not shown separately as their contribution is relatively small
| Change observed in | Sectoral components: Business | First half of the outlook period | Second half of the outlook period | Cumulative total of sectoral components
|  |  | GWh | GWh | GWh
| Low demand growth scenario | Residential base forecast and appliance uptake | 236.7288 | 378.399
|  | Electrification | 121.0872 | 164.853 | 615.1278
|  | EV | 158.1006 | 513.7231 | 901.068
|  | Residential underlying consumption (excl. EV) | 357.816 | 543.252
|  | Residential underlying consumption | 515.9166 | 1056.9751
| Expected demand growth scenario | Residential base forecast and appliance uptake | 350.8451 | 487.8137
|  | Electrification | 187.1339 | 234.7723 | 838.6588
|  | EV | 383.3024 | 1208.2222 | 1260.565
|  | Residential underlying consumption (excl. EV) | 537.979 | 722.586
|  | Residential underlying consumption | 921.2814 | 1930.8082
| High demand growth scenario | Residential base forecast and appliance uptake | 481.1374 | 731.0025
|  | Electrification | 200.0906 | 267.1345 | 1212.1399
|  | EV | 561.712 | 1521.5156 | 1679.365
|  | Residential underlying consumption (excl. EV) | 681.228 | 998.137
|  | Residential underlying consumption | 1242.94 | 2519.6526

## F. 22
Figure 22 - Actual and forecast 10% POE peak demand forecasts under three scenarios from 2022 and 2023 WEM ESOOs, 2016-17 to 2032-33 (MW)
Table of contents
| Scenario | Unit | 2016-17 | 2017-18 | 2018-19 | 2019-20 | 2020-21 | 2021-22 | 2022-23 | 2023-24 | 2024-25 | 2025-26 | 2026-27 | 2027-28 | 2028-29 | 2029-30 | 2030-31 | 2031-32 | 2032-33
| Actual | MW | 3543.2378 | 3616.3018 | 3255.6339 | 3918.7881 | 3787.802 | 3984.2348 | 3676.37
| 2023 Low | MW | [6 empty] | 4112.4726 | 4169.3963 | 4191.3263 | 4266.5847 | 4452.8654 | 4560.4062 | 4679.0227 | 4873.5057 | 5075.9724 | 5393.8486 | 5675.7043
| 2023 Expected | MW | [6 empty] | 4112.4726 | 4253.453 | 4315.2602 | 4418.481 | 4579.5334 | 4733.7646 | 4976.3328 | 5324.8297 | 5712.726 | 6021.1645 | 6296.1554
| 2023 High | MW | [6 empty] | 4112.4726 | 4286.3499 | 4461.2165 | 4788.6185 | 5226.5865 | 5584.1593 | 6058.0648 | 6466.5268 | 6894.876 | 7520.4946 | 7966.7318
| 2022 Low | MW | [5 empty] | 4025.1058 | 3888.3702 | 3858.5146 | 3824.2943 | 3782.4042 | 3839.1225 | 3834.0594 | 3845.8213 | 3864.2527 | 3876.7306 | 3901.0713
| 2022 Expected | MW | [5 empty] | 4023.0676 | 4042.2097 | 4055.2425 | 4077.5894 | 4106.109 | 4157.2778 | 4193.8389 | 4227.3095 | 4275.0869 | 4322.1623 | 4389.071
| 2022 High | MW | [5 empty] | 4024.366 | 4121.4277 | 4182.2332 | 4278.2285 | 4388.8222 | 4500.1942 | 4593.5693 | 4696.7375 | 4797.7648 | 4884.5861 | 4978.3112

## F. 23
Figure 23 - Actual and 10%, 50%, and 90% POE peak demand forecasts, expected scenario, 2016-17 to 2032-33 (MW)
Table of contents
| POE | Unit | 2016-17 | 2017-18 | 2018-19 | 2019-20 | 2020-21 | 2021-22 | 2022-23 | 2023-24 | 2024-25 | 2025-26 | 2026-27 | 2027-28 | 2028-29 | 2029-30 | 2030-31 | 2031-32 | 2032-33
| Actual | MW | 3543.2378 | 3616.3018 | 3255.6339 | 3918.7881 | 3787.802 | 3984.2348 | 3676.37
| 2023 10% POE | MW | [6 empty] | 4112.4726 | 4253.453 | 4315.2602 | 4418.481 | 4579.5334 | 4733.7646 | 4976.3328 | 5324.8297 | 5712.726 | 6021.1645 | 6296.1554
| 2023 50% POE | MW | [6 empty] | 3847.2356 | 4002.1733 | 4078.0739 | 4164.2041 | 4337.777 | 4484.7015 | 4716.2366 | 5072.8346 | 5455.5614 | 5746.8313 | 6030.2585
| 2023 90% POE | MW | [6 empty] | 3605.6424 | 3735.0795 | 3808.5153 | 3897.2538 | 4052.82 | 4201.2493 | 4433.0763 | 4780.4822 | 5154.8585 | 5450.2269 | 5717.8109
| 2022 10% POE | MW | [5 empty] | 4023.0676 | 4042.2097 | 4055.2425 | 4077.5894 | 4106.109 | 4157.2778 | 4193.8389 | 4227.3095 | 4275.0869 | 4322.1623 | 4389.071
| 2022 50% POE | MW | [5 empty] | 3757.0718 | 3780.5044 | 3790.1579 | 3821.4709 | 3855.0969 | 3899.1221 | 3934.4574 | 3967.2031 | 4018.1918 | 4075.0375 | 4141.3529
| 2022 90% POE | MW | [5 empty] | 3509.8108 | 3532.6532 | 3551.4844 | 3574.631 | 3619.1683 | 3666.4103 | 3691.7724 | 3726.908 | 3777.3717 | 3833.2628 | 3893.8903

## F. 24
Figure 24 - Actual and forecast 10% POE peak winter demand forecasts under three scenarios from 2022 and 2023 WEM ESOOs, 2016-17 to 2032-33 (MW)
Table of contents
| Scenario | Unit | 2016-17 | 2017-18 | 2018-19 | 2019-20 | 2020-21 | 2021-22 | 2022-23 | 2023-24 | 2024-25 | 2025-26 | 2026-27 | 2027-28 | 2028-29 | 2029-30 | 2030-31 | 2031-32 | 2032-33
| Actual | MW | 3419.4397 | 3256.2255 | 3199.0952 | 3440.5148 | 3537.291 | 3615 | 3676.37
| 2023 Low | MW | [6 empty] | 3556.9722 | 3589.186 | 3631.9455 | 3715.8498 | 3916.4217 | 4030.3308 | 4147.7416 | 4351.8356 | 4544.2525 | 4864.2631 | 5150.296
| 2023 Expected | MW | [6 empty] | 3556.9722 | 3655.042 | 3727.3847 | 3831.5398 | 3999.274 | 4170.5925 | 4412.2578 | 4755.3115 | 5140.5859 | 5423.3653 | 5711.9596
| 2023 High | MW | [6 empty] | 3556.9722 | 3691.0207 | 3863.1268 | 4172.1628 | 4565.3999 | 4905.9996 | 5344.0493 | 5739.8169 | 6151.8024 | 6733.3734 | 7174.2925
| 2022 Low | MW | [5 empty] | 3528.9635 | 3520.1047 | 3501.6805 | 3457.0015 | 3433.8009 | 3476.1962 | 3491.0243 | 3496.7672 | 3513.3469 | 3534.3688 | 3547.8758
| 2022 Expected | MW | [5 empty] | 3531.0085 | 3630.9665 | 3654.3008 | 3680.0049 | 3720.7484 | 3773.6619 | 3800.8868 | 3836.3162 | 3880.3347 | 3932.6836 | 3999.949
| 2022 High | MW | [5 empty] | 3531.3002 | 3692.8966 | 3767.2751 | 3854.0293 | 3959.5647 | 4051.6434 | 4138.4303 | 4223.3649 | 4319.9903 | 4409.1027 | 4504.022

## F. 25
Figure 25 - Actual and 10%, 50%, and 90% minimum demand forecasts, expected scenario, 2016-17 to 2032-33A,B
Table of contents
A. Minimum forecasts are presented in seasonal years.
B. Actual minimum demand for 2023-24 is a year-to-date value, based on data until 31 March 2023.
| POE | Unit | 2016-17 | 2017-18 | 2018-19 | 2019-20 | 2020-21 | 2021-22 | 2022-23 | 2023-24 | 2024-25 | 2025-26 | 2026-27 | 2027-28 | 2028-29 | 2029-30 | 2030-31 | 2031-32 | 2032-33
| Actual | MW | 1451 | 1282 | 1179 | 1004 | 871 | 765 | 633
| 2023 10% POE | MW | [6 empty] | 729.5205 | 635.594 | 525.1553 | 445.1781 | 427.9086 | 387.5691 | 399.4562 | 547.889 | 682.863 | 774.1168 | 876.7345
| 2023 50% POE | MW | [6 empty] | 682.6247 | 585.6382 | 483.4019 | 404.7939 | 381.977 | 331.5867 | 346.3743 | 496.3731 | 627.5616 | 717.5917 | 813.7646
| 2023 90% POE | MW | [6 empty] | 636.6043 | 536.5552 | 430.3327 | 348.0248 | 324.7924 | 272.7993 | 289.0662 | 431.3426 | 554.2748 | 643.429 | 743.0528
| 2022 10% POE | MW | [5 empty] | 773.581 | 586.9807 | 415.9007 | 262.1888 | 140.0124 | 40.1271
| 2022 50% POE | MW | [5 empty] | 735.0531 | 545.7609 | 375.4399 | 231.2409 | 107.7003 | 11.2026
| 2022 90% POE | MW | [5 empty] | 695.487 | 502.0381 | 332.7247 | 183.7594 | 53.5861 | -37.3045

## F. 26
Figure 26 - Capacity Credits in the SWIS for 2024-25 by fuel type and generator age
Table of contents
Note: generator age of 0-4 years includes committed capacity that has been assigned Capacity Credits for 2024-25. Facility ages are as of July 2023.
| Generator Type | Unit | 0-4 | 5-9 | 10-14 | 15-19 | 20-24 | 25-29 | 30-34 | 35-39
| Wind | MW | 108.6 | 0 | 38.995 | 26.726 | 6.195 | 0 | 0 | 0
| Natural gas | MW | 0 | 0 | 306.7 | 1645.3 | 240 | 405.248 | 245.5 | 16
| Solar | MW | 11.199 | 1.739 | 3.81 | 0 | 0 | 0 | 0 | 0
| Landfill gas | MW | 0 | 0.414 | 0 | 5.519 | 1.447 | 0 | 2.603 | 0
| Coal | MW | 0 | 0 | 217 | 217 | 317.2 | 0 | 0 | 422
| ESR | MW | 91.39 | 0 | 0 | 0 | 0 | 0 | 0 | 0
| Distillate | MW | 0.297 | 0 | 121.6 | 0 | 0 | 0 | 0 | 0
| WTE | MW | 59.043 | 0 | 0 | 0 | 0 | 0 | 0 | 0
| ESR+Hydro | MW | 1.5 | 0 | 0 | 0 | 0 | 0 | 0 | 0

## F. 27
Figure 27 - Daily peak percentage of Capacity Credits on outage during Hot Season for 2018-19 to 2022-23
Table of contents
Note: Peak Capacity Credits on outage is calculated as the daily peak total outage over the total assigned Capacity Credits for the relevant Capacity Year.
|  | Forced and consequential | Planned
| Day | % | %
| 2018-01-01 | 7.642% | 0%
| 2018-01-02 | 7.642% | 0%
| 2018-01-03 | 7.54% | 0%
| 2018-01-04 | 4.57% | 0%
| 2018-01-05 | 4.639% | 0%
| 2018-01-06 | 4.57% | 0%
| 2018-01-07 | 4.629% | 0%
| 2018-01-08 | 4.623% | 2.098%
| 2018-01-09 | 5.334% | 3.763%
| 2018-01-10 | 7.452% | 6.079%
| 2018-01-11 | 4.64% | 9.804%
| 2018-01-12 | 6.886% | 7.488%
| 2018-01-13 | 5.856% | 3.725%
| 2018-01-14 | 8.666% | 3.725%
| 2018-01-15 | 10.92% | 2.065%
| 2018-01-16 | 13.89% | 2.065%
| 2018-01-17 | 9.455% | 3.667%
| 2018-01-18 | 8.347% | 8.703%
| 2018-01-19 | 4.217% | 10.1%
| 2018-01-20 | 4.545% | 4.001%
| 2018-01-21 | 7.494% | 0%
| 2018-01-22 | 6.288% | 0%
| 2018-01-23 | 6.339% | 0.646%
| 2018-01-24 | 5.615% | 0%
| 2018-01-25 | 6.86% | 0%
| 2018-01-26 | 4.718% | 0%
| 2018-01-27 | 4.545% | 0%
| 2018-01-28 | 4.956% | 0%
| 2018-01-29 | 4.545% | 0%
| 2018-01-30 | 4.736% | 0%
| 2018-01-31 | 4.545% | 0%
| 2018-02-01 | 9.447% | 0%
| 2018-02-02 | 4.74% | 1.901%
| 2018-02-03 | 2.91% | 0%
| 2018-02-04 | 0.1016% | 0%
| 2018-02-05 | 4.575% | 0%
| 2018-02-06 | 0.1016% | 0%
| 2018-02-07 | 5.901% | 0%
| 2018-02-08 | 2.479% | 0%
| 2018-02-09 | 8.59% | 0%
| 2018-02-10 | 1.029% | 6.326%
| 2018-02-11 | 0.3422% | 6.326%
| 2018-02-12 | 1.312% | 6.326%
| 2018-02-13 | 2.113% | 6.326%
| 2018-02-14 | 2.204% | 6.326%
| 2018-02-15 | 5.786% | 0.633%
| 2018-02-16 | 0.1016% | 4.072%
| 2018-02-17 | 0.2084% | 4.072%
| 2018-02-18 | 2.253% | 4.072%
| 2018-02-19 | 2.609% | 4.072%
| 2018-02-20 | 1.997% | 4.072%
| 2018-02-21 | 1.997% | 4.688%
| 2018-02-22 | 1.997% | 2.59%
| 2018-02-23 | 1.053% | 2.59%
| 2018-02-24 | 2.577% | 0%
| 2018-02-25 | 2.9% | 3.298%
| 2018-02-26 | 2.857% | 3.298%
| 2018-02-27 | 2.171% | 2.098%
| 2018-02-28 | 2.3% | 7.965%
| 2018-03-01 | 0.668% | 3.763%
| 2018-03-02 | 0.3829% | 3.763%
| 2018-03-03 | 0.2927% | 3.763%
| 2018-03-04 | 0.1016% | 3.763%
| 2018-03-05 | 5.988% | 0%
| 2018-03-06 | 5.566% | 0%
| 2018-03-07 | 3.865% | 7.695%
| 2018-03-08 | 4.987% | 0%
| 2018-03-09 | 5.701% | 0%
| 2018-03-10 | 0.1016% | 0%
| 2018-03-11 | 1.55% | 0%
| 2018-03-12 | 6.343% | 0%
| 2018-03-13 | 5.047% | 0%
| 2018-03-14 | 2.91% | 3.667%
| 2018-03-15 | 4.732% | 1.901%
| 2018-03-16 | 5.007% | 2.447%
| 2018-03-17 | 3.101% | 0.1911%
| 2018-03-18 | 0.1016% | 0.1911%
| 2018-03-19 | 0.1016% | 0.1911%
| 2018-03-20 | 0.3465% | 4.42%
| 2018-03-21 | 4.766% | 1.029%
| 2018-03-22 | 6.903% | 1.029%
| 2018-03-23 | 0.1016% | 1.029%
| 2018-03-24 | 3.865% | 0%
| 2018-03-25 | 0.1016% | 0%
| 2018-03-26 | 0.4403% | 0.1911%
| 2018-03-27 | 2.044% | 5.693%
| 2018-03-28 | 4.585% | 0.1911%
| 2018-03-29 | 1.997% | 3.509%
| 2018-03-30 | 4.803% | 0%
| 2018-03-31 | 4.288% | 0%
| 2018-12-01 | 7.274% | 7.479%
| 2018-12-02 | 5.171% | 7.479%
| 2018-12-03 | 8.98% | 2.365%
| 2018-12-04 | 6.201% | 1.512%
| 2018-12-05 | 9.382% | 1.512%
| 2018-12-06 | 7.983% | 3.672%
| 2018-12-07 | 4.958% | 7.156%
| 2018-12-08 | 4.958% | 7.156%
| 2018-12-09 | 4.84% | 7.156%
| 2018-12-10 | 4.759% | 9.424%
| 2018-12-11 | 4.759% | 12.86%
| 2018-12-12 | 4.759% | 9.964%
| 2018-12-13 | 6.811% | 11.07%
| 2018-12-14 | 5.642% | 7.156%
| 2018-12-15 | 4.965% | 7.156%
| 2018-12-16 | 4.965% | 7.156%
| 2018-12-17 | 4.759% | 13.75%
| 2018-12-18 | 5.175% | 9.74%
| 2018-12-19 | 6.636% | 9.74%
| 2018-12-20 | 7.404% | 9.74%
| 2018-12-21 | 7.428% | 9.74%
| 2018-12-22 | 1.802% | 7.451%
| 2018-12-23 | 1.678% | 0.8529%
| 2018-12-24 | 0.3699% | 0%
| 2018-12-25 | 1.066% | 4.514%
| 2018-12-26 | 0.3699% | 8.904%
| 2018-12-27 | 0.3699% | 8.904%
| 2018-12-28 | 2.36% | 4.514%
| 2018-12-29 | 1.249% | 0%
| 2018-12-30 | 0.3699% | 0%
| 2018-12-31 | 0.3699% | 0%
| 2019-01-01 | 1.375% | 0%
| 2019-01-02 | 1.375% | 0%
| 2019-01-03 | 1.077% | 2.064%
| 2019-01-04 | 0.8917% | 0%
| 2019-01-05 | 0.8917% | 4.057%
| 2019-01-06 | 6.705% | 0%
| 2019-01-07 | 1.849% | 0%
| 2019-01-08 | 3.592% | 0%
| 2019-01-09 | 1.063% | 0%
| 2019-01-10 | 1.269% | 0.4161%
| 2019-01-11 | 1.063% | 4.389%
| 2019-01-12 | 0.7726% | 7.208%
| 2019-01-13 | 0.8516% | 7.208%
| 2019-01-14 | 0.6017% | 7.208%
| 2019-01-15 | 0.7367% | 0%
| 2019-01-16 | 4.757% | 0%
| 2019-01-17 | 0.7367% | 0%
| 2019-01-18 | 1.87% | 2.927%
| 2019-01-19 | 2.563% | 0%
| 2019-01-20 | 5.221% | 0%
| 2019-01-21 | 2.963% | 0.5792%
| 2019-01-22 | 3.209% | 0.5445%
| 2019-01-23 | 0.8998% | 6.819%
| 2019-01-24 | 0.8998% | 6.819%
| 2019-01-25 | 1.355% | 0%
| 2019-01-26 | 2.026% | 0%
| 2019-01-27 | 3.17% | 0%
| 2019-01-28 | 6.185% | 0.2059%
| 2019-01-29 | 2.949% | 1.625%
| 2019-01-30 | 0.3699% | 2.515%
| 2019-01-31 | 0.5409% | 5.688%
| 2019-02-01 | 5.429% | 0.2059%
| 2019-02-02 | 7.697% | 0.2059%
| 2019-02-03 | 1.65% | 0.2059%
| 2019-02-04 | 8.612% | 0.2059%
| 2019-02-05 | 3.19% | 0%
| 2019-02-06 | 2.138% | 2.725%
| 2019-02-07 | 0.786% | 1.71%
| 2019-02-08 | 4.382% | 0%
| 2019-02-09 | 0.6017% | 0.4161%
| 2019-02-10 | 2.443% | 0.4161%
| 2019-02-11 | 0.3699% | 0%
| 2019-02-12 | 3.104% | 0%
| 2019-02-13 | 0.3699% | 0.6964%
| 2019-02-14 | 0.9464% | 0.6592%
| 2019-02-15 | 2.564% | 0%
| 2019-02-16 | 0.3699% | 2.808%
| 2019-02-17 | 0.3699% | 2.808%
| 2019-02-18 | 0.5759% | 2.808%
| 2019-02-19 | 2.5% | 4.095%
| 2019-02-20 | 0.3699% | 6.674%
| 2019-02-21 | 0.8998% | 5.801%
| 2019-02-22 | 1.058% | 0%
| 2019-02-23 | 0.6056% | 0%
| 2019-02-24 | 4.53% | 0%
| 2019-02-25 | 7.244% | 4.56%
| 2019-02-26 | 4.997% | 8.62%
| 2019-02-27 | 9.851% | 5.936%
| 2019-02-28 | 10.27% | 8.62%
| 2019-03-01 | 9.17% | 4.56%
| 2019-03-02 | 8.614% | 4.685%
| 2019-03-03 | 13.33% | 0.171%
| 2019-03-04 | 6.27% | 4.56%
| 2019-03-05 | 4.528% | 8.679%
| 2019-03-06 | 5.124% | 4.657%
| 2019-03-07 | 6.197% | 4.657%
| 2019-03-08 | 4.263% | 7.407%
| 2019-03-09 | 4.538% | 7.475%
| 2019-03-10 | 5.317% | 13.81%
| 2019-03-11 | 4.188% | 15.9%
| 2019-03-12 | 5.86% | 17.86%
| 2019-03-13 | 5.492% | 13.47%
| 2019-03-14 | 5.839% | 15.18%
| 2019-03-15 | 7.454% | 13.47%
| 2019-03-16 | 7.913% | 13.47%
| 2019-03-17 | 8.11% | 13.47%
| 2019-03-18 | 4.015% | 13.47%
| 2019-03-19 | 10.45% | 9.417%
| 2019-03-20 | 12.32% | 11.68%
| 2019-03-21 | 9.864% | 12.1%
| 2019-03-22 | 4.473% | 11.68%
| 2019-03-23 | 9.68% | 2.819%
| 2019-03-24 | 4.262% | 2.819%
| 2019-03-25 | 6.631% | 6.914%
| 2019-03-26 | 4.057% | 9.493%
| 2019-03-27 | 5.911% | 8.62%
| 2019-03-28 | 4.057% | 6.914%
| 2019-03-29 | 4.262% | 2.819%
| 2019-03-30 | 2.839% | 2.819%
| 2019-03-31 | 0.7489% | 2.819%
| 2019-12-01 | 8.391% | 13.43%
| 2019-12-02 | 5.924% | 13.84%
| 2019-12-03 | 6.802% | 6.706%
| 2019-12-04 | 6.077% | 7.391%
| 2019-12-05 | 6.666% | 11.21%
| 2019-12-06 | 11.04% | 6.706%
| 2019-12-07 | 5.495% | 11.1%
| 2019-12-08 | 4.609% | 10.7%
| 2019-12-09 | 8.29% | 13.23%
| 2019-12-10 | 6.677% | 13.23%
| 2019-12-11 | 5.809% | 6.706%
| 2019-12-12 | 6.613% | 8.736%
| 2019-12-13 | 6.622% | 6.706%
| 2019-12-14 | 8.984% | 6.706%
| 2019-12-15 | 6.628% | 6.706%
| 2019-12-16 | 6.717% | 11.01%
| 2019-12-17 | 6.847% | 11.01%
| 2019-12-18 | 5.281% | 8.977%
| 2019-12-19 | 7.052% | 12.31%
| 2019-12-20 | 0.5669% | 8.977%
| 2019-12-21 | 4.884% | 0%
| 2019-12-22 | 5.775% | 0%
| 2019-12-23 | 6.835% | 3.948%
| 2019-12-24 | 5.823% | 3.948%
| 2019-12-25 | 6.143% | 0%
| 2019-12-26 | 4.884% | 0%
| 2019-12-27 | 6.168% | 0%
| 2019-12-28 | 4.884% | 0%
| 2019-12-29 | 4.884% | 0%
| 2019-12-30 | 6.099% | 0%
| 2019-12-31 | 7.466% | 0%
| 2020-01-01 | 4.884% | 0%
| 2020-01-02 | 3.151% | 0%
| 2020-01-03 | 5.817% | 0%
| 2020-01-04 | 1.93% | 0%
| 2020-01-05 | 3.001% | 0%
| 2020-01-06 | 2.787% | 2.029%
| 2020-01-07 | 3.12% | 2.029%
| 2020-01-08 | 0.8973% | 2.029%
| 2020-01-09 | 8.507% | 2.549%
| 2020-01-10 | 10.57% | 2.029%
| 2020-01-11 | 2.667% | 8.736%
| 2020-01-12 | 2.575% | 8.736%
| 2020-01-13 | 6.916% | 2.786%
| 2020-01-14 | 9.803% | 2.029%
| 2020-01-15 | 9.868% | 2.029%
| 2020-01-16 | 10.71% | 2.029%
| 2020-01-17 | 9.431% | 2.029%
| 2020-01-18 | 7.038% | 2.378%
| 2020-01-19 | 11.05% | 2.029%
| 2020-01-20 | 9.528% | 0%
| 2020-01-21 | 7.207% | 6.281%
| 2020-01-22 | 0.6251% | 6.69%
| 2020-01-23 | 2.93% | 4.01%
| 2020-01-24 | 3.481% | 0%
| 2020-01-25 | 2.829% | 0%
| 2020-01-26 | 2.855% | 0%
| 2020-01-27 | 3.076% | 0%
| 2020-01-28 | 2.908% | 0%
| 2020-01-29 | 7.286% | 0%
| 2020-01-30 | 0.5937% | 1.899%
| 2020-01-31 | 0.527% | 6.706%
| 2020-02-01 | 6.54% | 6.706%
| 2020-02-02 | 6.54% | 6.706%
| 2020-02-03 | 2.917% | 0%
| 2020-02-04 | 7.236% | 0%
| 2020-02-05 | 2.766% | 0.2025%
| 2020-02-06 | 4.825% | 0%
| 2020-02-07 | 3.534% | 0%
| 2020-02-08 | 0.7162% | 2.772%
| 2020-02-09 | 3.108% | 2.772%
| 2020-02-10 | 7.037% | 2.772%
| 2020-02-11 | 5.572% | 2.762%
| 2020-02-12 | 7.387% | 3.519%
| 2020-02-13 | 5.186% | 2.762%
| 2020-02-14 | 2.402% | 2.964%
| 2020-02-15 | 1.066% | 2.762%
| 2020-02-16 | 0.5812% | 7.079%
| 2020-02-17 | 2.599% | 7.079%
| 2020-02-18 | 2.654% | 7.079%
| 2020-02-19 | 14.84% | 0%
| 2020-02-20 | 12.57% | 0%
| 2020-02-21 | 18.73% | 0%
| 2020-02-22 | 17.34% | 4.317%
| 2020-02-23 | 11.22% | 7.588%
| 2020-02-24 | 13.35% | 7.588%
| 2020-02-25 | 14.08% | 7.588%
| 2020-02-26 | 8.459% | 5.542%
| 2020-02-27 | 8.106% | 5.534%
| 2020-02-28 | 7.037% | 3.271%
| 2020-02-29 | 7.246% | 3.271%
| 2020-03-01 | 6.119% | 3.271%
| 2020-03-02 | 4.584% | 3.474%
| 2020-03-03 | 6.915% | 3.474%
| 2020-03-04 | 7.727% | 3.474%
| 2020-03-05 | 5.666% | 4.74%
| 2020-03-06 | 11.57% | 0.2025%
| 2020-03-07 | 7.852% | 4.317%
| 2020-03-08 | 7.209% | 4.722%
| 2020-03-09 | 7.179% | 4.519%
| 2020-03-10 | 6.95% | 4.519%
| 2020-03-11 | 6.963% | 4.519%
| 2020-03-12 | 6.71% | 4.519%
| 2020-03-13 | 5.808% | 6.692%
| 2020-03-14 | 8.036% | 6.692%
| 2020-03-15 | 7.305% | 6.692%
| 2020-03-16 | 5.513% | 10.7%
| 2020-03-17 | 9.291% | 10.7%
| 2020-03-18 | 4.592% | 13.47%
| 2020-03-19 | 9.832% | 10.7%
| 2020-03-20 | 0.2758% | 19.62%
| 2020-03-21 | 0.2758% | 14.71%
| 2020-03-22 | 4.592% | 10.5%
| 2020-03-23 | 6.98% | 10.5%
| 2020-03-24 | 0.2758% | 12.12%
| 2020-03-25 | 3.874% | 10.95%
| 2020-03-26 | 3.141% | 10.95%
| 2020-03-27 | 0.8077% | 8.688%
| 2020-03-28 | 0.3425% | 9.772%
| 2020-03-29 | 0.3025% | 9.772%
| 2020-03-30 | 2.704% | 9.772%
| 2020-03-31 | 2.628% | 7.011%
| 2020-12-01 | 0.6563% | 10.2%
| 2020-12-02 | 0.6563% | 10.6%
| 2020-12-03 | 0.889% | 8.947%
| 2020-12-04 | 5.864% | 8.947%
| 2020-12-05 | 4.774% | 8.947%
| 2020-12-06 | 10.9% | 6.442%
| 2020-12-07 | 7.279% | 6.442%
| 2020-12-08 | 14.32% | 6.415%
| 2020-12-09 | 11.36% | 6.415%
| 2020-12-10 | 7.371% | 6.442%
| 2020-12-11 | 10.95% | 4.426%
| 2020-12-12 | 6.977% | 2.756%
| 2020-12-13 | 0.8759% | 3.433%
| 2020-12-14 | 0.8627% | 10.11%
| 2020-12-15 | 7.04% | 10.47%
| 2020-12-16 | 13.58% | 10.49%
| 2020-12-17 | 10.84% | 9.818%
| 2020-12-18 | 10.3% | 7.523%
| 2020-12-19 | 3.44% | 7.139%
| 2020-12-20 | 2.271% | 7.139%
| 2020-12-21 | 4.794% | 7.261%
| 2020-12-22 | 3.965% | 1.191%
| 2020-12-23 | 8.382% | 1.818%
| 2020-12-24 | 9.85% | 0.4874%
| 2020-12-25 | 6.102% | 0.5145%
| 2020-12-26 | 11.45% | 0.5145%
| 2020-12-27 | 16.57% | 0.5145%
| 2020-12-28 | 10.01% | 0.5145%
| 2020-12-29 | 13.44% | 0.5145%
| 2020-12-30 | 12.13% | 0.5145%
| 2020-12-31 | 9.577% | 0.5145%
| 2021-01-01 | 1.759% | 0.5145%
| 2021-01-02 | 4.462% | 0.5145%
| 2021-01-03 | 2.371% | 0.5145%
| 2021-01-04 | 2.871% | 0.4874%
| 2021-01-05 | 14.25% | 5.973%
| 2021-01-06 | 17.11% | 1.87%
| 2021-01-07 | 14.13% | 1.87%
| 2021-01-08 | 9.373% | 3.941%
| 2021-01-09 | 8.615% | 0.5145%
| 2021-01-10 | 5.887% | 0.5145%
| 2021-01-11 | 1.989% | 1.191%
| 2021-01-12 | 3.836% | 4.473%
| 2021-01-13 | 7.813% | 0.5145%
| 2021-01-14 | 2.664% | 0.5145%
| 2021-01-15 | 1.465% | 0.5145%
| 2021-01-16 | 6.631% | 0.5145%
| 2021-01-17 | 5.445% | 0.5145%
| 2021-01-18 | 6.755% | 0.4874%
| 2021-01-19 | 7.989% | 0.5145%
| 2021-01-20 | 7.745% | 0.4874%
| 2021-01-21 | 5.497% | 1.013%
| 2021-01-22 | 1.57% | 3.019%
| 2021-01-23 | 2.546% | 0.5145%
| 2021-01-24 | 1.517% | 2.756%
| 2021-01-25 | 1.491% | 2.756%
| 2021-01-26 | 7.758% | 1.467%
| 2021-01-27 | 1.137% | 2.029%
| 2021-01-28 | 1.124% | 3.541%
| 2021-01-29 | 4.844% | 3.514%
| 2021-01-30 | 4.076% | 0.774%
| 2021-01-31 | 4.512% | 0.774%
| 2021-02-01 | 3.312% | 0.774%
| 2021-02-02 | 2.285% | 2.269%
| 2021-02-03 | 1.19% | 0.774%
| 2021-02-04 | 1.845% | 0.774%
| 2021-02-05 | 1.137% | 0.774%
| 2021-02-06 | 1.137% | 0.774%
| 2021-02-07 | 3.819% | 0.774%
| 2021-02-08 | 3.668% | 0.774%
| 2021-02-09 | 2.496% | 0.7469%
| 2021-02-10 | 1.309% | 0.774%
| 2021-02-11 | 2.874% | 0.774%
| 2021-02-12 | 3.327% | 0.774%
| 2021-02-13 | 5.497% | 0.7469%
| 2021-02-14 | 7.154% | 0.7469%
| 2021-02-15 | 9.032% | 0.7469%
| 2021-02-16 | 4.632% | 4.733%
| 2021-02-17 | 4.645% | 6.722%
| 2021-02-18 | 3.472% | 4.733%
| 2021-02-19 | 5.115% | 4.733%
| 2021-02-20 | 5.091% | 0.774%
| 2021-02-21 | 3.969% | 0.774%
| 2021-02-22 | 3.379% | 0.774%
| 2021-02-23 | 4.025% | 0.774%
| 2021-02-24 | 3.406% | 0.774%
| 2021-02-25 | 5.395% | 1.521%
| 2021-02-26 | 1.164% | 1.899%
| 2021-02-27 | 1.137% | 3.541%
| 2021-02-28 | 2.232% | 3.541%
| 2021-03-01 | 5.554% | 0.774%
| 2021-03-02 | 5.383% | 0.774%
| 2021-03-03 | 7.768% | 0.774%
| 2021-03-04 | 3.928% | 1.336%
| 2021-03-05 | 2.174% | 1.336%
| 2021-03-06 | 1.196% | 1.336%
| 2021-03-07 | 2.657% | 4.103%
| 2021-03-08 | 5.135% | 4.103%
| 2021-03-09 | 5.052% | 13.33%
| 2021-03-10 | 4.605% | 8.486%
| 2021-03-11 | 7.643% | 8.19%
| 2021-03-12 | 11.02% | 7.924%
| 2021-03-13 | 18.75% | 5.783%
| 2021-03-14 | 9.189% | 5.783%
| 2021-03-15 | 7.015% | 9.184%
| 2021-03-16 | 3.314% | 13.84%
| 2021-03-17 | 4.581% | 11.6%
| 2021-03-18 | 5.97% | 6.985%
| 2021-03-19 | 6.94% | 6.985%
| 2021-03-20 | 4.433% | 7.288%
| 2021-03-21 | 3.857% | 7.288%
| 2021-03-22 | 3.87% | 9.53%
| 2021-03-23 | 1.378% | 9.53%
| 2021-03-24 | 1.809% | 9.53%
| 2021-03-25 | 1.352% | 9.53%
| 2021-03-26 | 1.352% | 7.288%
| 2021-03-27 | 1.378% | 7.288%
| 2021-03-28 | 1.426% | 7.288%
| 2021-03-29 | 10.52% | 7.288%
| 2021-03-30 | 10.05% | 10.29%
| 2021-03-31 | 10.02% | 8.282%
| 2021-12-01 | 3.052% | 11.39%
| 2021-12-02 | 2.65% | 13.8%
| 2021-12-03 | 0.5379% | 6.518%
| 2021-12-04 | 0.3923% | 6.518%
| 2021-12-05 | 0.3923% | 6.518%
| 2021-12-06 | 0.5379% | 11.16%
| 2021-12-07 | 0.3923% | 10.48%
| 2021-12-08 | 2.91% | 6.518%
| 2021-12-09 | 2.91% | 6.518%
| 2021-12-10 | 1.994% | 6.518%
| 2021-12-11 | 7.664% | 6.518%
| 2021-12-12 | 7.128% | 6.518%
| 2021-12-13 | 9.342% | 6.559%
| 2021-12-14 | 9.342% | 13.69%
| 2021-12-15 | 9.236% | 16.47%
| 2021-12-16 | 6.042% | 7.452%
| 2021-12-17 | 7.86% | 7.127%
| 2021-12-18 | 2.673% | 13.78%
| 2021-12-19 | 6.597% | 13.78%
| 2021-12-20 | 2.686% | 3.96%
| 2021-12-21 | 7.111% | 3.919%
| 2021-12-22 | 9.061% | 0%
| 2021-12-23 | 18.12% | 0%
| 2021-12-24 | 7.092% | 1.083%
| 2021-12-25 | 6.295% | 0%
| 2021-12-26 | 7.574% | 0%
| 2021-12-27 | 9.783% | 4.406%
| 2021-12-28 | 5.933% | 4.406%
| 2021-12-29 | 5.933% | 4.406%
| 2021-12-30 | 8.187% | 0%
| 2021-12-31 | 6.098% | 0%
| 2022-01-01 | 5.959% | 0%
| 2022-01-02 | 6.71% | 0%
| 2022-01-03 | 10.31% | 0%
| 2022-01-04 | 10.02% | 0%
| 2022-01-05 | 11.27% | 0%
| 2022-01-06 | 9.919% | 2%
| 2022-01-07 | 11.54% | 0%
| 2022-01-08 | 9.919% | 0%
| 2022-01-09 | 9.919% | 0%
| 2022-01-10 | 10.65% | 0%
| 2022-01-11 | 6.557% | 0%
| 2022-01-12 | 7.428% | 0%
| 2022-01-13 | 6.596% | 0%
| 2022-01-14 | 10.3% | 0%
| 2022-01-15 | 10.3% | 0%
| 2022-01-16 | 5.986% | 0%
| 2022-01-17 | 5.959% | 1.879%
| 2022-01-18 | 9.919% | 1.083%
| 2022-01-19 | 6.464% | 0%
| 2022-01-20 | 3.539% | 0.7965%
| 2022-01-21 | 5.264% | 0%
| 2022-01-22 | 4.386% | 0%
| 2022-01-23 | 4.727% | 0.3249%
| 2022-01-24 | 6.908% | 0.3249%
| 2022-01-25 | 8.961% | 0.3249%
| 2022-01-26 | 5.734% | 0.3249%
| 2022-01-27 | 3.996% | 0.3249%
| 2022-01-28 | 4.523% | 0%
| 2022-01-29 | 3.777% | 0%
| 2022-01-30 | 7.108% | 0%
| 2022-01-31 | 5.89% | 4.153%
| 2022-02-01 | 5.456% | 4.153%
| 2022-02-02 | 5.496% | 4.153%
| 2022-02-03 | 2.952% | 2.781%
| 2022-02-04 | 4.477% | 0%
| 2022-02-05 | 4.875% | 0%
| 2022-02-06 | 4.643% | 3.858%
| 2022-02-07 | 11.37% | 2.254%
| 2022-02-08 | 17.9% | 0%
| 2022-02-09 | 11.98% | 0%
| 2022-02-10 | 16.6% | 2.518%
| 2022-02-11 | 16.25% | 2.518%
| 2022-02-12 | 8.885% | 6.656%
| 2022-02-13 | 9.416% | 6.656%
| 2022-02-14 | 7.82% | 0%
| 2022-02-15 | 5.736% | 0%
| 2022-02-16 | 6.583% | 0%
| 2022-02-17 | 8.546% | 0%
| 2022-02-18 | 6.644% | 0%
| 2022-02-19 | 2.412% | 0%
| 2022-02-20 | 2.688% | 0%
| 2022-02-21 | 2.688% | 0%
| 2022-02-22 | 2.688% | 0.201%
| 2022-02-23 | 2.813% | 0%
| 2022-02-24 | 2.707% | 0%
| 2022-02-25 | 4.743% | 0%
| 2022-02-26 | 4.093% | 1.321%
| 2022-02-27 | 4.204% | 1.321%
| 2022-02-28 | 4.093% | 0%
| 2022-03-01 | 4.093% | 0.201%
| 2022-03-02 | 3.798% | 0.4061%
| 2022-03-03 | 3.798% | 0.6071%
| 2022-03-04 | 4.204% | 0%
| 2022-03-05 | 10.74% | 0%
| 2022-03-06 | 4.085% | 1.642%
| 2022-03-07 | 2.699% | 3.98%
| 2022-03-08 | 2.386% | 6.193%
| 2022-03-09 | 4.429% | 5.994%
| 2022-03-10 | 4.961% | 4.305%
| 2022-03-11 | 4.525% | 4.305%
| 2022-03-12 | 2.763% | 0%
| 2022-03-13 | 3.058% | 0%
| 2022-03-14 | 3.239% | 0%
| 2022-03-15 | 3.169% | 7.96%
| 2022-03-16 | 3.169% | 8.285%
| 2022-03-17 | 3.169% | 8.908%
| 2022-03-18 | 7.001% | 4.305%
| 2022-03-19 | 3.021% | 7.925%
| 2022-03-20 | 3.169% | 6.656%
| 2022-03-21 | 3.389% | 8.656%
| 2022-03-22 | 3.24% | 8.656%
| 2022-03-23 | 3.73% | 8.656%
| 2022-03-24 | 3.039% | 12.04%
| 2022-03-25 | 3.039% | 8.656%
| 2022-03-26 | 10.98% | 8.441%
| 2022-03-27 | 3.437% | 8.441%
| 2022-03-28 | 3.437% | 8.441%
| 2022-03-29 | 5.65% | 11.12%
| 2022-03-30 | 3.362% | 10.86%
| 2022-03-31 | 4.163% | 10.46%
| 2022-12-01 | 28.18% | 2.049%
| 2022-12-02 | 26.49% | 5.022%
| 2022-12-03 | 21.29% | 5.022%
| 2022-12-04 | 24.14% | 0%
| 2022-12-05 | 21.2% | 6.45%
| 2022-12-06 | 26.67% | 0%
| 2022-12-07 | 23.37% | 1.019%
| 2022-12-08 | 21.82% | 0%
| 2022-12-09 | 27.8% | 0%
| 2022-12-10 | 28.07% | 0%
| 2022-12-11 | 21.49% | 2.58%
| 2022-12-12 | 26% | 2.58%
| 2022-12-13 | 21.49% | 2.58%
| 2022-12-14 | 16.5% | 4.629%
| 2022-12-15 | 22.95% | 2.819%
| 2022-12-16 | 16.5% | 5.16%
| 2022-12-17 | 19.08% | 0.7698%
| 2022-12-18 | 22.08% | 0%
| 2022-12-19 | 15.54% | 0%
| 2022-12-20 | 13.84% | 0%
| 2022-12-21 | 11.71% | 0%
| 2022-12-22 | 21.89% | 0%
| 2022-12-23 | 16.77% | 0%
| 2022-12-24 | 14.03% | 0%
| 2022-12-25 | 12.75% | 0%
| 2022-12-26 | 12.77% | 0%
| 2022-12-27 | 13.07% | 0%
| 2022-12-28 | 13.52% | 0%
| 2022-12-29 | 13.55% | 0%
| 2022-12-30 | 9.849% | 0%
| 2022-12-31 | 9.53% | 4.015%
| 2023-01-01 | 9.53% | 4.015%
| 2023-01-02 | 2.97% | 0%
| 2023-01-03 | 6.985% | 0%
| 2023-01-04 | 3.095% | 0%
| 2023-01-05 | 11.23% | 0%
| 2023-01-06 | 6.651% | 0%
| 2023-01-07 | 2.97% | 0%
| 2023-01-08 | 2.97% | 2.58%
| 2023-01-09 | 11.13% | 3.599%
| 2023-01-10 | 11.13% | 3.599%
| 2023-01-11 | 5.549% | 7.985%
| 2023-01-12 | 14.55% | 3.083%
| 2023-01-13 | 3.115% | 6.013%
| 2023-01-14 | 3.151% | 1.019%
| 2023-01-15 | 11.13% | 1.019%
| 2023-01-16 | 11.13% | 1.789%
| 2023-01-17 | 2.97% | 1.789%
| 2023-01-18 | 2.97% | 3.038%
| 2023-01-19 | 4.429% | 1.019%
| 2023-01-20 | 6.985% | 2.268%
| 2023-01-21 | 3.581% | 1.019%
| 2023-01-22 | 3.181% | 1.741%
| 2023-01-23 | 5.179% | 2.99%
| 2023-01-24 | 7.36% | 2.99%
| 2023-01-25 | 5.033% | 1.97%
| 2023-01-26 | 5.033% | 1.97%
| 2023-01-27 | 5.033% | 2.99%
| 2023-01-28 | 5.033% | 1.97%
| 2023-01-29 | 6.058% | 1.97%
| 2023-01-30 | 9.049% | 1.7%
| 2023-01-31 | 5.033% | 1.7%
| 2023-02-01 | 5.366% | 3.541%
| 2023-02-02 | 9.148% | 0.7218%
| 2023-02-03 | 6.475% | 0.7218%
| 2023-02-04 | 11.29% | 0.7218%
| 2023-02-05 | 5.39% | 3.947%
| 2023-02-06 | 4.842% | 6.256%
| 2023-02-07 | 5.612% | 3.739%
| 2023-02-08 | 7.233% | 3.739%
| 2023-02-09 | 7.017% | 3.302%
| 2023-02-10 | 5.578% | 3.947%
| 2023-02-11 | 5.308% | 2.771%
| 2023-02-12 | 5.289% | 2.771%
| 2023-02-13 | 3.447% | 4.051%
| 2023-02-14 | 5.22% | 5.33%
| 2023-02-15 | 5.426% | 5.821%
| 2023-02-16 | 6.085% | 2.001%
| 2023-02-17 | 3.94% | 6.734%
| 2023-02-18 | 3.94% | 5.715%
| 2023-02-19 | 3.997% | 0.7218%
| 2023-02-20 | 3.997% | 1.405%
| 2023-02-21 | 8.11% | 0.7218%
| 2023-02-22 | 4.032% | 0.7218%
| 2023-02-23 | 4.781% | 0.7218%
| 2023-02-24 | 11.25% | 0.7218%
| 2023-02-25 | 4.22% | 0%
| 2023-02-26 | 10.45% | 0%
| 2023-02-27 | 13.79% | 0%
| 2023-02-28 | 5.672% | 0%
| 2023-03-01 | 7.398% | 0%
| 2023-03-02 | 5.305% | 0%
| 2023-03-03 | 6.001% | 0%
| 2023-03-04 | 4.032% | 0%
| 2023-03-05 | 5.742% | 0%
| 2023-03-06 | 4.032% | 0%
| 2023-03-07 | 6.74% | 2.58%
| 2023-03-08 | 14.52% | 1.019%
| 2023-03-09 | 4.389% | 6.387%
| 2023-03-10 | 4.032% | 5.409%
| 2023-03-11 | 4.032% | 7.615%
| 2023-03-12 | 4.032% | 7.615%
| 2023-03-13 | 4.032% | 8.634%
| 2023-03-14 | 4.987% | 5.222%
| 2023-03-15 | 8.27% | 4.244%
| 2023-03-16 | 8.047% | 4.244%
| 2023-03-17 | 9.823% | 4.244%
| 2023-03-18 | 8.173% | 3.225%
| 2023-03-19 | 4.032% | 6.183%
| 2023-03-20 | 5.293% | 6.183%
| 2023-03-21 | 9.179% | 6.183%
| 2023-03-22 | 8.065% | 3.225%
| 2023-03-23 | 7.499% | 6.637%
| 2023-03-24 | 4.259% | 8.218%
| 2023-03-25 | 6.535% | 11.18%
| 2023-03-26 | 6.17% | 20.72%
| 2023-03-27 | 6.17% | 20.72%
| 2023-03-28 | 5.842% | 22.22%
| 2023-03-29 | 6.716% | 15.25%
| 2023-03-30 | 9.365% | 12.3%
| 2023-03-31 | 6.558% | 12.3%

## F. 28
Figure 28 - Capacity Credits on outageA and maximum Capacity Credits assignedB by Facility for 36 months up to the end of June 2023C
Table of contents
A. Capacity Credit on outage is calculated as the sum of outage in MW during the period over the assigned Capacity Credit multiplied by the total number of Trading Interval for that period.
B. Maximum Capacity Credits assigned is the largest amount of Capacity Credits assigned to a given Facility among each Capacity Year in the 36-month period (2019-20 to 2022-23).
C. Retired Facilities have not been included (KALAMUNDA_SG and MUJA_G5).
| Facility | Forced and consequential | Planned | Max Assigned Capacity Credits (MW)
| PINJAR_GT10 | 53.28% | 10.08% | 111
| STHRNCRS_EG | 53.22% | 4.015% | 21.012
| ALCOA_WGP | 8.147% | 19.96% | 26
| MUJA_G7 | 10.41% | 16.76% | 211
| COLLIE_G1 | 13.5% | 9.225% | 317.2
| MUJA_G8 | 1.322% | 16.65% | 211
| PERTHENERGY_KWINANA_GT1 | 2.397% | 14.37% | 109
| KWINANA_GT2 | 3.247% | 12.45% | 98.5
| KWINANA_GT3 | 3.334% | 11.89% | 99.2
| PINJAR_GT4 | 10.53% | 4.235% | 37
| PINJAR_GT9 | 3.489% | 11.15% | 111
| COCKBURN_CCG1 | 7.088% | 7.197% | 240
| PINJAR_GT11 | 2.147% | 11.35% | 124
| NEWGEN_KWINANA_CCG1 | 4.776% | 7.094% | 334.8
| ALINTA_PNJ_U2 | 3.74% | 6.832% | 142.45
| MUJA_G6 | 4.152% | 6.182% | 193
| KEMERTON_GT11 | 1.279% | 8.684% | 155
| ALINTA_PNJ_U1 | 1.366% | 7.886% | 142.45
| BW1_BLUEWATERS_G2 | 1.357% | 7.733% | 217
| ALINTA_WGP_U2 | 0.6737% | 8.194% | 196

## F. 29
Figure 29 - Total size of existing Facilities and new projects split by capacity catagory after all retirements are considered (from 2030-31 onwards)(MW)
Table of contents
| Potential Reserve Capacity | Unit | Existing | Retired Coal | Committed | Probable | Existing-for-high-only | Proposed | Subtotal
| Existing | MW | 3293.35 | 1366.2
| Committed | MW |  |  | 131.475 |  |  |  | 3293.35
| Probable | MW |  |  |  | 2003.169 |  |  | 3424.825
| Existing-for-high-only | MW |  |  |  |  | 22.812 |  | 5427.994
| Proposed | MW | [5 empty] | 1515.817 | 5450.806
| Total | MW | [5 empty] | 1516.817 | 6966.623

## F. 30
Figure 30 - Forecast Reserve Capacity split by generation type, expected scenario, 2023-24 to 2032-33 (MW)
Table of contents
Note: ESR grouping includes the battery components of wind and solar projects, standalone batteries and pumped hydro.
| Generation Type | Unit | 2023-24 | 2024-25 | 2025-26 | 2026-27 | 2027-28 | 2028-29 | 2029-30 | 2030-31 | 2031-32 | 2032-33
| Natural gas | MW | 2875.748 | 2858.748 | 2858.748 | 2858.748 | 2858.748 | 2858.748 | 2858.748 | 2858.748 | 2858.748 | 2858.748
| Distillate | MW | 121.6 | 121.897 | 121.897 | 121.897 | 121.897 | 121.897 | 121.897 | 121.897 | 121.897 | 121.897
| Landfill gas | MW | 12.912 | 9.983 | 9.983 | 9.983 | 9.983 | 9.983 | 9.983 | 9.983 | 9.983 | 9.983
| DSP | MW | 83.773 | 85 | 85 | 85 | 85 | 85 | 85 | 85 | 85 | 85
| WTE | MW | 59.043 | 59.043 | 59.043 | 59.043 | 59.043 | 59.043 | 59.043 | 59.043 | 59.043 | 59.043
| Solar | MW | 14.883 | 16.448 | 16.748 | 16.748 | 16.748 | 16.748 | 16.748 | 16.748 | 16.748 | 16.748
| Wind | MW | 150.008 | 180.516 | 180.516 | 180.516 | 180.516 | 180.516 | 180.516 | 180.516 | 180.516 | 180.516
| ESR | MW | 46.25 | 91.59 | 92.89 | 92.89 | 92.89 | 92.89 | 92.89 | 92.89 | 92.89 | 92.89
| Coal | MW | 1362.355 | 1173.2 | 1173.2 | 1173.2 | 856 | 856 | 434 | 0 | 0 | 0
| Total | MW | 4726.572 | 4596.425 | 4598.025 | 4598.025 | 4280.825 | 4280.825 | 3858.825 | 3424.825 | 3424.825 | 3424.825
| Capacity Changes | MW |  | -130.147 | 1.6 | 0 | -317.2 | 0 | -422 | -434 | 0 | 0

## F. 31
Figure 31 - Forecast Reserve Capacity split by generation type, high scenario, 2023-24 to 2032-33 (MW)
Table of contents
Note: ESR grouping includes the battery components of wind and solar projects, standalone batteries and pumped hydro.
| Generation Type | Unit | 2023-24 | 2024-25 | 2025-26 | 2026-27 | 2027-28 | 2028-29 | 2029-30 | 2030-31 | 2031-32 | 2032-33
| Natural gas | MW | 2875.748 | 2878.748 | 2937.16 | 3046.942 | 3046.942 | 3046.942 | 3046.942 | 3046.942 | 3046.942 | 3046.942
| Distillate | MW | 121.6 | 121.897 | 121.897 | 131.887 | 131.887 | 131.887 | 131.887 | 131.887 | 131.887 | 131.887
| Landfill gas | MW | 12.912 | 9.983 | 11.783 | 11.783 | 11.783 | 11.783 | 11.783 | 11.783 | 11.783 | 11.783
| DSP | MW | 83.773 | 205 | 205 | 205 | 205 | 205 | 205 | 205 | 205 | 205
| WTE | MW | 59.043 | 59.043 | 59.043 | 59.043 | 59.043 | 59.043 | 59.043 | 59.043 | 59.043 | 59.043
| Solar | MW | 14.883 | 16.448 | 50.498 | 61.898 | 61.898 | 61.898 | 61.898 | 61.898 | 61.898 | 61.898
| Wind | MW | 150.008 | 180.516 | 240.516 | 262.074 | 262.074 | 262.074 | 262.074 | 262.074 | 262.074 | 262.074
| Coal | MW | 1362.355 | 1173.2 | 739.2 | 739.2 | 422 | 422 | 0 | 0 | 0 | 0
| ESR | MW | 46.25 | 533.29 | 1169.698 | 1172.179 | 1172.179 | 1172.179 | 1672.179 | 1672.179 | 1672.179 | 1672.179
| Total | MW | 4726.572 | 5178.125 | 5534.795 | 5690.006 | 5372.806 | 5372.806 | 5450.806 | 5450.806 | 5450.806 | 5450.806
| Capacity Changes | MW |  | 451.553 | 356.67 | 155.211 | -317.2 | 0 | 78 | 0 | 0 | 0

## F. 32
Figure 32 - Availability Curve, 2024-25 (MW)
Table of contents
Source: EY.
| Trading Interval ranked by demand | Load duration curve 2024-25 | Reserve margin, Intermittent Load allowance and FCESS Regulation
|  | MW | MW
| 1 | 4360.7319 | 1114.5665
| 2 | 4343.3788 | 1114.5665
| 3 | 4325.2904 | 1114.5665
| 4 | 4290.7242 | 1114.5665
| 5 | 4270.4177 | 1114.5665
| 6 | 4248.1089 | 1114.5665
| 7 | 4220.2299 | 1114.5665
| 8 | 4194.305 | 1114.5665
| 9 | 4175.0207 | 1114.5665
| 10 | 4162.0398 | 1114.5665
| 11 | 4131.8021 | 1114.5665
| 12 | 4121.9209 | 1114.5665
| 13 | 4100.087 | 1114.5665
| 14 | 4085.8525 | 1114.5665
| 15 | 4072.5402 | 1114.5665
| 16 | 4061.7253 | 1114.5665
| 17 | 4055.4883 | 1114.5665
| 18 | 4047.4132 | 1114.5665
| 19 | 4037.4726 | 1114.5665
| 20 | 4030.3164 | 1114.5665
| 21 | 4019.3676 | 1114.5665
| 22 | 4005.4471 | 1114.5665
| 23 | 4000.7737 | 1114.5665
| 24 | 3997.0486 | 1114.5665
| 25 | 3992.9686 | 1114.5665
| 26 | 3987.2875 | 1114.5665
| 27 | 3983.0182 | 1114.5665
| 28 | 3978.4305 | 1114.5665
| 29 | 3974.8834 | 1114.5665
| 30 | 3968.7115 | 1114.5665
| 31 | 3963.0941 | 1114.5665
| 32 | 3957.5243 | 1114.5665
| 33 | 3952.4287 | 1114.5665
| 34 | 3946.7732 | 1114.5665
| 35 | 3940.3639 | 1114.5665
| 36 | 3934.8644 | 1114.5665
| 37 | 3927.0835 | 1114.5665
| 38 | 3923.0959 | 1114.5665
| 39 | 3920.2194 | 1114.5665
| 40 | 3915.3762 | 1114.5665
| 41 | 3907.3599 | 1114.5665
| 42 | 3903.4663 | 1114.5665
| 43 | 3900.7729 | 1114.5665
| 44 | 3894.8569 | 1114.5665
| 45 | 3890.2616 | 1114.5665
| 46 | 3884.9227 | 1114.5665
| 47 | 3880.706 | 1114.5665
| 48 | 3875.9038 | 1114.5665
| 49 | 3871.6312 | 1114.5665
| 50 | 3867.5366 | 1114.5665
| 51 | 3864.3721 | 1114.5665
| 52 | 3861.6217 | 1114.5665
| 53 | 3859.4708 | 1114.5665
| 54 | 3855.9443 | 1114.5665
| 55 | 3849.7793 | 1114.5665
| 56 | 3844.7736 | 1114.5665
| 57 | 3839.8441 | 1114.5665
| 58 | 3834.3948 | 1114.5665
| 59 | 3830.5914 | 1114.5665
| 60 | 3826.7933 | 1114.5665
| 61 | 3823.8028 | 1114.5665
| 62 | 3821.5866 | 1114.5665
| 63 | 3816.7366 | 1114.5665
| 64 | 3814.2886 | 1114.5665
| 65 | 3811.2493 | 1114.5665
| 66 | 3807.1593 | 1114.5665
| 67 | 3802.7999 | 1114.5665
| 68 | 3799.3274 | 1114.5665
| 69 | 3796.0233 | 1114.5665
| 70 | 3793.1244 | 1114.5665
| 71 | 3789.4981 | 1114.5665
| 72 | 3788.0296 | 1114.5665
| 73 | 3784.736 | 1114.5665
| 74 | 3781.7105 | 1114.5665
| 75 | 3778.9012 | 1114.5665
| 76 | 3773.5407 | 1114.5665
| 77 | 3769.829 | 1114.5665
| 78 | 3765.8898 | 1114.5665
| 79 | 3762.9104 | 1114.5665
| 80 | 3758.6167 | 1114.5665
| 81 | 3757.0009 | 1114.5665
| 82 | 3754.0997 | 1114.5665
| 83 | 3750.9108 | 1114.5665
| 84 | 3748.7623 | 1114.5665
| 85 | 3744.9285 | 1114.5665
| 86 | 3742.1074 | 1114.5665
| 87 | 3739.6175 | 1114.5665
| 88 | 3736.6865 | 1114.5665
| 89 | 3734.3121 | 1114.5665
| 90 | 3731.667 | 1114.5665
| 91 | 3727.6934 | 1114.5665
| 92 | 3724.8082 | 1114.5665
| 93 | 3721.8262 | 1114.5665
| 94 | 3720.3756 | 1114.5665
| 95 | 3718.4976 | 1114.5665
| 96 | 3717.1114 | 1114.5665
| 97 | 3714.558 | 1114.5665
| 98 | 3711.9634 | 1114.5665
| 99 | 3709.7097 | 1114.5665
| 100 | 3706.752 | 1114.5665
| 101 | 3702.4104 | 1114.5665
| 102 | 3700.2514 | 1114.5665
| 103 | 3697.9995 | 1114.5665
| 104 | 3696.2919 | 1114.5665
| 105 | 3694.0042 | 1114.5665
| 106 | 3692.0862 | 1114.5665
| 107 | 3690.1996 | 1114.5665
| 108 | 3688.5466 | 1114.5665
| 109 | 3686.5682 | 1114.5665
| 110 | 3683.5645 | 1114.5665
| 111 | 3680.9178 | 1114.5665
| 112 | 3680.0284 | 1114.5665
| 113 | 3678.127 | 1114.5665
| 114 | 3675.9989 | 1114.5665
| 115 | 3673.6488 | 1114.5665
| 116 | 3670.4277 | 1114.5665
| 117 | 3667.8759 | 1114.5665
| 118 | 3665.0573 | 1114.5665
| 119 | 3662.5439 | 1114.5665
| 120 | 3660.7567 | 1114.5665
| 121 | 3658.5703 | 1114.5665
| 122 | 3655.46 | 1114.5665
| 123 | 3652.9783 | 1114.5665
| 124 | 3651.0981 | 1114.5665
| 125 | 3649.0778 | 1114.5665
| 126 | 3647.1578 | 1114.5665
| 127 | 3645.4453 | 1114.5665
| 128 | 3642.9299 | 1114.5665
| 129 | 3641.5267 | 1114.5665
| 130 | 3639.213 | 1114.5665
| 131 | 3636.2211 | 1114.5665
| 132 | 3633.8417 | 1114.5665
| 133 | 3631.5051 | 1114.5665
| 134 | 3630.6739 | 1114.5665
| 135 | 3628.9461 | 1114.5665
| 136 | 3626.6824 | 1114.5665
| 137 | 3625.3808 | 1114.5665
| 138 | 3623.409 | 1114.5665
| 139 | 3620.1552 | 1114.5665
| 140 | 3618.581 | 1114.5665
| 141 | 3618.0461 | 1114.5665
| 142 | 3616.4699 | 1114.5665
| 143 | 3614.0204 | 1114.5665
| 144 | 3612.3794 | 1114.5665
| 145 | 3610.3901 | 1114.5665
| 146 | 3609.0224 | 1114.5665
| 147 | 3606.8947 | 1114.5665
| 148 | 3605.2053 | 1114.5665
| 149 | 3603.485 | 1114.5665
| 150 | 3602.0349 | 1114.5665
| 151 | 3601.0992 | 1114.5665
| 152 | 3599.0663 | 1114.5665
| 153 | 3597.7289 | 1114.5665
| 154 | 3595.2604 | 1114.5665
| 155 | 3593.897 | 1114.5665
| 156 | 3591.9246 | 1114.5665
| 157 | 3589.9361 | 1114.5665
| 158 | 3587.672 | 1114.5665
| 159 | 3586.4623 | 1114.5665
| 160 | 3584.8098 | 1114.5665
| 161 | 3583.6993 | 1114.5665
| 162 | 3582.0817 | 1114.5665
| 163 | 3579.8233 | 1114.5665
| 164 | 3578.1908 | 1114.5665
| 165 | 3576.9003 | 1114.5665
| 166 | 3574.9802 | 1114.5665
| 167 | 3573.8405 | 1114.5665
| 168 | 3572.5456 | 1114.5665
| 169 | 3570.4079 | 1114.5665
| 170 | 3569.7751 | 1114.5665
| 171 | 3568.6686 | 1114.5665
| 172 | 3567.2391 | 1114.5665
| 173 | 3565.8455 | 1114.5665
| 174 | 3563.7009 | 1114.5665
| 175 | 3562.2158 | 1114.5665
| 176 | 3560.2169 | 1114.5665
| 177 | 3559.0885 | 1114.5665
| 178 | 3556.8443 | 1114.5665
| 179 | 3555.3512 | 1114.5665
| 180 | 3553.9605 | 1114.5665
| 181 | 3552.7616 | 1114.5665
| 182 | 3551.0407 | 1114.5665
| 183 | 3549.4459 | 1114.5665
| 184 | 3547.402 | 1114.5665
| 185 | 3545.7591 | 1114.5665
| 186 | 3543.903 | 1114.5665
| 187 | 3542.2196 | 1114.5665
| 188 | 3541.2646 | 1114.5665
| 189 | 3540.3986 | 1114.5665
| 190 | 3538.8993 | 1114.5665
| 191 | 3537.7682 | 1114.5665
| 192 | 3536.321 | 1114.5665
| 193 | 3534.9906 | 1114.5665
| 194 | 3533.4844 | 1114.5665
| 195 | 3531.9608 | 1114.5665
| 196 | 3531.1805 | 1114.5665
| 197 | 3529.3172 | 1114.5665
| 198 | 3528.4481 | 1114.5665
| 199 | 3527.5997 | 1114.5665
| 200 | 3526.5322 | 1114.5665
| 201 | 3524.9189 | 1114.5665
| 202 | 3523.394 | 1114.5665
| 203 | 3521.9074 | 1114.5665
| 204 | 3520.417 | 1114.5665
| 205 | 3519.2641 | 1114.5665
| 206 | 3518.0875 | 1114.5665
| 207 | 3517.0597 | 1114.5665
| 208 | 3515.244 | 1114.5665
| 209 | 3513.8799 | 1114.5665
| 210 | 3513.0094 | 1114.5665
| 211 | 3512.0957 | 1114.5665
| 212 | 3511.0544 | 1114.5665
| 213 | 3509.7741 | 1114.5665
| 214 | 3508.9653 | 1114.5665
| 215 | 3507.5284 | 1114.5665
| 216 | 3506.2256 | 1114.5665
| 217 | 3504.9772 | 1114.5665
| 218 | 3503.9653 | 1114.5665
| 219 | 3502.8369 | 1114.5665
| 220 | 3501.4951 | 1114.5665
| 221 | 3500.5073 | 1114.5665
| 222 | 3499.305 | 1114.5665
| 223 | 3498.0351 | 1114.5665
| 224 | 3496.7411 | 1114.5665
| 225 | 3494.6909 | 1114.5665
| 226 | 3493.682 | 1114.5665
| 227 | 3492.864 | 1114.5665
| 228 | 3491.8388 | 1114.5665
| 229 | 3490.7367 | 1114.5665
| 230 | 3488.7397 | 1114.5665
| 231 | 3487.1667 | 1114.5665
| 232 | 3485.8079 | 1114.5665
| 233 | 3484.4124 | 1114.5665
| 234 | 3483.1428 | 1114.5665
| 235 | 3482.5475 | 1114.5665
| 236 | 3481.2184 | 1114.5665
| 237 | 3479.7368 | 1114.5665
| 238 | 3478.9798 | 1114.5665
| 239 | 3477.3647 | 1114.5665
| 240 | 3476.3382 | 1114.5665
| 241 | 3475.159 | 1114.5665
| 242 | 3473.5297 | 1114.5665
| 243 | 3472.3416 | 1114.5665
| 244 | 3470.9515 | 1114.5665
| 245 | 3470.0834 | 1114.5665
| 246 | 3469.3206 | 1114.5665
| 247 | 3468.2442 | 1114.5665
| 248 | 3466.5514 | 1114.5665
| 249 | 3465.3792 | 1114.5665
| 250 | 3464.3719 | 1114.5665
| 251 | 3462.7004 | 1114.5665
| 252 | 3461.4562 | 1114.5665
| 253 | 3460.417 | 1114.5665
| 254 | 3459.3408 | 1114.5665
| 255 | 3457.8202 | 1114.5665
| 256 | 3457.0221 | 1114.5665
| 257 | 3455.8541 | 1114.5665
| 258 | 3454.5931 | 1114.5665
| 259 | 3453.5878 | 1114.5665
| 260 | 3452.593 | 1114.5665
| 261 | 3451.4872 | 1114.5665
| 262 | 3450.2649 | 1114.5665
| 263 | 3448.9893 | 1114.5665
| 264 | 3447.9349 | 1114.5665
| 265 | 3447.1513 | 1114.5665
| 266 | 3445.9949 | 1114.5665
| 267 | 3445.1425 | 1114.5665
| 268 | 3444.3091 | 1114.5665
| 269 | 3443.7719 | 1114.5665
| 270 | 3443.0398 | 1114.5665
| 271 | 3442.4338 | 1114.5665
| 272 | 3441.6385 | 1114.5665
| 273 | 3440.7655 | 1114.5665
| 274 | 3439.8967 | 1114.5665
| 275 | 3438.878 | 1114.5665
| 276 | 3437.9994 | 1114.5665
| 277 | 3436.9627 | 1114.5665
| 278 | 3436.1168 | 1114.5665
| 279 | 3434.9468 | 1114.5665
| 280 | 3433.7348 | 1114.5665
| 281 | 3433.1203 | 1114.5665
| 282 | 3432.0987 | 1114.5665
| 283 | 3431.4329 | 1114.5665
| 284 | 3430.461 | 1114.5665
| 285 | 3429.8184 | 1114.5665
| 286 | 3428.1172 | 1114.5665
| 287 | 3427.1924 | 1114.5665
| 288 | 3426.5379 | 1114.5665
| 289 | 3425.6916 | 1114.5665
| 290 | 3424.7923 | 1114.5665
| 291 | 3423.9396 | 1114.5665
| 292 | 3423.199 | 1114.5665
| 293 | 3421.7342 | 1114.5665
| 294 | 3421.1624 | 1114.5665
| 295 | 3420.2514 | 1114.5665
| 296 | 3418.927 | 1114.5665
| 297 | 3418.188 | 1114.5665
| 298 | 3417.6276 | 1114.5665
| 299 | 3416.4497 | 1114.5665
| 300 | 3414.8725 | 1114.5665
| 301 | 3413.183 | 1114.5665
| 302 | 3412.4039 | 1114.5665
| 303 | 3411.2306 | 1114.5665
| 304 | 3410.6568 | 1114.5665
| 305 | 3409.5767 | 1114.5665
| 306 | 3408.4689 | 1114.5665
| 307 | 3407.7157 | 1114.5665
| 308 | 3406.5386 | 1114.5665
| 309 | 3405.8613 | 1114.5665
| 310 | 3404.9554 | 1114.5665
| 311 | 3404.095 | 1114.5665
| 312 | 3402.9939 | 1114.5665
| 313 | 3401.9446 | 1114.5665
| 314 | 3400.9717 | 1114.5665
| 315 | 3399.8961 | 1114.5665
| 316 | 3398.7461 | 1114.5665
| 317 | 3397.802 | 1114.5665
| 318 | 3397.057 | 1114.5665
| 319 | 3396.1211 | 1114.5665
| 320 | 3395.4573 | 1114.5665
| 321 | 3393.9489 | 1114.5665
| 322 | 3393.0413 | 1114.5665
| 323 | 3392.3429 | 1114.5665
| 324 | 3391.3615 | 1114.5665
| 325 | 3390.675 | 1114.5665
| 326 | 3389.8325 | 1114.5665
| 327 | 3388.8449 | 1114.5665
| 328 | 3387.7353 | 1114.5665
| 329 | 3386.9029 | 1114.5665
| 330 | 3385.7462 | 1114.5665
| 331 | 3384.8379 | 1114.5665
| 332 | 3384.027 | 1114.5665
| 333 | 3383.2298 | 1114.5665
| 334 | 3382.6805 | 1114.5665
| 335 | 3381.8827 | 1114.5665
| 336 | 3380.8539 | 1114.5665
| 337 | 3379.9182 | 1114.5665
| 338 | 3378.8206 | 1114.5665
| 339 | 3377.8589 | 1114.5665
| 340 | 3377.1208 | 1114.5665
| 341 | 3376.038 | 1114.5665
| 342 | 3375.1403 | 1114.5665
| 343 | 3374.5032 | 1114.5665
| 344 | 3374.0199 | 1114.5665
| 345 | 3372.6002 | 1114.5665
| 346 | 3371.4935 | 1114.5665
| 347 | 3370.794 | 1114.5665
| 348 | 3370.0164 | 1114.5665
| 349 | 3369.4826 | 1114.5665
| 350 | 3368.3961 | 1114.5665
| 351 | 3367.8684 | 1114.5665
| 352 | 3367.0558 | 1114.5665
| 353 | 3365.9196 | 1114.5665
| 354 | 3365.0773 | 1114.5665
| 355 | 3364.5957 | 1114.5665
| 356 | 3363.8808 | 1114.5665
| 357 | 3363.334 | 1114.5665
| 358 | 3362.4978 | 1114.5665
| 359 | 3361.6494 | 1114.5665
| 360 | 3360.5412 | 1114.5665
| 361 | 3359.8772 | 1114.5665
| 362 | 3358.8671 | 1114.5665
| 363 | 3358.0975 | 1114.5665
| 364 | 3357.1831 | 1114.5665
| 365 | 3356.3767 | 1114.5665
| 366 | 3355.6329 | 1114.5665
| 367 | 3354.9271 | 1114.5665
| 368 | 3353.7584 | 1114.5665
| 369 | 3352.9049 | 1114.5665
| 370 | 3352.1895 | 1114.5665
| 371 | 3351.4654 | 1114.5665
| 372 | 3350.7614 | 1114.5665
| 373 | 3349.8226 | 1114.5665
| 374 | 3349.2387 | 1114.5665
| 375 | 3348.4645 | 1114.5665
| 376 | 3347.6404 | 1114.5665
| 377 | 3346.367 | 1114.5665
| 378 | 3345.6143 | 1114.5665
| 379 | 3345.0079 | 1114.5665
| 380 | 3344.743 | 1114.5665
| 381 | 3343.7498 | 1114.5665
| 382 | 3342.8281 | 1114.5665
| 383 | 3341.6614 | 1114.5665
| 384 | 3340.6197 | 1114.5665
| 385 | 3340.204 | 1114.5665
| 386 | 3339.4198 | 1114.5665
| 387 | 3338.3374 | 1114.5665
| 388 | 3337.7755 | 1114.5665
| 389 | 3336.7024 | 1114.5665
| 390 | 3336.0534 | 1114.5665
| 391 | 3335.2678 | 1114.5665
| 392 | 3334.5173 | 1114.5665
| 393 | 3333.6908 | 1114.5665
| 394 | 3332.9964 | 1114.5665
| 395 | 3332.5704 | 1114.5665
| 396 | 3331.9101 | 1114.5665
| 397 | 3331.4167 | 1114.5665
| 398 | 3330.8732 | 1114.5665
| 399 | 3330.2407 | 1114.5665
| 400 | 3329.66 | 1114.5665
| 401 | 3329.2774 | 1114.5665
| 402 | 3328.4121 | 1114.5665
| 403 | 3327.4791 | 1114.5665
| 404 | 3326.7996 | 1114.5665
| 405 | 3325.811 | 1114.5665
| 406 | 3324.7813 | 1114.5665
| 407 | 3323.948 | 1114.5665
| 408 | 3323.1245 | 1114.5665
| 409 | 3322.5195 | 1114.5665
| 410 | 3321.4651 | 1114.5665
| 411 | 3320.8356 | 1114.5665
| 412 | 3320.1958 | 1114.5665
| 413 | 3319.5951 | 1114.5665
| 414 | 3319.0188 | 1114.5665
| 415 | 3318.3628 | 1114.5665
| 416 | 3317.6202 | 1114.5665
| 417 | 3317.0413 | 1114.5665
| 418 | 3316.4312 | 1114.5665
| 419 | 3315.6068 | 1114.5665
| 420 | 3314.7784 | 1114.5665
| 421 | 3314.1249 | 1114.5665
| 422 | 3313.5855 | 1114.5665
| 423 | 3312.9568 | 1114.5665
| 424 | 3312.3552 | 1114.5665
| 425 | 3311.6237 | 1114.5665
| 426 | 3311.1485 | 1114.5665
| 427 | 3309.8518 | 1114.5665
| 428 | 3309.0779 | 1114.5665
| 429 | 3308.3971 | 1114.5665
| 430 | 3308.0582 | 1114.5665
| 431 | 3306.9836 | 1114.5665
| 432 | 3306.0206 | 1114.5665
| 433 | 3305.4167 | 1114.5665
| 434 | 3304.8081 | 1114.5665
| 435 | 3304.3387 | 1114.5665
| 436 | 3303.9259 | 1114.5665
| 437 | 3303.1272 | 1114.5665
| 438 | 3302.2297 | 1114.5665
| 439 | 3301.5164 | 1114.5665
| 440 | 3300.8274 | 1114.5665
| 441 | 3300.0011 | 1114.5665
| 442 | 3299.28 | 1114.5665
| 443 | 3298.1946 | 1114.5665
| 444 | 3297.1291 | 1114.5665
| 445 | 3296.0677 | 1114.5665
| 446 | 3295.5491 | 1114.5665
| 447 | 3294.9311 | 1114.5665
| 448 | 3294.3192 | 1114.5665
| 449 | 3293.3171 | 1114.5665
| 450 | 3292.4619 | 1114.5665
| 451 | 3291.8105 | 1114.5665
| 452 | 3291.2649 | 1114.5665
| 453 | 3290.6003 | 1114.5665
| 454 | 3290.0988 | 1114.5665
| 455 | 3289.2437 | 1114.5665
| 456 | 3288.3487 | 1114.5665
| 457 | 3287.5243 | 1114.5665
| 458 | 3286.9475 | 1114.5665
| 459 | 3286.4835 | 1114.5665
| 460 | 3285.5798 | 1114.5665
| 461 | 3285.0158 | 1114.5665
| 462 | 3284.4695 | 1114.5665
| 463 | 3283.6702 | 1114.5665
| 464 | 3283.0097 | 1114.5665
| 465 | 3282.5052 | 1114.5665
| 466 | 3282.0868 | 1114.5665
| 467 | 3281.5297 | 1114.5665
| 468 | 3281.0709 | 1114.5665
| 469 | 3280.5006 | 1114.5665
| 470 | 3279.8253 | 1114.5665
| 471 | 3279.2391 | 1114.5665
| 472 | 3278.7089 | 1114.5665
| 473 | 3277.9917 | 1114.5665
| 474 | 3276.9489 | 1114.5665
| 475 | 3276.4827 | 1114.5665
| 476 | 3275.6663 | 1114.5665
| 477 | 3275.0202 | 1114.5665
| 478 | 3274.1689 | 1114.5665
| 479 | 3273.7635 | 1114.5665
| 480 | 3273.3841 | 1114.5665
| 481 | 3272.4179 | 1114.5665
| 482 | 3271.779 | 1114.5665
| 483 | 3271.2587 | 1114.5665
| 484 | 3270.7332 | 1114.5665
| 485 | 3270.2539 | 1114.5665
| 486 | 3269.6656 | 1114.5665
| 487 | 3269.2327 | 1114.5665
| 488 | 3268.5253 | 1114.5665
| 489 | 3267.6923 | 1114.5665
| 490 | 3267.3061 | 1114.5665
| 491 | 3266.722 | 1114.5665
| 492 | 3266.2597 | 1114.5665
| 493 | 3265.7706 | 1114.5665
| 494 | 3265.1054 | 1114.5665
| 495 | 3264.1162 | 1114.5665
| 496 | 3263.4746 | 1114.5665
| 497 | 3262.6861 | 1114.5665
| 498 | 3262.0312 | 1114.5665
| 499 | 3261.1819 | 1114.5665
| 500 | 3260.6516 | 1114.5665
| 501 | 3259.927 | 1114.5665
| 502 | 3259.4626 | 1114.5665
| 503 | 3259.022 | 1114.5665
| 504 | 3258.6453 | 1114.5665
| 505 | 3258.0686 | 1114.5665
| 506 | 3257.4789 | 1114.5665
| 507 | 3256.9106 | 1114.5665
| 508 | 3256.1989 | 1114.5665
| 509 | 3255.3131 | 1114.5665
| 510 | 3254.6784 | 1114.5665
| 511 | 3253.4914 | 1114.5665
| 512 | 3252.9965 | 1114.5665
| 513 | 3252.5226 | 1114.5665
| 514 | 3251.9038 | 1114.5665
| 515 | 3251.2638 | 1114.5665
| 516 | 3250.5664 | 1114.5665
| 517 | 3249.9928 | 1114.5665
| 518 | 3249.5 | 1114.5665
| 519 | 3248.5201 | 1114.5665
| 520 | 3248.135 | 1114.5665
| 521 | 3247.5499 | 1114.5665
| 522 | 3246.9141 | 1114.5665
| 523 | 3246.4102 | 1114.5665
| 524 | 3245.5137 | 1114.5665
| 525 | 3244.8646 | 1114.5665
| 526 | 3243.8678 | 1114.5665
| 527 | 3243.4692 | 1114.5665
| 528 | 3243.1426 | 1114.5665
| 529 | 3242.5619 | 1114.5665
| 530 | 3241.8941 | 1114.5665
| 531 | 3241.273 | 1114.5665
| 532 | 3240.683 | 1114.5665
| 533 | 3240.2224 | 1114.5665
| 534 | 3239.1825 | 1114.5665
| 535 | 3238.65 | 1114.5665
| 536 | 3237.9668 | 1114.5665
| 537 | 3237.4425 | 1114.5665
| 538 | 3236.9953 | 1114.5665
| 539 | 3236.2065 | 1114.5665
| 540 | 3235.6034 | 1114.5665
| 541 | 3234.7815 | 1114.5665
| 542 | 3234.2031 | 1114.5665
| 543 | 3233.5249 | 1114.5665
| 544 | 3232.7746 | 1114.5665
| 545 | 3232.5234 | 1114.5665
| 546 | 3231.9267 | 1114.5665
| 547 | 3231.3243 | 1114.5665
| 548 | 3230.6391 | 1114.5665
| 549 | 3229.9781 | 1114.5665
| 550 | 3229.3939 | 1114.5665
| 551 | 3228.9567 | 1114.5665
| 552 | 3228.2323 | 1114.5665
| 553 | 3227.6656 | 1114.5665
| 554 | 3226.9907 | 1114.5665
| 555 | 3226.3885 | 1114.5665
| 556 | 3225.4025 | 1114.5665
| 557 | 3225.0318 | 1114.5665
| 558 | 3224.3965 | 1114.5665
| 559 | 3223.8242 | 1114.5665
| 560 | 3223.5784 | 1114.5665
| 561 | 3222.7996 | 1114.5665
| 562 | 3222.1376 | 1114.5665
| 563 | 3221.6245 | 1114.5665
| 564 | 3220.9484 | 1114.5665
| 565 | 3220.0748 | 1114.5665
| 566 | 3219.3758 | 1114.5665
| 567 | 3219.0269 | 1114.5665
| 568 | 3218.5189 | 1114.5665
| 569 | 3217.9395 | 1114.5665
| 570 | 3217.4623 | 1114.5665
| 571 | 3216.6526 | 1114.5665
| 572 | 3216.107 | 1114.5665
| 573 | 3215.444 | 1114.5665
| 574 | 3214.9419 | 1114.5665
| 575 | 3214.3221 | 1114.5665
| 576 | 3213.9498 | 1114.5665
| 577 | 3213.5454 | 1114.5665
| 578 | 3213.0641 | 1114.5665
| 579 | 3212.7782 | 1114.5665
| 580 | 3211.9177 | 1114.5665
| 581 | 3211.3884 | 1114.5665
| 582 | 3210.7043 | 1114.5665
| 583 | 3210.3536 | 1114.5665
| 584 | 3209.7751 | 1114.5665
| 585 | 3209.0399 | 1114.5665
| 586 | 3208.5856 | 1114.5665
| 587 | 3207.8688 | 1114.5665
| 588 | 3207.2585 | 1114.5665
| 589 | 3206.7595 | 1114.5665
| 590 | 3205.9606 | 1114.5665
| 591 | 3205.3984 | 1114.5665
| 592 | 3204.9496 | 1114.5665
| 593 | 3204.4253 | 1114.5665
| 594 | 3203.6121 | 1114.5665
| 595 | 3202.9417 | 1114.5665
| 596 | 3202.3759 | 1114.5665
| 597 | 3202.0285 | 1114.5665
| 598 | 3201.3158 | 1114.5665
| 599 | 3200.8479 | 1114.5665
| 600 | 3200.4082 | 1114.5665
| 601 | 3199.6795 | 1114.5665
| 602 | 3198.9037 | 1114.5665
| 603 | 3198.3845 | 1114.5665
| 604 | 3198.008 | 1114.5665
| 605 | 3197.1245 | 1114.5665
| 606 | 3196.4264 | 1114.5665
| 607 | 3196.087 | 1114.5665
| 608 | 3195.5821 | 1114.5665
| 609 | 3195.0732 | 1114.5665
| 610 | 3194.7601 | 1114.5665
| 611 | 3194.2762 | 1114.5665
| 612 | 3193.7607 | 1114.5665
| 613 | 3193.2468 | 1114.5665
| 614 | 3192.8131 | 1114.5665
| 615 | 3192.3236 | 1114.5665
| 616 | 3191.5375 | 1114.5665
| 617 | 3190.9799 | 1114.5665
| 618 | 3190.5276 | 1114.5665
| 619 | 3190.2178 | 1114.5665
| 620 | 3189.374 | 1114.5665
| 621 | 3188.6011 | 1114.5665
| 622 | 3188.105 | 1114.5665
| 623 | 3187.7687 | 1114.5665
| 624 | 3187.3085 | 1114.5665
| 625 | 3186.4377 | 1114.5665
| 626 | 3185.9679 | 1114.5665
| 627 | 3185.5401 | 1114.5665
| 628 | 3185.0877 | 1114.5665
| 629 | 3184.5016 | 1114.5665
| 630 | 3184.1368 | 1114.5665
| 631 | 3183.5273 | 1114.5665
| 632 | 3183.3126 | 1114.5665
| 633 | 3182.9444 | 1114.5665
| 634 | 3182.3634 | 1114.5665
| 635 | 3181.9549 | 1114.5665
| 636 | 3181.3817 | 1114.5665
| 637 | 3180.883 | 1114.5665
| 638 | 3180.4342 | 1114.5665
| 639 | 3179.8432 | 1114.5665
| 640 | 3179.3965 | 1114.5665
| 641 | 3178.7043 | 1114.5665
| 642 | 3178.215 | 1114.5665
| 643 | 3177.4729 | 1114.5665
| 644 | 3177.022 | 1114.5665
| 645 | 3176.1668 | 1114.5665
| 646 | 3175.6735 | 1114.5665
| 647 | 3175.1373 | 1114.5665
| 648 | 3174.6342 | 1114.5665
| 649 | 3174.0282 | 1114.5665
| 650 | 3173.671 | 1114.5665
| 651 | 3173.1576 | 1114.5665
| 652 | 3172.8085 | 1114.5665
| 653 | 3172.3213 | 1114.5665
| 654 | 3171.7478 | 1114.5665
| 655 | 3171.3172 | 1114.5665
| 656 | 3170.6555 | 1114.5665
| 657 | 3170.0875 | 1114.5665
| 658 | 3169.4189 | 1114.5665
| 659 | 3168.8995 | 1114.5665
| 660 | 3168.2804 | 1114.5665
| 661 | 3167.9078 | 1114.5665
| 662 | 3167.5642 | 1114.5665
| 663 | 3166.8784 | 1114.5665
| 664 | 3165.9766 | 1114.5665
| 665 | 3165.7208 | 1114.5665
| 666 | 3165.2955 | 1114.5665
| 667 | 3164.6595 | 1114.5665
| 668 | 3163.8489 | 1114.5665
| 669 | 3163.0754 | 1114.5665
| 670 | 3162.756 | 1114.5665
| 671 | 3162.3302 | 1114.5665
| 672 | 3161.6702 | 1114.5665
| 673 | 3161.3299 | 1114.5665
| 674 | 3161.0873 | 1114.5665
| 675 | 3160.6142 | 1114.5665
| 676 | 3160.2803 | 1114.5665
| 677 | 3159.8217 | 1114.5665
| 678 | 3159.4808 | 1114.5665
| 679 | 3158.9246 | 1114.5665
| 680 | 3158.2383 | 1114.5665
| 681 | 3157.7824 | 1114.5665
| 682 | 3157.3064 | 1114.5665
| 683 | 3157.0127 | 1114.5665
| 684 | 3156.5026 | 1114.5665
| 685 | 3155.8689 | 1114.5665
| 686 | 3155.3768 | 1114.5665
| 687 | 3154.8215 | 1114.5665
| 688 | 3154.2352 | 1114.5665
| 689 | 3153.7826 | 1114.5665
| 690 | 3153.3484 | 1114.5665
| 691 | 3152.9777 | 1114.5665
| 692 | 3152.1777 | 1114.5665
| 693 | 3151.7037 | 1114.5665
| 694 | 3150.9434 | 1114.5665
| 695 | 3150.6348 | 1114.5665
| 696 | 3150.1835 | 1114.5665
| 697 | 3149.2625 | 1114.5665
| 698 | 3148.8904 | 1114.5665
| 699 | 3148.2851 | 1114.5665
| 700 | 3148.0075 | 1114.5665
| 701 | 3147.3115 | 1114.5665
| 702 | 3147.021 | 1114.5665
| 703 | 3146.6058 | 1114.5665
| 704 | 3146.3648 | 1114.5665
| 705 | 3145.8858 | 1114.5665
| 706 | 3145.1145 | 1114.5665
| 707 | 3144.4222 | 1114.5665
| 708 | 3143.9453 | 1114.5665
| 709 | 3143.5214 | 1114.5665
| 710 | 3143.1392 | 1114.5665
| 711 | 3142.6656 | 1114.5665
| 712 | 3142.4471 | 1114.5665
| 713 | 3141.9331 | 1114.5665
| 714 | 3141.3346 | 1114.5665
| 715 | 3140.8351 | 1114.5665
| 716 | 3140.6203 | 1114.5665
| 717 | 3140.1316 | 1114.5665
| 718 | 3139.7289 | 1114.5665
| 719 | 3139.1813 | 1114.5665
| 720 | 3138.7208 | 1114.5665
| 721 | 3138.5105 | 1114.5665
| 722 | 3138.001 | 1114.5665
| 723 | 3137.7432 | 1114.5665
| 724 | 3137.1731 | 1114.5665
| 725 | 3136.9298 | 1114.5665
| 726 | 3136.5464 | 1114.5665
| 727 | 3136.2992 | 1114.5665
| 728 | 3135.9822 | 1114.5665
| 729 | 3135.3719 | 1114.5665
| 730 | 3134.8595 | 1114.5665
| 731 | 3134.4704 | 1114.5665
| 732 | 3133.9162 | 1114.5665
| 733 | 3133.3907 | 1114.5665
| 734 | 3132.8698 | 1114.5665
| 735 | 3132.3646 | 1114.5665
| 736 | 3131.701 | 1114.5665
| 737 | 3131.1682 | 1114.5665
| 738 | 3130.8126 | 1114.5665
| 739 | 3130.4462 | 1114.5665
| 740 | 3129.9934 | 1114.5665
| 741 | 3129.6942 | 1114.5665
| 742 | 3129.2749 | 1114.5665
| 743 | 3128.7695 | 1114.5665
| 744 | 3128.304 | 1114.5665
| 745 | 3127.808 | 1114.5665
| 746 | 3127.2815 | 1114.5665
| 747 | 3126.7846 | 1114.5665
| 748 | 3126.1699 | 1114.5665
| 749 | 3125.5714 | 1114.5665
| 750 | 3125.2175 | 1114.5665
| 751 | 3124.7289 | 1114.5665
| 752 | 3124.2632 | 1114.5665
| 753 | 3123.784 | 1114.5665
| 754 | 3123.3914 | 1114.5665
| 755 | 3122.9707 | 1114.5665
| 756 | 3122.5797 | 1114.5665
| 757 | 3122.2271 | 1114.5665
| 758 | 3121.6101 | 1114.5665
| 759 | 3121.3375 | 1114.5665
| 760 | 3120.9219 | 1114.5665
| 761 | 3120.5789 | 1114.5665
| 762 | 3120.3111 | 1114.5665
| 763 | 3119.8699 | 1114.5665
| 764 | 3119.3869 | 1114.5665
| 765 | 3119.0069 | 1114.5665
| 766 | 3118.589 | 1114.5665
| 767 | 3118.1853 | 1114.5665
| 768 | 3117.7619 | 1114.5665
| 769 | 3117.5859 | 1114.5665
| 770 | 3117.1953 | 1114.5665
| 771 | 3116.4671 | 1114.5665
| 772 | 3116.0316 | 1114.5665
| 773 | 3115.5872 | 1114.5665
| 774 | 3115.3259 | 1114.5665
| 775 | 3114.8635 | 1114.5665
| 776 | 3114.4899 | 1114.5665
| 777 | 3113.8298 | 1114.5665
| 778 | 3113.1934 | 1114.5665
| 779 | 3112.478 | 1114.5665
| 780 | 3112.0962 | 1114.5665
| 781 | 3111.7078 | 1114.5665
| 782 | 3111.5153 | 1114.5665
| 783 | 3111.0911 | 1114.5665
| 784 | 3110.6732 | 1114.5665
| 785 | 3110.1877 | 1114.5665
| 786 | 3109.7321 | 1114.5665
| 787 | 3109.3375 | 1114.5665
| 788 | 3108.7579 | 1114.5665
| 789 | 3108.2755 | 1114.5665
| 790 | 3107.877 | 1114.5665
| 791 | 3107.5423 | 1114.5665
| 792 | 3107.3346 | 1114.5665
| 793 | 3106.9933 | 1114.5665
| 794 | 3106.4772 | 1114.5665
| 795 | 3105.9663 | 1114.5665
| 796 | 3105.524 | 1114.5665
| 797 | 3105.2306 | 1114.5665
| 798 | 3104.6953 | 1114.5665
| 799 | 3104.3314 | 1114.5665
| 800 | 3103.7549 | 1114.5665
| 801 | 3103.2216 | 1114.5665
| 802 | 3102.8884 | 1114.5665
| 803 | 3102.5041 | 1114.5665
| 804 | 3102.194 | 1114.5665
| 805 | 3101.9601 | 1114.5665
| 806 | 3101.3252 | 1114.5665
| 807 | 3100.9793 | 1114.5665
| 808 | 3100.5575 | 1114.5665
| 809 | 3100.0942 | 1114.5665
| 810 | 3099.6921 | 1114.5665
| 811 | 3099.33 | 1114.5665
| 812 | 3099.0019 | 1114.5665
| 813 | 3098.6369 | 1114.5665
| 814 | 3098.1358 | 1114.5665
| 815 | 3097.5249 | 1114.5665
| 816 | 3097.2438 | 1114.5665
| 817 | 3096.9368 | 1114.5665
| 818 | 3096.3903 | 1114.5665
| 819 | 3096.0139 | 1114.5665
| 820 | 3095.5399 | 1114.5665
| 821 | 3095.1626 | 1114.5665
| 822 | 3094.7165 | 1114.5665
| 823 | 3094.2619 | 1114.5665
| 824 | 3093.8781 | 1114.5665
| 825 | 3093.5875 | 1114.5665
| 826 | 3093.0424 | 1114.5665
| 827 | 3092.6846 | 1114.5665
| 828 | 3092.3818 | 1114.5665
| 829 | 3091.6643 | 1114.5665
| 830 | 3091.2051 | 1114.5665
| 831 | 3090.7032 | 1114.5665
| 832 | 3090.1605 | 1114.5665
| 833 | 3089.8499 | 1114.5665
| 834 | 3089.497 | 1114.5665
| 835 | 3088.9565 | 1114.5665
| 836 | 3088.605 | 1114.5665
| 837 | 3088.3402 | 1114.5665
| 838 | 3088.0868 | 1114.5665
| 839 | 3087.7536 | 1114.5665
| 840 | 3087.4887 | 1114.5665
| 841 | 3087.0149 | 1114.5665
| 842 | 3086.5212 | 1114.5665
| 843 | 3085.9675 | 1114.5665
| 844 | 3085.6095 | 1114.5665
| 845 | 3085.0617 | 1114.5665
| 846 | 3084.6924 | 1114.5665
| 847 | 3084.3378 | 1114.5665
| 848 | 3083.9497 | 1114.5665
| 849 | 3083.6011 | 1114.5665
| 850 | 3083.244 | 1114.5665
| 851 | 3082.8786 | 1114.5665
| 852 | 3082.3507 | 1114.5665
| 853 | 3082.0096 | 1114.5665
| 854 | 3081.7359 | 1114.5665
| 855 | 3081.3083 | 1114.5665
| 856 | 3080.9625 | 1114.5665
| 857 | 3080.6497 | 1114.5665
| 858 | 3080.1046 | 1114.5665
| 859 | 3079.5262 | 1114.5665
| 860 | 3079.1522 | 1114.5665
| 861 | 3078.7883 | 1114.5665
| 862 | 3078.4733 | 1114.5665
| 863 | 3078.1312 | 1114.5665
| 864 | 3077.7626 | 1114.5665
| 865 | 3077.3375 | 1114.5665
| 866 | 3076.8215 | 1114.5665
| 867 | 3076.455 | 1114.5665
| 868 | 3076.2272 | 1114.5665
| 869 | 3076.0281 | 1114.5665
| 870 | 3075.5637 | 1114.5665
| 871 | 3075.0075 | 1114.5665
| 872 | 3074.6718 | 1114.5665
| 873 | 3074.4276 | 1114.5665
| 874 | 3074.0728 | 1114.5665
| 875 | 3073.4871 | 1114.5665
| 876 | 3073.2093 | 1114.5665
| 877 | 3072.9351 | 1114.5665
| 878 | 3072.5482 | 1114.5665
| 879 | 3072.2779 | 1114.5665
| 880 | 3071.9339 | 1114.5665
| 881 | 3071.623 | 1114.5665
| 882 | 3071.322 | 1114.5665
| 883 | 3070.9244 | 1114.5665
| 884 | 3070.4624 | 1114.5665
| 885 | 3069.9256 | 1114.5665
| 886 | 3069.5991 | 1114.5665
| 887 | 3069.173 | 1114.5665
| 888 | 3068.8431 | 1114.5665
| 889 | 3068.5837 | 1114.5665
| 890 | 3068.1376 | 1114.5665
| 891 | 3067.8402 | 1114.5665
| 892 | 3067.3868 | 1114.5665
| 893 | 3067.1217 | 1114.5665
| 894 | 3066.7243 | 1114.5665
| 895 | 3066.3695 | 1114.5665
| 896 | 3066.1007 | 1114.5665
| 897 | 3065.7109 | 1114.5665
| 898 | 3065.3395 | 1114.5665
| 899 | 3065.0371 | 1114.5665
| 900 | 3064.7512 | 1114.5665
| 901 | 3064.4062 | 1114.5665
| 902 | 3064.1674 | 1114.5665
| 903 | 3063.8734 | 1114.5665
| 904 | 3063.4546 | 1114.5665
| 905 | 3063.094 | 1114.5665
| 906 | 3062.7131 | 1114.5665
| 907 | 3062.2426 | 1114.5665
| 908 | 3061.8007 | 1114.5665
| 909 | 3061.5604 | 1114.5665
| 910 | 3061.1524 | 1114.5665
| 911 | 3060.8061 | 1114.5665
| 912 | 3060.4188 | 1114.5665
| 913 | 3059.9197 | 1114.5665
| 914 | 3059.6882 | 1114.5665
| 915 | 3059.3362 | 1114.5665
| 916 | 3058.9413 | 1114.5665
| 917 | 3058.5555 | 1114.5665
| 918 | 3058.2458 | 1114.5665
| 919 | 3057.8938 | 1114.5665
| 920 | 3057.3259 | 1114.5665
| 921 | 3056.9981 | 1114.5665
| 922 | 3056.6322 | 1114.5665
| 923 | 3056.2925 | 1114.5665
| 924 | 3055.9275 | 1114.5665
| 925 | 3055.5106 | 1114.5665
| 926 | 3054.964 | 1114.5665
| 927 | 3054.5427 | 1114.5665
| 928 | 3054.0279 | 1114.5665
| 929 | 3053.864 | 1114.5665
| 930 | 3053.4481 | 1114.5665
| 931 | 3053.0786 | 1114.5665
| 932 | 3052.7505 | 1114.5665
| 933 | 3052.4618 | 1114.5665
| 934 | 3052.048 | 1114.5665
| 935 | 3051.6429 | 1114.5665
| 936 | 3051.1944 | 1114.5665
| 937 | 3050.955 | 1114.5665
| 938 | 3050.5804 | 1114.5665
| 939 | 3050.2389 | 1114.5665
| 940 | 3049.8958 | 1114.5665
| 941 | 3049.2558 | 1114.5665
| 942 | 3048.7358 | 1114.5665
| 943 | 3048.45 | 1114.5665
| 944 | 3048.2198 | 1114.5665
| 945 | 3047.9034 | 1114.5665
| 946 | 3047.6 | 1114.5665
| 947 | 3047.329 | 1114.5665
| 948 | 3046.9308 | 1114.5665
| 949 | 3046.6447 | 1114.5665
| 950 | 3046.4219 | 1114.5665
| 951 | 3046.1046 | 1114.5665
| 952 | 3045.8307 | 1114.5665
| 953 | 3045.3942 | 1114.5665
| 954 | 3045.0966 | 1114.5665
| 955 | 3044.8482 | 1114.5665
| 956 | 3044.5075 | 1114.5665
| 957 | 3044.2786 | 1114.5665
| 958 | 3043.7918 | 1114.5665
| 959 | 3043.4361 | 1114.5665
| 960 | 3043.0754 | 1114.5665
| 961 | 3042.6678 | 1114.5665
| 962 | 3042.4432 | 1114.5665
| 963 | 3042.0352 | 1114.5665
| 964 | 3041.7827 | 1114.5665
| 965 | 3041.2872 | 1114.5665
| 966 | 3040.568 | 1114.5665
| 967 | 3040.3723 | 1114.5665
| 968 | 3039.8743 | 1114.5665
| 969 | 3039.5331 | 1114.5665
| 970 | 3039.0406 | 1114.5665
| 971 | 3038.6319 | 1114.5665
| 972 | 3038.2872 | 1114.5665
| 973 | 3037.8937 | 1114.5665
| 974 | 3037.4737 | 1114.5665
| 975 | 3037.1123 | 1114.5665
| 976 | 3036.8762 | 1114.5665
| 977 | 3036.4947 | 1114.5665
| 978 | 3036.1827 | 1114.5665
| 979 | 3035.942 | 1114.5665
| 980 | 3035.5108 | 1114.5665
| 981 | 3035.2638 | 1114.5665
| 982 | 3034.9215 | 1114.5665
| 983 | 3034.4713 | 1114.5665
| 984 | 3034.1551 | 1114.5665
| 985 | 3033.9493 | 1114.5665
| 986 | 3033.7671 | 1114.5665
| 987 | 3033.5008 | 1114.5665
| 988 | 3033.2653 | 1114.5665
| 989 | 3032.7823 | 1114.5665
| 990 | 3032.4549 | 1114.5665
| 991 | 3032.2037 | 1114.5665
| 992 | 3031.9083 | 1114.5665
| 993 | 3031.6738 | 1114.5665
| 994 | 3031.4724 | 1114.5665
| 995 | 3031.2585 | 1114.5665
| 996 | 3030.8829 | 1114.5665
| 997 | 3030.4427 | 1114.5665
| 998 | 3029.9859 | 1114.5665
| 999 | 3029.4909 | 1114.5665
| 1000 | 3029.2384 | 1114.5665
| 1001 | 3028.5684 | 1114.5665
| 1002 | 3028.3703 | 1114.5665
| 1003 | 3028.1055 | 1114.5665
| 1004 | 3027.7884 | 1114.5665
| 1005 | 3027.2994 | 1114.5665
| 1006 | 3026.9757 | 1114.5665
| 1007 | 3026.6754 | 1114.5665
| 1008 | 3026.4785 | 1114.5665
| 1009 | 3026.2807 | 1114.5665
| 1010 | 3025.8747 | 1114.5665
| 1011 | 3025.6715 | 1114.5665
| 1012 | 3025.3914 | 1114.5665
| 1013 | 3025.0434 | 1114.5665
| 1014 | 3024.6569 | 1114.5665
| 1015 | 3024.2582 | 1114.5665
| 1016 | 3023.9454 | 1114.5665
| 1017 | 3023.5084 | 1114.5665
| 1018 | 3023.1123 | 1114.5665
| 1019 | 3022.8989 | 1114.5665
| 1020 | 3022.5472 | 1114.5665
| 1021 | 3022.2181 | 1114.5665
| 1022 | 3021.8843 | 1114.5665
| 1023 | 3021.6122 | 1114.5665
| 1024 | 3021.2507 | 1114.5665
| 1025 | 3021.0297 | 1114.5665
| 1026 | 3020.7473 | 1114.5665
| 1027 | 3020.4183 | 1114.5665
| 1028 | 3020.0846 | 1114.5665
| 1029 | 3019.8213 | 1114.5665
| 1030 | 3019.3287 | 1114.5665
| 1031 | 3018.9753 | 1114.5665
| 1032 | 3018.6504 | 1114.5665
| 1033 | 3018.4164 | 1114.5665
| 1034 | 3018.019 | 1114.5665
| 1035 | 3017.6855 | 1114.5665
| 1036 | 3017.4087 | 1114.5665
| 1037 | 3017.1509 | 1114.5665
| 1038 | 3016.7098 | 1114.5665
| 1039 | 3016.3406 | 1114.5665
| 1040 | 3015.9138 | 1114.5665
| 1041 | 3015.5936 | 1114.5665
| 1042 | 3015.2813 | 1114.5665
| 1043 | 3014.5715 | 1114.5665
| 1044 | 3014.3242 | 1114.5665
| 1045 | 3013.9507 | 1114.5665
| 1046 | 3013.6036 | 1114.5665
| 1047 | 3013.2646 | 1114.5665
| 1048 | 3012.7576 | 1114.5665
| 1049 | 3012.3583 | 1114.5665
| 1050 | 3012.1437 | 1114.5665
| 1051 | 3011.9173 | 1114.5665
| 1052 | 3011.5513 | 1114.5665
| 1053 | 3011.3491 | 1114.5665
| 1054 | 3011.0624 | 1114.5665
| 1055 | 3010.6604 | 1114.5665
| 1056 | 3010.4459 | 1114.5665
| 1057 | 3010.2152 | 1114.5665
| 1058 | 3010.0108 | 1114.5665
| 1059 | 3009.6856 | 1114.5665
| 1060 | 3009.2869 | 1114.5665
| 1061 | 3009.0539 | 1114.5665
| 1062 | 3008.7796 | 1114.5665
| 1063 | 3008.4549 | 1114.5665
| 1064 | 3008.1674 | 1114.5665
| 1065 | 3007.8981 | 1114.5665
| 1066 | 3007.5404 | 1114.5665
| 1067 | 3007.1329 | 1114.5665
| 1068 | 3006.916 | 1114.5665
| 1069 | 3006.6218 | 1114.5665
| 1070 | 3006.3922 | 1114.5665
| 1071 | 3006.2414 | 1114.5665
| 1072 | 3005.9883 | 1114.5665
| 1073 | 3005.6206 | 1114.5665
| 1074 | 3005.2033 | 1114.5665
| 1075 | 3004.8447 | 1114.5665
| 1076 | 3004.6 | 1114.5665
| 1077 | 3004.3628 | 1114.5665
| 1078 | 3004.1005 | 1114.5665
| 1079 | 3003.8864 | 1114.5665
| 1080 | 3003.4421 | 1114.5665
| 1081 | 3003.2446 | 1114.5665
| 1082 | 3002.9804 | 1114.5665
| 1083 | 3002.7844 | 1114.5665
| 1084 | 3002.5288 | 1114.5665
| 1085 | 3002.0832 | 1114.5665
| 1086 | 3001.8313 | 1114.5665
| 1087 | 3001.5916 | 1114.5665
| 1088 | 3001.1222 | 1114.5665
| 1089 | 3000.8529 | 1114.5665
| 1090 | 3000.6047 | 1114.5665
| 1091 | 3000.2513 | 1114.5665
| 1092 | 3000.0577 | 1114.5665
| 1093 | 2999.7823 | 1114.5665
| 1094 | 2999.4075 | 1114.5665
| 1095 | 2999.1152 | 1114.5665
| 1096 | 2998.8571 | 1114.5665
| 1097 | 2998.4492 | 1114.5665
| 1098 | 2998.1234 | 1114.5665
| 1099 | 2997.7375 | 1114.5665
| 1100 | 2997.485 | 1114.5665
| 1101 | 2997.2004 | 1114.5665
| 1102 | 2997.0089 | 1114.5665
| 1103 | 2996.4703 | 1114.5665
| 1104 | 2996.1783 | 1114.5665
| 1105 | 2995.7241 | 1114.5665
| 1106 | 2995.2779 | 1114.5665
| 1107 | 2995.0505 | 1114.5665
| 1108 | 2994.7985 | 1114.5665
| 1109 | 2994.5186 | 1114.5665
| 1110 | 2994.2586 | 1114.5665
| 1111 | 2993.8121 | 1114.5665
| 1112 | 2993.5089 | 1114.5665
| 1113 | 2993.171 | 1114.5665
| 1114 | 2993.0247 | 1114.5665
| 1115 | 2992.6407 | 1114.5665
| 1116 | 2992.1971 | 1114.5665
| 1117 | 2991.9184 | 1114.5665
| 1118 | 2991.7266 | 1114.5665
| 1119 | 2991.3464 | 1114.5665
| 1120 | 2990.9939 | 1114.5665
| 1121 | 2990.768 | 1114.5665
| 1122 | 2990.3251 | 1114.5665
| 1123 | 2990.0083 | 1114.5665
| 1124 | 2989.7381 | 1114.5665
| 1125 | 2989.5584 | 1114.5665
| 1126 | 2989.1796 | 1114.5665
| 1127 | 2988.9047 | 1114.5665
| 1128 | 2988.5954 | 1114.5665
| 1129 | 2988.2308 | 1114.5665
| 1130 | 2987.992 | 1114.5665
| 1131 | 2987.656 | 1114.5665
| 1132 | 2987.34 | 1114.5665
| 1133 | 2986.9696 | 1114.5665
| 1134 | 2986.7058 | 1114.5665
| 1135 | 2986.3331 | 1114.5665
| 1136 | 2986.102 | 1114.5665
| 1137 | 2985.784 | 1114.5665
| 1138 | 2985.5178 | 1114.5665
| 1139 | 2985.1061 | 1114.5665
| 1140 | 2984.8824 | 1114.5665
| 1141 | 2984.4079 | 1114.5665
| 1142 | 2984.1762 | 1114.5665
| 1143 | 2983.8546 | 1114.5665
| 1144 | 2983.5635 | 1114.5665
| 1145 | 2983.3652 | 1114.5665
| 1146 | 2983.0305 | 1114.5665
| 1147 | 2982.7755 | 1114.5665
| 1148 | 2982.3323 | 1114.5665
| 1149 | 2982.116 | 1114.5665
| 1150 | 2981.7609 | 1114.5665
| 1151 | 2981.601 | 1114.5665
| 1152 | 2981.3478 | 1114.5665
| 1153 | 2981.1207 | 1114.5665
| 1154 | 2980.872 | 1114.5665
| 1155 | 2980.5515 | 1114.5665
| 1156 | 2980.1737 | 1114.5665
| 1157 | 2979.9132 | 1114.5665
| 1158 | 2979.6974 | 1114.5665
| 1159 | 2979.316 | 1114.5665
| 1160 | 2979.1166 | 1114.5665
| 1161 | 2978.849 | 1114.5665
| 1162 | 2978.5705 | 1114.5665
| 1163 | 2978.3578 | 1114.5665
| 1164 | 2978.1796 | 1114.5665
| 1165 | 2977.7289 | 1114.5665
| 1166 | 2977.4624 | 1114.5665
| 1167 | 2977.2144 | 1114.5665
| 1168 | 2976.931 | 1114.5665
| 1169 | 2976.6704 | 1114.5665
| 1170 | 2976.391 | 1114.5665
| 1171 | 2976.1618 | 1114.5665
| 1172 | 2975.9419 | 1114.5665
| 1173 | 2975.5947 | 1114.5665
| 1174 | 2975.3486 | 1114.5665
| 1175 | 2975.0626 | 1114.5665
| 1176 | 2974.8553 | 1114.5665
| 1177 | 2974.6426 | 1114.5665
| 1178 | 2974.2135 | 1114.5665
| 1179 | 2973.8202 | 1114.5665
| 1180 | 2973.5822 | 1114.5665
| 1181 | 2973.0739 | 1114.5665
| 1182 | 2972.7786 | 1114.5665
| 1183 | 2972.6119 | 1114.5665
| 1184 | 2972.2079 | 1114.5665
| 1185 | 2971.9047 | 1114.5665
| 1186 | 2971.6361 | 1114.5665
| 1187 | 2971.1796 | 1114.5665
| 1188 | 2970.983 | 1114.5665
| 1189 | 2970.7633 | 1114.5665
| 1190 | 2970.4324 | 1114.5665
| 1191 | 2970.2254 | 1114.5665
| 1192 | 2970.029 | 1114.5665
| 1193 | 2969.6085 | 1114.5665
| 1194 | 2969.4303 | 1114.5665
| 1195 | 2969.1523 | 1114.5665
| 1196 | 2968.8637 | 1114.5665
| 1197 | 2968.5112 | 1114.5665
| 1198 | 2968.2263 | 1114.5665
| 1199 | 2967.8442 | 1114.5665
| 1200 | 2967.5427 | 1114.5665
| 1201 | 2967.165 | 1114.5665
| 1202 | 2966.8752 | 1114.5665
| 1203 | 2966.5245 | 1114.5665
| 1204 | 2966.1257 | 1114.5665
| 1205 | 2965.75 | 1114.5665
| 1206 | 2965.3346 | 1114.5665
| 1207 | 2965.094 | 1114.5665
| 1208 | 2964.8958 | 1114.5665
| 1209 | 2964.6807 | 1114.5665
| 1210 | 2964.4328 | 1114.5665
| 1211 | 2964.1509 | 1114.5665
| 1212 | 2963.8098 | 1114.5665
| 1213 | 2963.609 | 1114.5665
| 1214 | 2963.3677 | 1114.5665
| 1215 | 2963.1307 | 1114.5665
| 1216 | 2962.8888 | 1114.5665
| 1217 | 2962.5388 | 1114.5665
| 1218 | 2962.2383 | 1114.5665
| 1219 | 2961.9737 | 1114.5665
| 1220 | 2961.6184 | 1114.5665
| 1221 | 2961.4834 | 1114.5665
| 1222 | 2960.8668 | 1114.5665
| 1223 | 2960.6007 | 1114.5665
| 1224 | 2960.2489 | 1114.5665
| 1225 | 2959.946 | 1114.5665
| 1226 | 2959.5341 | 1114.5665
| 1227 | 2959.1516 | 1114.5665
| 1228 | 2958.8275 | 1114.5665
| 1229 | 2958.6264 | 1114.5665
| 1230 | 2958.4163 | 1114.5665
| 1231 | 2958.1397 | 1114.5665
| 1232 | 2957.7667 | 1114.5665
| 1233 | 2957.3796 | 1114.5665
| 1234 | 2957.0208 | 1114.5665
| 1235 | 2956.8142 | 1114.5665
| 1236 | 2956.513 | 1114.5665
| 1237 | 2956.2785 | 1114.5665
| 1238 | 2955.9876 | 1114.5665
| 1239 | 2955.7247 | 1114.5665
| 1240 | 2955.4958 | 1114.5665
| 1241 | 2955.2492 | 1114.5665
| 1242 | 2954.8177 | 1114.5665
| 1243 | 2954.6234 | 1114.5665
| 1244 | 2954.3705 | 1114.5665
| 1245 | 2953.9369 | 1114.5665
| 1246 | 2953.591 | 1114.5665
| 1247 | 2953.3145 | 1114.5665
| 1248 | 2953.0553 | 1114.5665
| 1249 | 2952.792 | 1114.5665
| 1250 | 2952.3646 | 1114.5665
| 1251 | 2952.1374 | 1114.5665
| 1252 | 2951.8138 | 1114.5665
| 1253 | 2951.584 | 1114.5665
| 1254 | 2951.2526 | 1114.5665
| 1255 | 2951.1167 | 1114.5665
| 1256 | 2950.8757 | 1114.5665
| 1257 | 2950.4621 | 1114.5665
| 1258 | 2950.1677 | 1114.5665
| 1259 | 2949.9287 | 1114.5665
| 1260 | 2949.7123 | 1114.5665
| 1261 | 2949.349 | 1114.5665
| 1262 | 2948.9698 | 1114.5665
| 1263 | 2948.6672 | 1114.5665
| 1264 | 2948.4988 | 1114.5665
| 1265 | 2948.0734 | 1114.5665
| 1266 | 2947.8489 | 1114.5665
| 1267 | 2947.4995 | 1114.5665
| 1268 | 2947.2575 | 1114.5665
| 1269 | 2946.9872 | 1114.5665
| 1270 | 2946.7439 | 1114.5665
| 1271 | 2946.3474 | 1114.5665
| 1272 | 2946.0841 | 1114.5665
| 1273 | 2945.7741 | 1114.5665
| 1274 | 2945.445 | 1114.5665
| 1275 | 2945.1169 | 1114.5665
| 1276 | 2944.6778 | 1114.5665
| 1277 | 2944.3925 | 1114.5665
| 1278 | 2944.109 | 1114.5665
| 1279 | 2943.8436 | 1114.5665
| 1280 | 2943.553 | 1114.5665
| 1281 | 2943.2931 | 1114.5665
| 1282 | 2943.0094 | 1114.5665
| 1283 | 2942.6641 | 1114.5665
| 1284 | 2942.3739 | 1114.5665
| 1285 | 2942.1446 | 1114.5665
| 1286 | 2941.9077 | 1114.5665
| 1287 | 2941.553 | 1114.5665
| 1288 | 2941.2855 | 1114.5665
| 1289 | 2941.066 | 1114.5665
| 1290 | 2940.7591 | 1114.5665
| 1291 | 2940.4599 | 1114.5665
| 1292 | 2940.2131 | 1114.5665
| 1293 | 2940.0484 | 1114.5665
| 1294 | 2939.8693 | 1114.5665
| 1295 | 2939.6945 | 1114.5665
| 1296 | 2939.2062 | 1114.5665
| 1297 | 2939.0002 | 1114.5665
| 1298 | 2938.6786 | 1114.5665
| 1299 | 2938.4115 | 1114.5665
| 1300 | 2938.2389 | 1114.5665
| 1301 | 2937.9268 | 1114.5665
| 1302 | 2937.6609 | 1114.5665
| 1303 | 2937.5007 | 1114.5665
| 1304 | 2937.2862 | 1114.5665
| 1305 | 2937.1062 | 1114.5665
| 1306 | 2936.803 | 1114.5665
| 1307 | 2936.51 | 1114.5665
| 1308 | 2936.2529 | 1114.5665
| 1309 | 2936.0427 | 1114.5665
| 1310 | 2935.7302 | 1114.5665
| 1311 | 2935.4974 | 1114.5665
| 1312 | 2935.2571 | 1114.5665
| 1313 | 2934.9056 | 1114.5665
| 1314 | 2934.6025 | 1114.5665
| 1315 | 2934.3835 | 1114.5665
| 1316 | 2934.1763 | 1114.5665
| 1317 | 2933.8685 | 1114.5665
| 1318 | 2933.6639 | 1114.5665
| 1319 | 2933.3974 | 1114.5665
| 1320 | 2933.1604 | 1114.5665
| 1321 | 2932.8825 | 1114.5665
| 1322 | 2932.6542 | 1114.5665
| 1323 | 2932.3663 | 1114.5665
| 1324 | 2932.0176 | 1114.5665
| 1325 | 2931.7493 | 1114.5665
| 1326 | 2931.49 | 1114.5665
| 1327 | 2931.2046 | 1114.5665
| 1328 | 2930.9722 | 1114.5665
| 1329 | 2930.6629 | 1114.5665
| 1330 | 2930.5002 | 1114.5665
| 1331 | 2930.2906 | 1114.5665
| 1332 | 2930.1495 | 1114.5665
| 1333 | 2929.9349 | 1114.5665
| 1334 | 2929.6869 | 1114.5665
| 1335 | 2929.329 | 1114.5665
| 1336 | 2929.0013 | 1114.5665
| 1337 | 2928.6989 | 1114.5665
| 1338 | 2928.4271 | 1114.5665
| 1339 | 2928.1313 | 1114.5665
| 1340 | 2927.8119 | 1114.5665
| 1341 | 2927.5218 | 1114.5665
| 1342 | 2927.3417 | 1114.5665
| 1343 | 2927.1373 | 1114.5665
| 1344 | 2926.8708 | 1114.5665
| 1345 | 2926.6905 | 1114.5665
| 1346 | 2926.4025 | 1114.5665
| 1347 | 2926.1526 | 1114.5665
| 1348 | 2925.9255 | 1114.5665
| 1349 | 2925.6029 | 1114.5665
| 1350 | 2925.3419 | 1114.5665
| 1351 | 2924.991 | 1114.5665
| 1352 | 2924.7473 | 1114.5665
| 1353 | 2924.445 | 1114.5665
| 1354 | 2924.1776 | 1114.5665
| 1355 | 2923.9873 | 1114.5665
| 1356 | 2923.7176 | 1114.5665
| 1357 | 2923.3921 | 1114.5665
| 1358 | 2923.1826 | 1114.5665
| 1359 | 2922.9478 | 1114.5665
| 1360 | 2922.7842 | 1114.5665
| 1361 | 2922.4555 | 1114.5665
| 1362 | 2922.1752 | 1114.5665
| 1363 | 2921.8561 | 1114.5665
| 1364 | 2921.5724 | 1114.5665
| 1365 | 2921.3471 | 1114.5665
| 1366 | 2921.1869 | 1114.5665
| 1367 | 2920.881 | 1114.5665
| 1368 | 2920.695 | 1114.5665
| 1369 | 2920.5528 | 1114.5665
| 1370 | 2920.3416 | 1114.5665
| 1371 | 2920.1229 | 1114.5665
| 1372 | 2919.7613 | 1114.5665
| 1373 | 2919.6199 | 1114.5665
| 1374 | 2919.4211 | 1114.5665
| 1375 | 2919.1142 | 1114.5665
| 1376 | 2918.9846 | 1114.5665
| 1377 | 2918.717 | 1114.5665
| 1378 | 2918.4212 | 1114.5665
| 1379 | 2918.2398 | 1114.5665
| 1380 | 2918.0141 | 1114.5665
| 1381 | 2917.8323 | 1114.5665
| 1382 | 2917.6553 | 1114.5665
| 1383 | 2917.3101 | 1114.5665
| 1384 | 2917.1136 | 1114.5665
| 1385 | 2916.8883 | 1114.5665
| 1386 | 2916.5726 | 1114.5665
| 1387 | 2916.4558 | 1114.5665
| 1388 | 2916.1491 | 1114.5665
| 1389 | 2915.8607 | 1114.5665
| 1390 | 2915.58 | 1114.5665
| 1391 | 2915.4055 | 1114.5665
| 1392 | 2915.1477 | 1114.5665
| 1393 | 2914.9153 | 1114.5665
| 1394 | 2914.7839 | 1114.5665
| 1395 | 2914.5599 | 1114.5665
| 1396 | 2914.4121 | 1114.5665
| 1397 | 2914.1779 | 1114.5665
| 1398 | 2913.8765 | 1114.5665
| 1399 | 2913.6852 | 1114.5665
| 1400 | 2913.3987 | 1114.5665
| 1401 | 2913.117 | 1114.5665
| 1402 | 2912.8775 | 1114.5665
| 1403 | 2912.6298 | 1114.5665
| 1404 | 2912.3892 | 1114.5665
| 1405 | 2912.1413 | 1114.5665
| 1406 | 2911.8003 | 1114.5665
| 1407 | 2911.5223 | 1114.5665
| 1408 | 2911.3432 | 1114.5665
| 1409 | 2911.0651 | 1114.5665
| 1410 | 2910.8052 | 1114.5665
| 1411 | 2910.6127 | 1114.5665
| 1412 | 2910.3589 | 1114.5665
| 1413 | 2910.1271 | 1114.5665
| 1414 | 2909.8641 | 1114.5665
| 1415 | 2909.675 | 1114.5665
| 1416 | 2909.4621 | 1114.5665
| 1417 | 2909.2506 | 1114.5665
| 1418 | 2909.0836 | 1114.5665
| 1419 | 2908.8397 | 1114.5665
| 1420 | 2908.5515 | 1114.5665
| 1421 | 2908.3172 | 1114.5665
| 1422 | 2908.0369 | 1114.5665
| 1423 | 2907.8064 | 1114.5665
| 1424 | 2907.5424 | 1114.5665
| 1425 | 2907.3806 | 1114.5665
| 1426 | 2907.0927 | 1114.5665
| 1427 | 2906.9013 | 1114.5665
| 1428 | 2906.685 | 1114.5665
| 1429 | 2906.4447 | 1114.5665
| 1430 | 2906.1963 | 1114.5665
| 1431 | 2906.0017 | 1114.5665
| 1432 | 2905.7786 | 1114.5665
| 1433 | 2905.5326 | 1114.5665
| 1434 | 2905.2791 | 1114.5665
| 1435 | 2905.0316 | 1114.5665
| 1436 | 2904.6302 | 1114.5665
| 1437 | 2904.3768 | 1114.5665
| 1438 | 2904.1018 | 1114.5665
| 1439 | 2903.7677 | 1114.5665
| 1440 | 2903.5403 | 1114.5665
| 1441 | 2903.3366 | 1114.5665
| 1442 | 2903.0727 | 1114.5665
| 1443 | 2902.8198 | 1114.5665
| 1444 | 2902.5227 | 1114.5665
| 1445 | 2902.155 | 1114.5665
| 1446 | 2901.7741 | 1114.5665
| 1447 | 2901.6084 | 1114.5665
| 1448 | 2901.3633 | 1114.5665
| 1449 | 2901.0597 | 1114.5665
| 1450 | 2900.8705 | 1114.5665
| 1451 | 2900.6685 | 1114.5665
| 1452 | 2900.4639 | 1114.5665
| 1453 | 2900.2655 | 1114.5665
| 1454 | 2900.1008 | 1114.5665
| 1455 | 2899.9359 | 1114.5665
| 1456 | 2899.699 | 1114.5665
| 1457 | 2899.4506 | 1114.5665
| 1458 | 2899.2332 | 1114.5665
| 1459 | 2898.8046 | 1114.5665
| 1460 | 2898.6172 | 1114.5665
| 1461 | 2898.3663 | 1114.5665
| 1462 | 2898.095 | 1114.5665
| 1463 | 2897.8637 | 1114.5665
| 1464 | 2897.6777 | 1114.5665
| 1465 | 2897.4799 | 1114.5665
| 1466 | 2897.1801 | 1114.5665
| 1467 | 2896.9983 | 1114.5665
| 1468 | 2896.8351 | 1114.5665
| 1469 | 2896.7107 | 1114.5665
| 1470 | 2896.3797 | 1114.5665
| 1471 | 2896.1074 | 1114.5665
| 1472 | 2895.9232 | 1114.5665
| 1473 | 2895.7664 | 1114.5665
| 1474 | 2895.6057 | 1114.5665
| 1475 | 2895.219 | 1114.5665
| 1476 | 2894.8683 | 1114.5665
| 1477 | 2894.657 | 1114.5665
| 1478 | 2894.3767 | 1114.5665
| 1479 | 2894.1487 | 1114.5665
| 1480 | 2893.6629 | 1114.5665
| 1481 | 2893.4357 | 1114.5665
| 1482 | 2893.198 | 1114.5665
| 1483 | 2892.9158 | 1114.5665
| 1484 | 2892.7078 | 1114.5665
| 1485 | 2892.5382 | 1114.5665
| 1486 | 2892.2839 | 1114.5665
| 1487 | 2891.9552 | 1114.5665
| 1488 | 2891.7237 | 1114.5665
| 1489 | 2891.4798 | 1114.5665
| 1490 | 2891.2029 | 1114.5665
| 1491 | 2890.974 | 1114.5665
| 1492 | 2890.5657 | 1114.5665
| 1493 | 2890.4115 | 1114.5665
| 1494 | 2890.1109 | 1114.5665
| 1495 | 2889.8477 | 1114.5665
| 1496 | 2889.5822 | 1114.5665
| 1497 | 2889.3621 | 1114.5665
| 1498 | 2889.0593 | 1114.5665
| 1499 | 2888.856 | 1114.5665
| 1500 | 2888.6467 | 1114.5665
| 1501 | 2888.4261 | 1114.5665
| 1502 | 2888.0929 | 1114.5665
| 1503 | 2887.8031 | 1114.5665
| 1504 | 2887.5153 | 1114.5665
| 1505 | 2887.2613 | 1114.5665
| 1506 | 2886.9346 | 1114.5665
| 1507 | 2886.6532 | 1114.5665
| 1508 | 2886.4547 | 1114.5665
| 1509 | 2886.2857 | 1114.5665
| 1510 | 2886.0306 | 1114.5665
| 1511 | 2885.6929 | 1114.5665
| 1512 | 2885.397 | 1114.5665
| 1513 | 2885.1632 | 1114.5665
| 1514 | 2884.9567 | 1114.5665
| 1515 | 2884.7957 | 1114.5665
| 1516 | 2884.4799 | 1114.5665
| 1517 | 2884.1469 | 1114.5665
| 1518 | 2883.9536 | 1114.5665
| 1519 | 2883.6076 | 1114.5665
| 1520 | 2883.3445 | 1114.5665
| 1521 | 2883.1942 | 1114.5665
| 1522 | 2883.0181 | 1114.5665
| 1523 | 2882.7407 | 1114.5665
| 1524 | 2882.4253 | 1114.5665
| 1525 | 2882.1695 | 1114.5665
| 1526 | 2882.0188 | 1114.5665
| 1527 | 2881.8312 | 1114.5665
| 1528 | 2881.6476 | 1114.5665
| 1529 | 2881.4082 | 1114.5665
| 1530 | 2881.193 | 1114.5665
| 1531 | 2880.9001 | 1114.5665
| 1532 | 2880.5219 | 1114.5665
| 1533 | 2880.3598 | 1114.5665
| 1534 | 2880.0255 | 1114.5665
| 1535 | 2879.8539 | 1114.5665
| 1536 | 2879.5869 | 1114.5665
| 1537 | 2879.4037 | 1114.5665
| 1538 | 2879.1655 | 1114.5665
| 1539 | 2878.9656 | 1114.5665
| 1540 | 2878.7605 | 1114.5665
| 1541 | 2878.4958 | 1114.5665
| 1542 | 2878.2604 | 1114.5665
| 1543 | 2878.0952 | 1114.5665
| 1544 | 2877.8663 | 1114.5665
| 1545 | 2877.5772 | 1114.5665
| 1546 | 2877.4074 | 1114.5665
| 1547 | 2877.247 | 1114.5665
| 1548 | 2877.0216 | 1114.5665
| 1549 | 2876.8122 | 1114.5665
| 1550 | 2876.5891 | 1114.5665
| 1551 | 2876.3619 | 1114.5665
| 1552 | 2876.2423 | 1114.5665
| 1553 | 2876.0329 | 1114.5665
| 1554 | 2875.8227 | 1114.5665
| 1555 | 2875.616 | 1114.5665
| 1556 | 2875.3321 | 1114.5665
| 1557 | 2875.1714 | 1114.5665
| 1558 | 2874.9512 | 1114.5665
| 1559 | 2874.8376 | 1114.5665
| 1560 | 2874.4938 | 1114.5665
| 1561 | 2874.3201 | 1114.5665
| 1562 | 2874.1147 | 1114.5665
| 1563 | 2873.932 | 1114.5665
| 1564 | 2873.6836 | 1114.5665
| 1565 | 2873.5261 | 1114.5665
| 1566 | 2873.4352 | 1114.5665
| 1567 | 2873.1282 | 1114.5665
| 1568 | 2872.8466 | 1114.5665
| 1569 | 2872.6764 | 1114.5665
| 1570 | 2872.4823 | 1114.5665
| 1571 | 2872.3395 | 1114.5665
| 1572 | 2871.977 | 1114.5665
| 1573 | 2871.6645 | 1114.5665
| 1574 | 2871.4077 | 1114.5665
| 1575 | 2871.1756 | 1114.5665
| 1576 | 2870.8569 | 1114.5665
| 1577 | 2870.5861 | 1114.5665
| 1578 | 2870.3934 | 1114.5665
| 1579 | 2870.1943 | 1114.5665
| 1580 | 2869.8367 | 1114.5665
| 1581 | 2869.5698 | 1114.5665
| 1582 | 2869.3471 | 1114.5665
| 1583 | 2869.155 | 1114.5665
| 1584 | 2868.9569 | 1114.5665
| 1585 | 2868.6809 | 1114.5665
| 1586 | 2868.448 | 1114.5665
| 1587 | 2868.1491 | 1114.5665
| 1588 | 2867.9466 | 1114.5665
| 1589 | 2867.7281 | 1114.5665
| 1590 | 2867.3633 | 1114.5665
| 1591 | 2867.2321 | 1114.5665
| 1592 | 2867.0417 | 1114.5665
| 1593 | 2866.7747 | 1114.5665
| 1594 | 2866.5738 | 1114.5665
| 1595 | 2866.3459 | 1114.5665
| 1596 | 2866.2046 | 1114.5665
| 1597 | 2865.956 | 1114.5665
| 1598 | 2865.7089 | 1114.5665
| 1599 | 2865.5383 | 1114.5665
| 1600 | 2865.2564 | 1114.5665
| 1601 | 2864.9845 | 1114.5665
| 1602 | 2864.691 | 1114.5665
| 1603 | 2864.4748 | 1114.5665
| 1604 | 2864.1338 | 1114.5665
| 1605 | 2863.8341 | 1114.5665
| 1606 | 2863.6374 | 1114.5665
| 1607 | 2863.425 | 1114.5665
| 1608 | 2863.171 | 1114.5665
| 1609 | 2863.0197 | 1114.5665
| 1610 | 2862.8293 | 1114.5665
| 1611 | 2862.6536 | 1114.5665
| 1612 | 2862.4523 | 1114.5665
| 1613 | 2862.1135 | 1114.5665
| 1614 | 2861.882 | 1114.5665
| 1615 | 2861.6827 | 1114.5665
| 1616 | 2861.5231 | 1114.5665
| 1617 | 2861.3664 | 1114.5665
| 1618 | 2861.1002 | 1114.5665
| 1619 | 2860.9081 | 1114.5665
| 1620 | 2860.6387 | 1114.5665
| 1621 | 2860.3705 | 1114.5665
| 1622 | 2860.1339 | 1114.5665
| 1623 | 2859.9437 | 1114.5665
| 1624 | 2859.7617 | 1114.5665
| 1625 | 2859.4492 | 1114.5665
| 1626 | 2859.3214 | 1114.5665
| 1627 | 2859.016 | 1114.5665
| 1628 | 2858.7591 | 1114.5665
| 1629 | 2858.4813 | 1114.5665
| 1630 | 2858.2342 | 1114.5665
| 1631 | 2858.0064 | 1114.5665
| 1632 | 2857.8335 | 1114.5665
| 1633 | 2857.6377 | 1114.5665
| 1634 | 2857.4376 | 1114.5665
| 1635 | 2857.1499 | 1114.5665
| 1636 | 2856.9983 | 1114.5665
| 1637 | 2856.7753 | 1114.5665
| 1638 | 2856.5995 | 1114.5665
| 1639 | 2856.4283 | 1114.5665
| 1640 | 2856.2098 | 1114.5665
| 1641 | 2855.9058 | 1114.5665
| 1642 | 2855.692 | 1114.5665
| 1643 | 2855.4308 | 1114.5665
| 1644 | 2855.164 | 1114.5665
| 1645 | 2854.9834 | 1114.5665
| 1646 | 2854.6932 | 1114.5665
| 1647 | 2854.4875 | 1114.5665
| 1648 | 2854.3031 | 1114.5665
| 1649 | 2854.0355 | 1114.5665
| 1650 | 2853.7724 | 1114.5665
| 1651 | 2853.5213 | 1114.5665
| 1652 | 2853.2551 | 1114.5665
| 1653 | 2853.0764 | 1114.5665
| 1654 | 2852.8719 | 1114.5665
| 1655 | 2852.6674 | 1114.5665
| 1656 | 2852.4141 | 1114.5665
| 1657 | 2852.2383 | 1114.5665
| 1658 | 2851.9839 | 1114.5665
| 1659 | 2851.7057 | 1114.5665
| 1660 | 2851.4301 | 1114.5665
| 1661 | 2851.2106 | 1114.5665
| 1662 | 2850.9866 | 1114.5665
| 1663 | 2850.7717 | 1114.5665
| 1664 | 2850.6112 | 1114.5665
| 1665 | 2850.3382 | 1114.5665
| 1666 | 2850.1113 | 1114.5665
| 1667 | 2850.0074 | 1114.5665
| 1668 | 2849.7952 | 1114.5665
| 1669 | 2849.5571 | 1114.5665
| 1670 | 2849.3377 | 1114.5665
| 1671 | 2849.0102 | 1114.5665
| 1672 | 2848.8045 | 1114.5665
| 1673 | 2848.5606 | 1114.5665
| 1674 | 2848.3994 | 1114.5665
| 1675 | 2848.2448 | 1114.5665
| 1676 | 2847.8724 | 1114.5665
| 1677 | 2847.6457 | 1114.5665
| 1678 | 2847.4678 | 1114.5665
| 1679 | 2847.2031 | 1114.5665
| 1680 | 2846.9983 | 1114.5665
| 1681 | 2846.7851 | 1114.5665
| 1682 | 2846.5634 | 1114.5665
| 1683 | 2846.4055 | 1114.5665
| 1684 | 2846.2673 | 1114.5665
| 1685 | 2846.1253 | 1114.5665
| 1686 | 2845.936 | 1114.5665
| 1687 | 2845.7839 | 1114.5665
| 1688 | 2845.6195 | 1114.5665
| 1689 | 2845.3836 | 1114.5665
| 1690 | 2845.2154 | 1114.5665
| 1691 | 2844.9947 | 1114.5665
| 1692 | 2844.7226 | 1114.5665
| 1693 | 2844.5265 | 1114.5665
| 1694 | 2844.1972 | 1114.5665
| 1695 | 2844.0408 | 1114.5665
| 1696 | 2843.8462 | 1114.5665
| 1697 | 2843.6611 | 1114.5665
| 1698 | 2843.4595 | 1114.5665
| 1699 | 2843.2621 | 1114.5665
| 1700 | 2843.0636 | 1114.5665
| 1701 | 2842.8939 | 1114.5665
| 1702 | 2842.6942 | 1114.5665
| 1703 | 2842.3939 | 1114.5665
| 1704 | 2842.2033 | 1114.5665
| 1705 | 2842.0991 | 1114.5665
| 1706 | 2841.9339 | 1114.5665
| 1707 | 2841.6959 | 1114.5665
| 1708 | 2841.3925 | 1114.5665
| 1709 | 2841.2069 | 1114.5665
| 1710 | 2840.923 | 1114.5665
| 1711 | 2840.8108 | 1114.5665
| 1712 | 2840.6232 | 1114.5665
| 1713 | 2840.4002 | 1114.5665
| 1714 | 2840.2098 | 1114.5665
| 1715 | 2840.0392 | 1114.5665
| 1716 | 2839.7499 | 1114.5665
| 1717 | 2839.4687 | 1114.5665
| 1718 | 2839.1871 | 1114.5665
| 1719 | 2838.9923 | 1114.5665
| 1720 | 2838.7069 | 1114.5665
| 1721 | 2838.5627 | 1114.5665
| 1722 | 2838.3584 | 1114.5665
| 1723 | 2838.2828 | 1114.5665
| 1724 | 2838.0586 | 1114.5665
| 1725 | 2837.9169 | 1114.5665
| 1726 | 2837.6393 | 1114.5665
| 1727 | 2837.3551 | 1114.5665
| 1728 | 2837.1485 | 1114.5665
| 1729 | 2836.9216 | 1114.5665
| 1730 | 2836.697 | 1114.5665
| 1731 | 2836.4928 | 1114.5665
| 1732 | 2836.2492 | 1114.5665
| 1733 | 2835.9724 | 1114.5665
| 1734 | 2835.7732 | 1114.5665
| 1735 | 2835.5753 | 1114.5665
| 1736 | 2835.2313 | 1114.5665
| 1737 | 2835.0792 | 1114.5665
| 1738 | 2834.907 | 1114.5665
| 1739 | 2834.7416 | 1114.5665
| 1740 | 2834.5385 | 1114.5665
| 1741 | 2834.3446 | 1114.5665
| 1742 | 2834.2186 | 1114.5665
| 1743 | 2834.0351 | 1114.5665
| 1744 | 2833.8052 | 1114.5665
| 1745 | 2833.4788 | 1114.5665
| 1746 | 2833.2787 | 1114.5665
| 1747 | 2833.1478 | 1114.5665
| 1748 | 2832.8555 | 1114.5665
| 1749 | 2832.6602 | 1114.5665
| 1750 | 2832.3995 | 1114.5665
| 1751 | 2832.2113 | 1114.5665
| 1752 | 2831.9781 | 1114.5665
| 1753 | 2831.7042 | 1114.5665
| 1754 | 2831.5119 | 1114.5665
| 1755 | 2831.343 | 1114.5665
| 1756 | 2831.162 | 1114.5665
| 1757 | 2830.9093 | 1114.5665
| 1758 | 2830.6265 | 1114.5665
| 1759 | 2830.4327 | 1114.5665
| 1760 | 2830.2377 | 1114.5665
| 1761 | 2829.9992 | 1114.5665
| 1762 | 2829.6545 | 1114.5665
| 1763 | 2829.5181 | 1114.5665
| 1764 | 2829.3235 | 1114.5665
| 1765 | 2829.1641 | 1114.5665
| 1766 | 2828.9335 | 1114.5665
| 1767 | 2828.7322 | 1114.5665
| 1768 | 2828.5665 | 1114.5665
| 1769 | 2828.273 | 1114.5665
| 1770 | 2828.0707 | 1114.5665
| 1771 | 2827.8101 | 1114.5665
| 1772 | 2827.6317 | 1114.5665
| 1773 | 2827.4087 | 1114.5665
| 1774 | 2827.2195 | 1114.5665
| 1775 | 2826.9337 | 1114.5665
| 1776 | 2826.6418 | 1114.5665
| 1777 | 2826.4173 | 1114.5665
| 1778 | 2826.2529 | 1114.5665
| 1779 | 2826.1125 | 1114.5665
| 1780 | 2825.9233 | 1114.5665
| 1781 | 2825.6985 | 1114.5665
| 1782 | 2825.5596 | 1114.5665
| 1783 | 2825.3468 | 1114.5665
| 1784 | 2825.1849 | 1114.5665
| 1785 | 2825.0307 | 1114.5665
| 1786 | 2824.7973 | 1114.5665
| 1787 | 2824.5795 | 1114.5665
| 1788 | 2824.3801 | 1114.5665
| 1789 | 2824.1792 | 1114.5665
| 1790 | 2824.0164 | 1114.5665
| 1791 | 2823.7716 | 1114.5665
| 1792 | 2823.6119 | 1114.5665
| 1793 | 2823.4828 | 1114.5665
| 1794 | 2823.2255 | 1114.5665
| 1795 | 2822.9419 | 1114.5665
| 1796 | 2822.7703 | 1114.5665
| 1797 | 2822.6204 | 1114.5665
| 1798 | 2822.457 | 1114.5665
| 1799 | 2822.2113 | 1114.5665
| 1800 | 2822.0353 | 1114.5665
| 1801 | 2821.7077 | 1114.5665
| 1802 | 2821.3561 | 1114.5665
| 1803 | 2821.1367 | 1114.5665
| 1804 | 2820.9667 | 1114.5665
| 1805 | 2820.8314 | 1114.5665
| 1806 | 2820.5754 | 1114.5665
| 1807 | 2820.3767 | 1114.5665
| 1808 | 2820.1763 | 1114.5665
| 1809 | 2819.9655 | 1114.5665
| 1810 | 2819.8091 | 1114.5665
| 1811 | 2819.6403 | 1114.5665
| 1812 | 2819.3964 | 1114.5665
| 1813 | 2819.29 | 1114.5665
| 1814 | 2819.1177 | 1114.5665
| 1815 | 2818.9243 | 1114.5665
| 1816 | 2818.7494 | 1114.5665
| 1817 | 2818.5281 | 1114.5665
| 1818 | 2818.3205 | 1114.5665
| 1819 | 2818.0968 | 1114.5665
| 1820 | 2817.8897 | 1114.5665
| 1821 | 2817.6636 | 1114.5665
| 1822 | 2817.4572 | 1114.5665
| 1823 | 2817.1214 | 1114.5665
| 1824 | 2816.9729 | 1114.5665
| 1825 | 2816.662 | 1114.5665
| 1826 | 2816.5828 | 1114.5665
| 1827 | 2816.4159 | 1114.5665
| 1828 | 2816.2144 | 1114.5665
| 1829 | 2815.9198 | 1114.5665
| 1830 | 2815.637 | 1114.5665
| 1831 | 2815.5065 | 1114.5665
| 1832 | 2815.236 | 1114.5665
| 1833 | 2815.0476 | 1114.5665
| 1834 | 2814.928 | 1114.5665
| 1835 | 2814.6899 | 1114.5665
| 1836 | 2814.5231 | 1114.5665
| 1837 | 2814.2496 | 1114.5665
| 1838 | 2814.0855 | 1114.5665
| 1839 | 2813.8655 | 1114.5665
| 1840 | 2813.7278 | 1114.5665
| 1841 | 2813.5182 | 1114.5665
| 1842 | 2813.2797 | 1114.5665
| 1843 | 2813.1589 | 1114.5665
| 1844 | 2812.8647 | 1114.5665
| 1845 | 2812.667 | 1114.5665
| 1846 | 2812.4421 | 1114.5665
| 1847 | 2812.2389 | 1114.5665
| 1848 | 2812.0265 | 1114.5665
| 1849 | 2811.8955 | 1114.5665
| 1850 | 2811.7751 | 1114.5665
| 1851 | 2811.45 | 1114.5665
| 1852 | 2811.1587 | 1114.5665
| 1853 | 2811.0241 | 1114.5665
| 1854 | 2810.8724 | 1114.5665
| 1855 | 2810.7154 | 1114.5665
| 1856 | 2810.4437 | 1114.5665
| 1857 | 2810.2911 | 1114.5665
| 1858 | 2810.2033 | 1114.5665
| 1859 | 2810.0673 | 1114.5665
| 1860 | 2809.8045 | 1114.5665
| 1861 | 2809.5445 | 1114.5665
| 1862 | 2809.3723 | 1114.5665
| 1863 | 2809.2297 | 1114.5665
| 1864 | 2808.9594 | 1114.5665
| 1865 | 2808.7959 | 1114.5665
| 1866 | 2808.641 | 1114.5665
| 1867 | 2808.4042 | 1114.5665
| 1868 | 2808.1831 | 1114.5665
| 1869 | 2807.9615 | 1114.5665
| 1870 | 2807.7773 | 1114.5665
| 1871 | 2807.5043 | 1114.5665
| 1872 | 2807.3441 | 1114.5665
| 1873 | 2807.1792 | 1114.5665
| 1874 | 2807.0174 | 1114.5665
| 1875 | 2806.91 | 1114.5665
| 1876 | 2806.7532 | 1114.5665
| 1877 | 2806.6036 | 1114.5665
| 1878 | 2806.4019 | 1114.5665
| 1879 | 2806.2685 | 1114.5665
| 1880 | 2806.1055 | 1114.5665
| 1881 | 2805.9201 | 1114.5665
| 1882 | 2805.7389 | 1114.5665
| 1883 | 2805.5387 | 1114.5665
| 1884 | 2805.3866 | 1114.5665
| 1885 | 2805.2119 | 1114.5665
| 1886 | 2805.0723 | 1114.5665
| 1887 | 2804.9409 | 1114.5665
| 1888 | 2804.7417 | 1114.5665
| 1889 | 2804.4763 | 1114.5665
| 1890 | 2804.4044 | 1114.5665
| 1891 | 2804.2918 | 1114.5665
| 1892 | 2804.0907 | 1114.5665
| 1893 | 2803.8226 | 1114.5665
| 1894 | 2803.656 | 1114.5665
| 1895 | 2803.4638 | 1114.5665
| 1896 | 2803.2932 | 1114.5665
| 1897 | 2803.138 | 1114.5665
| 1898 | 2802.9686 | 1114.5665
| 1899 | 2802.7122 | 1114.5665
| 1900 | 2802.5425 | 1114.5665
| 1901 | 2802.287 | 1114.5665
| 1902 | 2802.1077 | 1114.5665
| 1903 | 2801.8867 | 1114.5665
| 1904 | 2801.6879 | 1114.5665
| 1905 | 2801.5184 | 1114.5665
| 1906 | 2801.2263 | 1114.5665
| 1907 | 2801.1015 | 1114.5665
| 1908 | 2800.9103 | 1114.5665
| 1909 | 2800.6598 | 1114.5665
| 1910 | 2800.4562 | 1114.5665
| 1911 | 2800.1288 | 1114.5665
| 1912 | 2799.8754 | 1114.5665
| 1913 | 2799.6332 | 1114.5665
| 1914 | 2799.4261 | 1114.5665
| 1915 | 2799.1952 | 1114.5665
| 1916 | 2799.0673 | 1114.5665
| 1917 | 2798.8166 | 1114.5665
| 1918 | 2798.6457 | 1114.5665
| 1919 | 2798.3608 | 1114.5665
| 1920 | 2798.1171 | 1114.5665
| 1921 | 2797.8352 | 1114.5665
| 1922 | 2797.5866 | 1114.5665
| 1923 | 2797.3042 | 1114.5665
| 1924 | 2797.1437 | 1114.5665
| 1925 | 2797.0619 | 1114.5665
| 1926 | 2796.9343 | 1114.5665
| 1927 | 2796.7352 | 1114.5665
| 1928 | 2796.4869 | 1114.5665
| 1929 | 2796.2907 | 1114.5665
| 1930 | 2796.0585 | 1114.5665
| 1931 | 2795.8836 | 1114.5665
| 1932 | 2795.7413 | 1114.5665
| 1933 | 2795.5851 | 1114.5665
| 1934 | 2795.4272 | 1114.5665
| 1935 | 2795.2279 | 1114.5665
| 1936 | 2795.047 | 1114.5665
| 1937 | 2794.8185 | 1114.5665
| 1938 | 2794.5218 | 1114.5665
| 1939 | 2794.3358 | 1114.5665
| 1940 | 2794.2097 | 1114.5665
| 1941 | 2793.9678 | 1114.5665
| 1942 | 2793.8258 | 1114.5665
| 1943 | 2793.6957 | 1114.5665
| 1944 | 2793.4976 | 1114.5665
| 1945 | 2793.405 | 1114.5665
| 1946 | 2793.1034 | 1114.5665
| 1947 | 2792.9044 | 1114.5665
| 1948 | 2792.7369 | 1114.5665
| 1949 | 2792.6102 | 1114.5665
| 1950 | 2792.4631 | 1114.5665
| 1951 | 2792.2891 | 1114.5665
| 1952 | 2792.0325 | 1114.5665
| 1953 | 2791.8695 | 1114.5665
| 1954 | 2791.6939 | 1114.5665
| 1955 | 2791.5047 | 1114.5665
| 1956 | 2791.2746 | 1114.5665
| 1957 | 2791.0713 | 1114.5665
| 1958 | 2790.8799 | 1114.5665
| 1959 | 2790.6575 | 1114.5665
| 1960 | 2790.4593 | 1114.5665
| 1961 | 2790.2288 | 1114.5665
| 1962 | 2790.115 | 1114.5665
| 1963 | 2789.9227 | 1114.5665
| 1964 | 2789.6891 | 1114.5665
| 1965 | 2789.511 | 1114.5665
| 1966 | 2789.2933 | 1114.5665
| 1967 | 2789.1044 | 1114.5665
| 1968 | 2788.8559 | 1114.5665
| 1969 | 2788.6719 | 1114.5665
| 1970 | 2788.4505 | 1114.5665
| 1971 | 2788.2867 | 1114.5665
| 1972 | 2788.1187 | 1114.5665
| 1973 | 2787.9564 | 1114.5665
| 1974 | 2787.7811 | 1114.5665
| 1975 | 2787.5197 | 1114.5665
| 1976 | 2787.2886 | 1114.5665
| 1977 | 2787.0818 | 1114.5665
| 1978 | 2786.9088 | 1114.5665
| 1979 | 2786.7384 | 1114.5665
| 1980 | 2786.5828 | 1114.5665
| 1981 | 2786.2754 | 1114.5665
| 1982 | 2786.0987 | 1114.5665
| 1983 | 2785.9563 | 1114.5665
| 1984 | 2785.7286 | 1114.5665
| 1985 | 2785.5732 | 1114.5665
| 1986 | 2785.4219 | 1114.5665
| 1987 | 2785.1591 | 1114.5665
| 1988 | 2784.8462 | 1114.5665
| 1989 | 2784.7478 | 1114.5665
| 1990 | 2784.5887 | 1114.5665
| 1991 | 2784.3467 | 1114.5665
| 1992 | 2784.234 | 1114.5665
| 1993 | 2784.0446 | 1114.5665
| 1994 | 2783.8729 | 1114.5665
| 1995 | 2783.6713 | 1114.5665
| 1996 | 2783.5233 | 1114.5665
| 1997 | 2783.3161 | 1114.5665
| 1998 | 2783.1251 | 1114.5665
| 1999 | 2782.8929 | 1114.5665
| 2000 | 2782.7705 | 1114.5665
| 2001 | 2782.5904 | 1114.5665
| 2002 | 2782.4045 | 1114.5665
| 2003 | 2782.2472 | 1114.5665
| 2004 | 2782.0417 | 1114.5665
| 2005 | 2781.7808 | 1114.5665
| 2006 | 2781.5722 | 1114.5665
| 2007 | 2781.362 | 1114.5665
| 2008 | 2781.1671 | 1114.5665
| 2009 | 2781.012 | 1114.5665
| 2010 | 2780.764 | 1114.5665
| 2011 | 2780.546 | 1114.5665
| 2012 | 2780.2948 | 1114.5665
| 2013 | 2780.1628 | 1114.5665
| 2014 | 2779.978 | 1114.5665
| 2015 | 2779.7956 | 1114.5665
| 2016 | 2779.6732 | 1114.5665
| 2017 | 2779.5443 | 1114.5665
| 2018 | 2779.3944 | 1114.5665
| 2019 | 2779.2439 | 1114.5665
| 2020 | 2779.0338 | 1114.5665
| 2021 | 2778.8537 | 1114.5665
| 2022 | 2778.6887 | 1114.5665
| 2023 | 2778.3804 | 1114.5665
| 2024 | 2778.2097 | 1114.5665
| 2025 | 2778.0306 | 1114.5665
| 2026 | 2777.7692 | 1114.5665
| 2027 | 2777.4882 | 1114.5665
| 2028 | 2777.2265 | 1114.5665
| 2029 | 2777.0839 | 1114.5665
| 2030 | 2776.8932 | 1114.5665
| 2031 | 2776.6559 | 1114.5665
| 2032 | 2776.4802 | 1114.5665
| 2033 | 2776.3426 | 1114.5665
| 2034 | 2776.1682 | 1114.5665
| 2035 | 2776.013 | 1114.5665
| 2036 | 2775.6398 | 1114.5665
| 2037 | 2775.4022 | 1114.5665
| 2038 | 2775.3019 | 1114.5665
| 2039 | 2775.0222 | 1114.5665
| 2040 | 2774.836 | 1114.5665
| 2041 | 2774.678 | 1114.5665
| 2042 | 2774.4735 | 1114.5665
| 2043 | 2774.3421 | 1114.5665
| 2044 | 2774.1944 | 1114.5665
| 2045 | 2773.958 | 1114.5665
| 2046 | 2773.7771 | 1114.5665
| 2047 | 2773.5738 | 1114.5665
| 2048 | 2773.3611 | 1114.5665
| 2049 | 2773.1573 | 1114.5665
| 2050 | 2772.9564 | 1114.5665
| 2051 | 2772.8309 | 1114.5665
| 2052 | 2772.617 | 1114.5665
| 2053 | 2772.4815 | 1114.5665
| 2054 | 2772.2676 | 1114.5665
| 2055 | 2772.1151 | 1114.5665
| 2056 | 2771.9345 | 1114.5665
| 2057 | 2771.6824 | 1114.5665
| 2058 | 2771.3386 | 1114.5665
| 2059 | 2771.1759 | 1114.5665
| 2060 | 2770.9113 | 1114.5665
| 2061 | 2770.6274 | 1114.5665
| 2062 | 2770.4538 | 1114.5665
| 2063 | 2770.3247 | 1114.5665
| 2064 | 2770.194 | 1114.5665
| 2065 | 2770.0618 | 1114.5665
| 2066 | 2769.865 | 1114.5665
| 2067 | 2769.7668 | 1114.5665
| 2068 | 2769.5742 | 1114.5665
| 2069 | 2769.3829 | 1114.5665
| 2070 | 2769.2494 | 1114.5665
| 2071 | 2769.0216 | 1114.5665
| 2072 | 2768.8263 | 1114.5665
| 2073 | 2768.6762 | 1114.5665
| 2074 | 2768.4044 | 1114.5665
| 2075 | 2768.2603 | 1114.5665
| 2076 | 2768.1251 | 1114.5665
| 2077 | 2768.0108 | 1114.5665
| 2078 | 2767.9017 | 1114.5665
| 2079 | 2767.7065 | 1114.5665
| 2080 | 2767.475 | 1114.5665
| 2081 | 2767.352 | 1114.5665
| 2082 | 2767.0436 | 1114.5665
| 2083 | 2766.8304 | 1114.5665
| 2084 | 2766.6479 | 1114.5665
| 2085 | 2766.5052 | 1114.5665
| 2086 | 2766.2052 | 1114.5665
| 2087 | 2766.0326 | 1114.5665
| 2088 | 2765.7889 | 1114.5665
| 2089 | 2765.6421 | 1114.5665
| 2090 | 2765.4868 | 1114.5665
| 2091 | 2765.3363 | 1114.5665
| 2092 | 2765.1198 | 1114.5665
| 2093 | 2764.9256 | 1114.5665
| 2094 | 2764.7306 | 1114.5665
| 2095 | 2764.5203 | 1114.5665
| 2096 | 2764.3504 | 1114.5665
| 2097 | 2764.2266 | 1114.5665
| 2098 | 2763.9916 | 1114.5665
| 2099 | 2763.7767 | 1114.5665
| 2100 | 2763.5732 | 1114.5665
| 2101 | 2763.3372 | 1114.5665
| 2102 | 2763.1955 | 1114.5665
| 2103 | 2762.9459 | 1114.5665
| 2104 | 2762.7279 | 1114.5665
| 2105 | 2762.6045 | 1114.5665
| 2106 | 2762.4703 | 1114.5665
| 2107 | 2762.303 | 1114.5665
| 2108 | 2762.0621 | 1114.5665
| 2109 | 2761.9057 | 1114.5665
| 2110 | 2761.7514 | 1114.5665
| 2111 | 2761.6025 | 1114.5665
| 2112 | 2761.4431 | 1114.5665
| 2113 | 2761.2329 | 1114.5665
| 2114 | 2760.9968 | 1114.5665
| 2115 | 2760.7963 | 1114.5665
| 2116 | 2760.5913 | 1114.5665
| 2117 | 2760.4306 | 1114.5665
| 2118 | 2760.2242 | 1114.5665
| 2119 | 2760.1191 | 1114.5665
| 2120 | 2759.9971 | 1114.5665
| 2121 | 2759.7728 | 1114.5665
| 2122 | 2759.5618 | 1114.5665
| 2123 | 2759.3081 | 1114.5665
| 2124 | 2759.1294 | 1114.5665
| 2125 | 2758.8672 | 1114.5665
| 2126 | 2758.667 | 1114.5665
| 2127 | 2758.3994 | 1114.5665
| 2128 | 2758.1233 | 1114.5665
| 2129 | 2757.958 | 1114.5665
| 2130 | 2757.794 | 1114.5665
| 2131 | 2757.5781 | 1114.5665
| 2132 | 2757.4771 | 1114.5665
| 2133 | 2757.3524 | 1114.5665
| 2134 | 2757.0839 | 1114.5665
| 2135 | 2756.9007 | 1114.5665
| 2136 | 2756.7787 | 1114.5665
| 2137 | 2756.606 | 1114.5665
| 2138 | 2756.4191 | 1114.5665
| 2139 | 2756.2503 | 1114.5665
| 2140 | 2756.1299 | 1114.5665
| 2141 | 2755.871 | 1114.5665
| 2142 | 2755.6916 | 1114.5665
| 2143 | 2755.5806 | 1114.5665
| 2144 | 2755.4453 | 1114.5665
| 2145 | 2755.1785 | 1114.5665
| 2146 | 2754.9684 | 1114.5665
| 2147 | 2754.7952 | 1114.5665
| 2148 | 2754.6414 | 1114.5665
| 2149 | 2754.4155 | 1114.5665
| 2150 | 2754.2927 | 1114.5665
| 2151 | 2754.0893 | 1114.5665
| 2152 | 2753.9493 | 1114.5665
| 2153 | 2753.8257 | 1114.5665
| 2154 | 2753.6822 | 1114.5665
| 2155 | 2753.5615 | 1114.5665
| 2156 | 2753.4601 | 1114.5665
| 2157 | 2753.3283 | 1114.5665
| 2158 | 2753.1517 | 1114.5665
| 2159 | 2753.0133 | 1114.5665
| 2160 | 2752.8268 | 1114.5665
| 2161 | 2752.6271 | 1114.5665
| 2162 | 2752.3918 | 1114.5665
| 2163 | 2752.1784 | 1114.5665
| 2164 | 2751.9068 | 1114.5665
| 2165 | 2751.6502 | 1114.5665
| 2166 | 2751.5094 | 1114.5665
| 2167 | 2751.254 | 1114.5665
| 2168 | 2751.0126 | 1114.5665
| 2169 | 2750.8606 | 1114.5665
| 2170 | 2750.7387 | 1114.5665
| 2171 | 2750.5188 | 1114.5665
| 2172 | 2750.3434 | 1114.5665
| 2173 | 2750.187 | 1114.5665
| 2174 | 2750.0432 | 1114.5665
| 2175 | 2749.9242 | 1114.5665
| 2176 | 2749.6498 | 1114.5665
| 2177 | 2749.5393 | 1114.5665
| 2178 | 2749.3293 | 1114.5665
| 2179 | 2749.0934 | 1114.5665
| 2180 | 2748.9473 | 1114.5665
| 2181 | 2748.7619 | 1114.5665
| 2182 | 2748.6326 | 1114.5665
| 2183 | 2748.4986 | 1114.5665
| 2184 | 2748.3582 | 1114.5665
| 2185 | 2748.1905 | 1114.5665
| 2186 | 2748.0229 | 1114.5665
| 2187 | 2747.7915 | 1114.5665
| 2188 | 2747.5518 | 1114.5665
| 2189 | 2747.3924 | 1114.5665
| 2190 | 2747.1802 | 1114.5665
| 2191 | 2747.0021 | 1114.5665
| 2192 | 2746.7551 | 1114.5665
| 2193 | 2746.6643 | 1114.5665
| 2194 | 2746.4818 | 1114.5665
| 2195 | 2746.3781 | 1114.5665
| 2196 | 2746.1742 | 1114.5665
| 2197 | 2746.0709 | 1114.5665
| 2198 | 2745.9508 | 1114.5665
| 2199 | 2745.7583 | 1114.5665
| 2200 | 2745.5578 | 1114.5665
| 2201 | 2745.3542 | 1114.5665
| 2202 | 2745.2411 | 1114.5665
| 2203 | 2745.0193 | 1114.5665
| 2204 | 2744.81 | 1114.5665
| 2205 | 2744.6498 | 1114.5665
| 2206 | 2744.5287 | 1114.5665
| 2207 | 2744.3537 | 1114.5665
| 2208 | 2744.1642 | 1114.5665
| 2209 | 2743.9397 | 1114.5665
| 2210 | 2743.7799 | 1114.5665
| 2211 | 2743.6046 | 1114.5665
| 2212 | 2743.4228 | 1114.5665
| 2213 | 2743.1664 | 1114.5665
| 2214 | 2742.9297 | 1114.5665
| 2215 | 2742.7154 | 1114.5665
| 2216 | 2742.5301 | 1114.5665
| 2217 | 2742.3563 | 1114.5665
| 2218 | 2742.1735 | 1114.5665
| 2219 | 2741.9687 | 1114.5665
| 2220 | 2741.8304 | 1114.5665
| 2221 | 2741.6388 | 1114.5665
| 2222 | 2741.466 | 1114.5665
| 2223 | 2741.3144 | 1114.5665
| 2224 | 2741.1245 | 1114.5665
| 2225 | 2740.9477 | 1114.5665
| 2226 | 2740.8202 | 1114.5665
| 2227 | 2740.7133 | 1114.5665
| 2228 | 2740.4931 | 1114.5665
| 2229 | 2740.3218 | 1114.5665
| 2230 | 2740.1731 | 1114.5665
| 2231 | 2740.0476 | 1114.5665
| 2232 | 2739.8565 | 1114.5665
| 2233 | 2739.6864 | 1114.5665
| 2234 | 2739.5058 | 1114.5665
| 2235 | 2739.2643 | 1114.5665
| 2236 | 2739.0833 | 1114.5665
| 2237 | 2738.8069 | 1114.5665
| 2238 | 2738.6847 | 1114.5665
| 2239 | 2738.5304 | 1114.5665
| 2240 | 2738.4223 | 1114.5665
| 2241 | 2738.2397 | 1114.5665
| 2242 | 2737.9812 | 1114.5665
| 2243 | 2737.8005 | 1114.5665
| 2244 | 2737.6747 | 1114.5665
| 2245 | 2737.4536 | 1114.5665
| 2246 | 2737.2973 | 1114.5665
| 2247 | 2736.9359 | 1114.5665
| 2248 | 2736.7348 | 1114.5665
| 2249 | 2736.6235 | 1114.5665
| 2250 | 2736.3317 | 1114.5665
| 2251 | 2736.1859 | 1114.5665
| 2252 | 2735.9615 | 1114.5665
| 2253 | 2735.7994 | 1114.5665
| 2254 | 2735.6197 | 1114.5665
| 2255 | 2735.5394 | 1114.5665
| 2256 | 2735.2819 | 1114.5665
| 2257 | 2735.0623 | 1114.5665
| 2258 | 2734.9217 | 1114.5665
| 2259 | 2734.7421 | 1114.5665
| 2260 | 2734.5322 | 1114.5665
| 2261 | 2734.3463 | 1114.5665
| 2262 | 2734.1779 | 1114.5665
| 2263 | 2733.9663 | 1114.5665
| 2264 | 2733.7876 | 1114.5665
| 2265 | 2733.5905 | 1114.5665
| 2266 | 2733.3473 | 1114.5665
| 2267 | 2733.1882 | 1114.5665
| 2268 | 2732.9511 | 1114.5665
| 2269 | 2732.8247 | 1114.5665
| 2270 | 2732.7059 | 1114.5665
| 2271 | 2732.5489 | 1114.5665
| 2272 | 2732.3194 | 1114.5665
| 2273 | 2732.1484 | 1114.5665
| 2274 | 2731.9841 | 1114.5665
| 2275 | 2731.8555 | 1114.5665
| 2276 | 2731.6727 | 1114.5665
| 2277 | 2731.4452 | 1114.5665
| 2278 | 2731.2497 | 1114.5665
| 2279 | 2731.0781 | 1114.5665
| 2280 | 2730.9349 | 1114.5665
| 2281 | 2730.7927 | 1114.5665
| 2282 | 2730.6345 | 1114.5665
| 2283 | 2730.4369 | 1114.5665
| 2284 | 2730.2627 | 1114.5665
| 2285 | 2730.173 | 1114.5665
| 2286 | 2729.9316 | 1114.5665
| 2287 | 2729.7075 | 1114.5665
| 2288 | 2729.5246 | 1114.5665
| 2289 | 2729.3353 | 1114.5665
| 2290 | 2729.1417 | 1114.5665
| 2291 | 2728.8077 | 1114.5665
| 2292 | 2728.6367 | 1114.5665
| 2293 | 2728.4733 | 1114.5665
| 2294 | 2728.3014 | 1114.5665
| 2295 | 2728.1965 | 1114.5665
| 2296 | 2728.0799 | 1114.5665
| 2297 | 2727.9433 | 1114.5665
| 2298 | 2727.7402 | 1114.5665
| 2299 | 2727.6118 | 1114.5665
| 2300 | 2727.4149 | 1114.5665
| 2301 | 2727.2875 | 1114.5665
| 2302 | 2727.1755 | 1114.5665
| 2303 | 2726.961 | 1114.5665
| 2304 | 2726.7671 | 1114.5665
| 2305 | 2726.5618 | 1114.5665
| 2306 | 2726.4154 | 1114.5665
| 2307 | 2726.323 | 1114.5665
| 2308 | 2726.2081 | 1114.5665
| 2309 | 2725.9576 | 1114.5665
| 2310 | 2725.8609 | 1114.5665
| 2311 | 2725.7512 | 1114.5665
| 2312 | 2725.6295 | 1114.5665
| 2313 | 2725.4952 | 1114.5665
| 2314 | 2725.3654 | 1114.5665
| 2315 | 2725.2347 | 1114.5665
| 2316 | 2725.0656 | 1114.5665
| 2317 | 2724.919 | 1114.5665
| 2318 | 2724.7793 | 1114.5665
| 2319 | 2724.6095 | 1114.5665
| 2320 | 2724.4588 | 1114.5665
| 2321 | 2724.3131 | 1114.5665
| 2322 | 2724.0851 | 1114.5665
| 2323 | 2723.8934 | 1114.5665
| 2324 | 2723.7512 | 1114.5665
| 2325 | 2723.5846 | 1114.5665
| 2326 | 2723.3895 | 1114.5665
| 2327 | 2723.2162 | 1114.5665
| 2328 | 2723.0681 | 1114.5665
| 2329 | 2722.8876 | 1114.5665
| 2330 | 2722.7444 | 1114.5665
| 2331 | 2722.603 | 1114.5665
| 2332 | 2722.5368 | 1114.5665
| 2333 | 2722.3883 | 1114.5665
| 2334 | 2722.2101 | 1114.5665
| 2335 | 2722.018 | 1114.5665
| 2336 | 2721.8797 | 1114.5665
| 2337 | 2721.6965 | 1114.5665
| 2338 | 2721.5591 | 1114.5665
| 2339 | 2721.4327 | 1114.5665
| 2340 | 2721.3126 | 1114.5665
| 2341 | 2721.1541 | 1114.5665
| 2342 | 2721.0589 | 1114.5665
| 2343 | 2720.8404 | 1114.5665
| 2344 | 2720.6654 | 1114.5665
| 2345 | 2720.4389 | 1114.5665
| 2346 | 2720.3426 | 1114.5665
| 2347 | 2720.1862 | 1114.5665
| 2348 | 2719.9605 | 1114.5665
| 2349 | 2719.8511 | 1114.5665
| 2350 | 2719.6418 | 1114.5665
| 2351 | 2719.5024 | 1114.5665
| 2352 | 2719.2993 | 1114.5665
| 2353 | 2719.1703 | 1114.5665
| 2354 | 2719.0086 | 1114.5665
| 2355 | 2718.8639 | 1114.5665
| 2356 | 2718.6846 | 1114.5665
| 2357 | 2718.407 | 1114.5665
| 2358 | 2718.2557 | 1114.5665
| 2359 | 2718.0399 | 1114.5665
| 2360 | 2717.8975 | 1114.5665
| 2361 | 2717.7752 | 1114.5665
| 2362 | 2717.53 | 1114.5665
| 2363 | 2717.3432 | 1114.5665
| 2364 | 2717.178 | 1114.5665
| 2365 | 2717.0726 | 1114.5665
| 2366 | 2716.9024 | 1114.5665
| 2367 | 2716.7044 | 1114.5665
| 2368 | 2716.5034 | 1114.5665
| 2369 | 2716.3792 | 1114.5665
| 2370 | 2716.1908 | 1114.5665
| 2371 | 2716.0173 | 1114.5665
| 2372 | 2715.8262 | 1114.5665
| 2373 | 2715.6843 | 1114.5665
| 2374 | 2715.4957 | 1114.5665
| 2375 | 2715.2695 | 1114.5665
| 2376 | 2715.1112 | 1114.5665
| 2377 | 2714.9362 | 1114.5665
| 2378 | 2714.6617 | 1114.5665
| 2379 | 2714.5117 | 1114.5665
| 2380 | 2714.3264 | 1114.5665
| 2381 | 2714.1332 | 1114.5665
| 2382 | 2713.9385 | 1114.5665
| 2383 | 2713.8444 | 1114.5665
| 2384 | 2713.6612 | 1114.5665
| 2385 | 2713.5506 | 1114.5665
| 2386 | 2713.4567 | 1114.5665
| 2387 | 2713.2914 | 1114.5665
| 2388 | 2713.14 | 1114.5665
| 2389 | 2712.9876 | 1114.5665
| 2390 | 2712.8761 | 1114.5665
| 2391 | 2712.718 | 1114.5665
| 2392 | 2712.613 | 1114.5665
| 2393 | 2712.4755 | 1114.5665
| 2394 | 2712.3113 | 1114.5665
| 2395 | 2712.2517 | 1114.5665
| 2396 | 2711.8975 | 1114.5665
| 2397 | 2711.6517 | 1114.5665
| 2398 | 2711.4326 | 1114.5665
| 2399 | 2711.2681 | 1114.5665
| 2400 | 2711.1416 | 1114.5665
| 2401 | 2711.0047 | 1114.5665
| 2402 | 2710.8461 | 1114.5665
| 2403 | 2710.7002 | 1114.5665
| 2404 | 2710.4149 | 1114.5665
| 2405 | 2710.1972 | 1114.5665
| 2406 | 2709.9967 | 1114.5665
| 2407 | 2709.8065 | 1114.5665
| 2408 | 2709.7196 | 1114.5665
| 2409 | 2709.5915 | 1114.5665
| 2410 | 2709.4374 | 1114.5665
| 2411 | 2709.2719 | 1114.5665
| 2412 | 2709.0948 | 1114.5665
| 2413 | 2708.8728 | 1114.5665
| 2414 | 2708.7455 | 1114.5665
| 2415 | 2708.592 | 1114.5665
| 2416 | 2708.4384 | 1114.5665
| 2417 | 2708.3552 | 1114.5665
| 2418 | 2708.2144 | 1114.5665
| 2419 | 2708.0705 | 1114.5665
| 2420 | 2707.8823 | 1114.5665
| 2421 | 2707.76 | 1114.5665
| 2422 | 2707.6215 | 1114.5665
| 2423 | 2707.4096 | 1114.5665
| 2424 | 2707.1772 | 1114.5665
| 2425 | 2707.0059 | 1114.5665
| 2426 | 2706.8634 | 1114.5665
| 2427 | 2706.7203 | 1114.5665
| 2428 | 2706.551 | 1114.5665
| 2429 | 2706.3502 | 1114.5665
| 2430 | 2706.2564 | 1114.5665
| 2431 | 2706.0762 | 1114.5665
| 2432 | 2705.9142 | 1114.5665
| 2433 | 2705.7006 | 1114.5665
| 2434 | 2705.4889 | 1114.5665
| 2435 | 2705.2819 | 1114.5665
| 2436 | 2705.1248 | 1114.5665
| 2437 | 2704.9607 | 1114.5665
| 2438 | 2704.796 | 1114.5665
| 2439 | 2704.7214 | 1114.5665
| 2440 | 2704.4539 | 1114.5665
| 2441 | 2704.3114 | 1114.5665
| 2442 | 2704.2046 | 1114.5665
| 2443 | 2704.0582 | 1114.5665
| 2444 | 2703.9184 | 1114.5665
| 2445 | 2703.7221 | 1114.5665
| 2446 | 2703.53 | 1114.5665
| 2447 | 2703.3581 | 1114.5665
| 2448 | 2703.1809 | 1114.5665
| 2449 | 2703.1076 | 1114.5665
| 2450 | 2702.9134 | 1114.5665
| 2451 | 2702.7735 | 1114.5665
| 2452 | 2702.6355 | 1114.5665
| 2453 | 2702.5227 | 1114.5665
| 2454 | 2702.28 | 1114.5665
| 2455 | 2702.1144 | 1114.5665
| 2456 | 2701.9467 | 1114.5665
| 2457 | 2701.7288 | 1114.5665
| 2458 | 2701.6124 | 1114.5665
| 2459 | 2701.5001 | 1114.5665
| 2460 | 2701.2931 | 1114.5665
| 2461 | 2701.2144 | 1114.5665
| 2462 | 2701.1229 | 1114.5665
| 2463 | 2700.9969 | 1114.5665
| 2464 | 2700.8748 | 1114.5665
| 2465 | 2700.757 | 1114.5665
| 2466 | 2700.5674 | 1114.5665
| 2467 | 2700.4 | 1114.5665
| 2468 | 2700.2634 | 1114.5665
| 2469 | 2700.1331 | 1114.5665
| 2470 | 2699.9242 | 1114.5665
| 2471 | 2699.7731 | 1114.5665
| 2472 | 2699.5169 | 1114.5665
| 2473 | 2699.393 | 1114.5665
| 2474 | 2699.2174 | 1114.5665
| 2475 | 2698.9843 | 1114.5665
| 2476 | 2698.7982 | 1114.5665
| 2477 | 2698.6014 | 1114.5665
| 2478 | 2698.4636 | 1114.5665
| 2479 | 2698.3416 | 1114.5665
| 2480 | 2698.237 | 1114.5665
| 2481 | 2698.1483 | 1114.5665
| 2482 | 2697.9421 | 1114.5665
| 2483 | 2697.7507 | 1114.5665
| 2484 | 2697.5867 | 1114.5665
| 2485 | 2697.4241 | 1114.5665
| 2486 | 2697.2486 | 1114.5665
| 2487 | 2697.0846 | 1114.5665
| 2488 | 2696.9343 | 1114.5665
| 2489 | 2696.7186 | 1114.5665
| 2490 | 2696.5128 | 1114.5665
| 2491 | 2696.3269 | 1114.5665
| 2492 | 2696.2213 | 1114.5665
| 2493 | 2696.0088 | 1114.5665
| 2494 | 2695.8868 | 1114.5665
| 2495 | 2695.664 | 1114.5665
| 2496 | 2695.5226 | 1114.5665
| 2497 | 2695.4355 | 1114.5665
| 2498 | 2695.3178 | 1114.5665
| 2499 | 2695.147 | 1114.5665
| 2500 | 2694.921 | 1114.5665
| 2501 | 2694.7949 | 1114.5665
| 2502 | 2694.6809 | 1114.5665
| 2503 | 2694.4945 | 1114.5665
| 2504 | 2694.3899 | 1114.5665
| 2505 | 2694.2322 | 1114.5665
| 2506 | 2694.1416 | 1114.5665
| 2507 | 2693.9953 | 1114.5665
| 2508 | 2693.8167 | 1114.5665
| 2509 | 2693.657 | 1114.5665
| 2510 | 2693.5175 | 1114.5665
| 2511 | 2693.3353 | 1114.5665
| 2512 | 2693.1294 | 1114.5665
| 2513 | 2692.9502 | 1114.5665
| 2514 | 2692.701 | 1114.5665
| 2515 | 2692.5098 | 1114.5665
| 2516 | 2692.3627 | 1114.5665
| 2517 | 2692.2877 | 1114.5665
| 2518 | 2692.0948 | 1114.5665
| 2519 | 2691.8521 | 1114.5665
| 2520 | 2691.7283 | 1114.5665
| 2521 | 2691.5473 | 1114.5665
| 2522 | 2691.3065 | 1114.5665
| 2523 | 2691.2165 | 1114.5665
| 2524 | 2691.0449 | 1114.5665
| 2525 | 2690.8975 | 1114.5665
| 2526 | 2690.6966 | 1114.5665
| 2527 | 2690.5929 | 1114.5665
| 2528 | 2690.4147 | 1114.5665
| 2529 | 2690.2356 | 1114.5665
| 2530 | 2690.1316 | 1114.5665
| 2531 | 2690.0034 | 1114.5665
| 2532 | 2689.9154 | 1114.5665
| 2533 | 2689.8208 | 1114.5665
| 2534 | 2689.739 | 1114.5665
| 2535 | 2689.5896 | 1114.5665
| 2536 | 2689.4025 | 1114.5665
| 2537 | 2689.2626 | 1114.5665
| 2538 | 2689.1215 | 1114.5665
| 2539 | 2688.956 | 1114.5665
| 2540 | 2688.7674 | 1114.5665
| 2541 | 2688.5762 | 1114.5665
| 2542 | 2688.4606 | 1114.5665
| 2543 | 2688.3096 | 1114.5665
| 2544 | 2688.1167 | 1114.5665
| 2545 | 2688.0011 | 1114.5665
| 2546 | 2687.784 | 1114.5665
| 2547 | 2687.6465 | 1114.5665
| 2548 | 2687.448 | 1114.5665
| 2549 | 2687.1856 | 1114.5665
| 2550 | 2687.1001 | 1114.5665
| 2551 | 2686.9587 | 1114.5665
| 2552 | 2686.8326 | 1114.5665
| 2553 | 2686.6601 | 1114.5665
| 2554 | 2686.5082 | 1114.5665
| 2555 | 2686.3242 | 1114.5665
| 2556 | 2686.2095 | 1114.5665
| 2557 | 2686.0366 | 1114.5665
| 2558 | 2685.8483 | 1114.5665
| 2559 | 2685.6714 | 1114.5665
| 2560 | 2685.5405 | 1114.5665
| 2561 | 2685.3052 | 1114.5665
| 2562 | 2685.0419 | 1114.5665
| 2563 | 2684.9396 | 1114.5665
| 2564 | 2684.7569 | 1114.5665
| 2565 | 2684.6288 | 1114.5665
| 2566 | 2684.4721 | 1114.5665
| 2567 | 2684.3385 | 1114.5665
| 2568 | 2684.1946 | 1114.5665
| 2569 | 2683.9985 | 1114.5665
| 2570 | 2683.8606 | 1114.5665
| 2571 | 2683.7038 | 1114.5665
| 2572 | 2683.5587 | 1114.5665
| 2573 | 2683.3153 | 1114.5665
| 2574 | 2683.1816 | 1114.5665
| 2575 | 2683.0192 | 1114.5665
| 2576 | 2682.8945 | 1114.5665
| 2577 | 2682.7494 | 1114.5665
| 2578 | 2682.6247 | 1114.5665
| 2579 | 2682.4688 | 1114.5665
| 2580 | 2682.3325 | 1114.5665
| 2581 | 2682.13 | 1114.5665
| 2582 | 2681.9957 | 1114.5665
| 2583 | 2681.8563 | 1114.5665
| 2584 | 2681.6923 | 1114.5665
| 2585 | 2681.5279 | 1114.5665
| 2586 | 2681.3293 | 1114.5665
| 2587 | 2681.1311 | 1114.5665
| 2588 | 2680.8681 | 1114.5665
| 2589 | 2680.7027 | 1114.5665
| 2590 | 2680.5021 | 1114.5665
| 2591 | 2680.3657 | 1114.5665
| 2592 | 2680.1382 | 1114.5665
| 2593 | 2679.9851 | 1114.5665
| 2594 | 2679.7955 | 1114.5665
| 2595 | 2679.6025 | 1114.5665
| 2596 | 2679.4984 | 1114.5665
| 2597 | 2679.2976 | 1114.5665
| 2598 | 2679.1609 | 1114.5665
| 2599 | 2679.0066 | 1114.5665
| 2600 | 2678.8398 | 1114.5665
| 2601 | 2678.6935 | 1114.5665
| 2602 | 2678.5438 | 1114.5665
| 2603 | 2678.2412 | 1114.5665
| 2604 | 2678.131 | 1114.5665
| 2605 | 2677.9203 | 1114.5665
| 2606 | 2677.7527 | 1114.5665
| 2607 | 2677.5752 | 1114.5665
| 2608 | 2677.4201 | 1114.5665
| 2609 | 2677.3121 | 1114.5665
| 2610 | 2677.1207 | 1114.5665
| 2611 | 2676.9729 | 1114.5665
| 2612 | 2676.8164 | 1114.5665
| 2613 | 2676.6701 | 1114.5665
| 2614 | 2676.5966 | 1114.5665
| 2615 | 2676.4027 | 1114.5665
| 2616 | 2676.2211 | 1114.5665
| 2617 | 2676.0499 | 1114.5665
| 2618 | 2675.9303 | 1114.5665
| 2619 | 2675.7811 | 1114.5665
| 2620 | 2675.5489 | 1114.5665
| 2621 | 2675.4374 | 1114.5665
| 2622 | 2675.285 | 1114.5665
| 2623 | 2675.205 | 1114.5665
| 2624 | 2675.1 | 1114.5665
| 2625 | 2674.9955 | 1114.5665
| 2626 | 2674.868 | 1114.5665
| 2627 | 2674.7246 | 1114.5665
| 2628 | 2674.5175 | 1114.5665
| 2629 | 2674.4305 | 1114.5665
| 2630 | 2674.2758 | 1114.5665
| 2631 | 2674.1722 | 1114.5665
| 2632 | 2673.9258 | 1114.5665
| 2633 | 2673.7304 | 1114.5665
| 2634 | 2673.5888 | 1114.5665
| 2635 | 2673.3899 | 1114.5665
| 2636 | 2673.2473 | 1114.5665
| 2637 | 2673.053 | 1114.5665
| 2638 | 2672.931 | 1114.5665
| 2639 | 2672.7841 | 1114.5665
| 2640 | 2672.6635 | 1114.5665
| 2641 | 2672.4528 | 1114.5665
| 2642 | 2672.2922 | 1114.5665
| 2643 | 2672.1689 | 1114.5665
| 2644 | 2671.9999 | 1114.5665
| 2645 | 2671.8776 | 1114.5665
| 2646 | 2671.7119 | 1114.5665
| 2647 | 2671.5768 | 1114.5665
| 2648 | 2671.4203 | 1114.5665
| 2649 | 2671.3176 | 1114.5665
| 2650 | 2671.1956 | 1114.5665
| 2651 | 2671.0338 | 1114.5665
| 2652 | 2670.9173 | 1114.5665
| 2653 | 2670.7955 | 1114.5665
| 2654 | 2670.6618 | 1114.5665
| 2655 | 2670.504 | 1114.5665
| 2656 | 2670.3808 | 1114.5665
| 2657 | 2670.2485 | 1114.5665
| 2658 | 2670.1191 | 1114.5665
| 2659 | 2669.9837 | 1114.5665
| 2660 | 2669.8804 | 1114.5665
| 2661 | 2669.7473 | 1114.5665
| 2662 | 2669.4886 | 1114.5665
| 2663 | 2669.3649 | 1114.5665
| 2664 | 2669.2639 | 1114.5665
| 2665 | 2669.0605 | 1114.5665
| 2666 | 2668.7959 | 1114.5665
| 2667 | 2668.6364 | 1114.5665
| 2668 | 2668.4697 | 1114.5665
| 2669 | 2668.3421 | 1114.5665
| 2670 | 2668.2428 | 1114.5665
| 2671 | 2668.0882 | 1114.5665
| 2672 | 2668.0012 | 1114.5665
| 2673 | 2667.8977 | 1114.5665
| 2674 | 2667.731 | 1114.5665
| 2675 | 2667.6307 | 1114.5665
| 2676 | 2667.4653 | 1114.5665
| 2677 | 2667.3696 | 1114.5665
| 2678 | 2667.2515 | 1114.5665
| 2679 | 2667.0523 | 1114.5665
| 2680 | 2666.9009 | 1114.5665
| 2681 | 2666.703 | 1114.5665
| 2682 | 2666.5682 | 1114.5665
| 2683 | 2666.35 | 1114.5665
| 2684 | 2666.1928 | 1114.5665
| 2685 | 2665.9809 | 1114.5665
| 2686 | 2665.7886 | 1114.5665
| 2687 | 2665.6144 | 1114.5665
| 2688 | 2665.5229 | 1114.5665
| 2689 | 2665.3373 | 1114.5665
| 2690 | 2665.2706 | 1114.5665
| 2691 | 2665.1245 | 1114.5665
| 2692 | 2664.9502 | 1114.5665
| 2693 | 2664.8548 | 1114.5665
| 2694 | 2664.675 | 1114.5665
| 2695 | 2664.4786 | 1114.5665
| 2696 | 2664.3464 | 1114.5665
| 2697 | 2664.2429 | 1114.5665
| 2698 | 2664.1018 | 1114.5665
| 2699 | 2663.922 | 1114.5665
| 2700 | 2663.7885 | 1114.5665
| 2701 | 2663.6164 | 1114.5665
| 2702 | 2663.4479 | 1114.5665
| 2703 | 2663.2918 | 1114.5665
| 2704 | 2663.0542 | 1114.5665
| 2705 | 2662.9631 | 1114.5665
| 2706 | 2662.7727 | 1114.5665
| 2707 | 2662.6309 | 1114.5665
| 2708 | 2662.4936 | 1114.5665
| 2709 | 2662.2725 | 1114.5665
| 2710 | 2662.1611 | 1114.5665
| 2711 | 2661.8805 | 1114.5665
| 2712 | 2661.7274 | 1114.5665
| 2713 | 2661.5559 | 1114.5665
| 2714 | 2661.4451 | 1114.5665
| 2715 | 2661.2853 | 1114.5665
| 2716 | 2661.1077 | 1114.5665
| 2717 | 2661.0157 | 1114.5665
| 2718 | 2660.9143 | 1114.5665
| 2719 | 2660.6908 | 1114.5665
| 2720 | 2660.4607 | 1114.5665
| 2721 | 2660.3137 | 1114.5665
| 2722 | 2660.1621 | 1114.5665
| 2723 | 2660.0921 | 1114.5665
| 2724 | 2660.0282 | 1114.5665
| 2725 | 2659.9079 | 1114.5665
| 2726 | 2659.6523 | 1114.5665
| 2727 | 2659.5348 | 1114.5665
| 2728 | 2659.4073 | 1114.5665
| 2729 | 2659.3254 | 1114.5665
| 2730 | 2659.2003 | 1114.5665
| 2731 | 2659.094 | 1114.5665
| 2732 | 2658.9845 | 1114.5665
| 2733 | 2658.836 | 1114.5665
| 2734 | 2658.695 | 1114.5665
| 2735 | 2658.5533 | 1114.5665
| 2736 | 2658.3703 | 1114.5665
| 2737 | 2658.2546 | 1114.5665
| 2738 | 2658.1121 | 1114.5665
| 2739 | 2657.95 | 1114.5665
| 2740 | 2657.8176 | 1114.5665
| 2741 | 2657.6344 | 1114.5665
| 2742 | 2657.5716 | 1114.5665
| 2743 | 2657.4196 | 1114.5665
| 2744 | 2657.3284 | 1114.5665
| 2745 | 2657.1897 | 1114.5665
| 2746 | 2657.0632 | 1114.5665
| 2747 | 2656.8664 | 1114.5665
| 2748 | 2656.6636 | 1114.5665
| 2749 | 2656.5919 | 1114.5665
| 2750 | 2656.4029 | 1114.5665
| 2751 | 2656.2559 | 1114.5665
| 2752 | 2656.1383 | 1114.5665
| 2753 | 2655.8595 | 1114.5665
| 2754 | 2655.6933 | 1114.5665
| 2755 | 2655.5154 | 1114.5665
| 2756 | 2655.3446 | 1114.5665
| 2757 | 2655.1923 | 1114.5665
| 2758 | 2655.0452 | 1114.5665
| 2759 | 2654.8837 | 1114.5665
| 2760 | 2654.7184 | 1114.5665
| 2761 | 2654.5789 | 1114.5665
| 2762 | 2654.432 | 1114.5665
| 2763 | 2654.235 | 1114.5665
| 2764 | 2654.1296 | 1114.5665
| 2765 | 2654.0238 | 1114.5665
| 2766 | 2653.9527 | 1114.5665
| 2767 | 2653.818 | 1114.5665
| 2768 | 2653.7202 | 1114.5665
| 2769 | 2653.4707 | 1114.5665
| 2770 | 2653.2982 | 1114.5665
| 2771 | 2653.1498 | 1114.5665
| 2772 | 2652.9802 | 1114.5665
| 2773 | 2652.8594 | 1114.5665
| 2774 | 2652.7337 | 1114.5665
| 2775 | 2652.6259 | 1114.5665
| 2776 | 2652.409 | 1114.5665
| 2777 | 2652.2271 | 1114.5665
| 2778 | 2651.987 | 1114.5665
| 2779 | 2651.836 | 1114.5665
| 2780 | 2651.7713 | 1114.5665
| 2781 | 2651.6452 | 1114.5665
| 2782 | 2651.5182 | 1114.5665
| 2783 | 2651.4218 | 1114.5665
| 2784 | 2651.2487 | 1114.5665
| 2785 | 2651.0444 | 1114.5665
| 2786 | 2650.889 | 1114.5665
| 2787 | 2650.7728 | 1114.5665
| 2788 | 2650.6458 | 1114.5665
| 2789 | 2650.5205 | 1114.5665
| 2790 | 2650.3771 | 1114.5665
| 2791 | 2650.2141 | 1114.5665
| 2792 | 2650.0035 | 1114.5665
| 2793 | 2649.8302 | 1114.5665
| 2794 | 2649.651 | 1114.5665
| 2795 | 2649.5302 | 1114.5665
| 2796 | 2649.4164 | 1114.5665
| 2797 | 2649.2411 | 1114.5665
| 2798 | 2649.0712 | 1114.5665
| 2799 | 2648.919 | 1114.5665
| 2800 | 2648.6593 | 1114.5665
| 2801 | 2648.5077 | 1114.5665
| 2802 | 2648.2315 | 1114.5665
| 2803 | 2648.1478 | 1114.5665
| 2804 | 2648.0391 | 1114.5665
| 2805 | 2647.9429 | 1114.5665
| 2806 | 2647.8118 | 1114.5665
| 2807 | 2647.622 | 1114.5665
| 2808 | 2647.4632 | 1114.5665
| 2809 | 2647.3381 | 1114.5665
| 2810 | 2647.2038 | 1114.5665
| 2811 | 2647.0385 | 1114.5665
| 2812 | 2646.8351 | 1114.5665
| 2813 | 2646.6339 | 1114.5665
| 2814 | 2646.5075 | 1114.5665
| 2815 | 2646.3669 | 1114.5665
| 2816 | 2646.2538 | 1114.5665
| 2817 | 2646.0968 | 1114.5665
| 2818 | 2645.8591 | 1114.5665
| 2819 | 2645.7237 | 1114.5665
| 2820 | 2645.5943 | 1114.5665
| 2821 | 2645.4215 | 1114.5665
| 2822 | 2645.2378 | 1114.5665
| 2823 | 2645.1142 | 1114.5665
| 2824 | 2644.9402 | 1114.5665
| 2825 | 2644.842 | 1114.5665
| 2826 | 2644.7072 | 1114.5665
| 2827 | 2644.5489 | 1114.5665
| 2828 | 2644.3527 | 1114.5665
| 2829 | 2644.2512 | 1114.5665
| 2830 | 2644.141 | 1114.5665
| 2831 | 2643.9456 | 1114.5665
| 2832 | 2643.8307 | 1114.5665
| 2833 | 2643.6857 | 1114.5665
| 2834 | 2643.5666 | 1114.5665
| 2835 | 2643.4025 | 1114.5665
| 2836 | 2643.3004 | 1114.5665
| 2837 | 2643.0855 | 1114.5665
| 2838 | 2642.9251 | 1114.5665
| 2839 | 2642.7565 | 1114.5665
| 2840 | 2642.6185 | 1114.5665
| 2841 | 2642.4841 | 1114.5665
| 2842 | 2642.3179 | 1114.5665
| 2843 | 2642.211 | 1114.5665
| 2844 | 2642.0948 | 1114.5665
| 2845 | 2642.0197 | 1114.5665
| 2846 | 2641.8785 | 1114.5665
| 2847 | 2641.7087 | 1114.5665
| 2848 | 2641.5352 | 1114.5665
| 2849 | 2641.3569 | 1114.5665
| 2850 | 2641.2833 | 1114.5665
| 2851 | 2641.0916 | 1114.5665
| 2852 | 2641.0075 | 1114.5665
| 2853 | 2640.8713 | 1114.5665
| 2854 | 2640.6876 | 1114.5665
| 2855 | 2640.5805 | 1114.5665
| 2856 | 2640.4681 | 1114.5665
| 2857 | 2640.2898 | 1114.5665
| 2858 | 2640.0731 | 1114.5665
| 2859 | 2639.8413 | 1114.5665
| 2860 | 2639.7455 | 1114.5665
| 2861 | 2639.6363 | 1114.5665
| 2862 | 2639.5116 | 1114.5665
| 2863 | 2639.3811 | 1114.5665
| 2864 | 2639.1885 | 1114.5665
| 2865 | 2639.0719 | 1114.5665
| 2866 | 2638.9951 | 1114.5665
| 2867 | 2638.834 | 1114.5665
| 2868 | 2638.66 | 1114.5665
| 2869 | 2638.551 | 1114.5665
| 2870 | 2638.4055 | 1114.5665
| 2871 | 2638.279 | 1114.5665
| 2872 | 2638.1404 | 1114.5665
| 2873 | 2638.035 | 1114.5665
| 2874 | 2637.9279 | 1114.5665
| 2875 | 2637.8125 | 1114.5665
| 2876 | 2637.6465 | 1114.5665
| 2877 | 2637.5131 | 1114.5665
| 2878 | 2637.388 | 1114.5665
| 2879 | 2637.2586 | 1114.5665
| 2880 | 2637.1575 | 1114.5665
| 2881 | 2637.0239 | 1114.5665
| 2882 | 2636.8543 | 1114.5665
| 2883 | 2636.6589 | 1114.5665
| 2884 | 2636.4847 | 1114.5665
| 2885 | 2636.3367 | 1114.5665
| 2886 | 2636.1939 | 1114.5665
| 2887 | 2636.0111 | 1114.5665
| 2888 | 2635.8016 | 1114.5665
| 2889 | 2635.6571 | 1114.5665
| 2890 | 2635.5764 | 1114.5665
| 2891 | 2635.2949 | 1114.5665
| 2892 | 2635.178 | 1114.5665
| 2893 | 2635.0421 | 1114.5665
| 2894 | 2634.8466 | 1114.5665
| 2895 | 2634.625 | 1114.5665
| 2896 | 2634.5278 | 1114.5665
| 2897 | 2634.3441 | 1114.5665
| 2898 | 2634.2293 | 1114.5665
| 2899 | 2634.0709 | 1114.5665
| 2900 | 2633.8958 | 1114.5665
| 2901 | 2633.7511 | 1114.5665
| 2902 | 2633.5861 | 1114.5665
| 2903 | 2633.355 | 1114.5665
| 2904 | 2633.1682 | 1114.5665
| 2905 | 2633.0292 | 1114.5665
| 2906 | 2632.9035 | 1114.5665
| 2907 | 2632.8125 | 1114.5665
| 2908 | 2632.7017 | 1114.5665
| 2909 | 2632.5718 | 1114.5665
| 2910 | 2632.5018 | 1114.5665
| 2911 | 2632.3684 | 1114.5665
| 2912 | 2632.1991 | 1114.5665
| 2913 | 2632.0824 | 1114.5665
| 2914 | 2631.9059 | 1114.5665
| 2915 | 2631.7458 | 1114.5665
| 2916 | 2631.6133 | 1114.5665
| 2917 | 2631.4411 | 1114.5665
| 2918 | 2631.2708 | 1114.5665
| 2919 | 2631.1974 | 1114.5665
| 2920 | 2631.0582 | 1114.5665
| 2921 | 2630.9542 | 1114.5665
| 2922 | 2630.8044 | 1114.5665
| 2923 | 2630.6167 | 1114.5665
| 2924 | 2630.5164 | 1114.5665
| 2925 | 2630.4346 | 1114.5665
| 2926 | 2630.353 | 1114.5665
| 2927 | 2630.2452 | 1114.5665
| 2928 | 2630.1251 | 1114.5665
| 2929 | 2630.0201 | 1114.5665
| 2930 | 2629.8687 | 1114.5665
| 2931 | 2629.7784 | 1114.5665
| 2932 | 2629.646 | 1114.5665
| 2933 | 2629.3978 | 1114.5665
| 2934 | 2629.2346 | 1114.5665
| 2935 | 2629.071 | 1114.5665
| 2936 | 2628.8629 | 1114.5665
| 2937 | 2628.6672 | 1114.5665
| 2938 | 2628.5196 | 1114.5665
| 2939 | 2628.2903 | 1114.5665
| 2940 | 2628.1593 | 1114.5665
| 2941 | 2627.9516 | 1114.5665
| 2942 | 2627.8272 | 1114.5665
| 2943 | 2627.6968 | 1114.5665
| 2944 | 2627.5839 | 1114.5665
| 2945 | 2627.4356 | 1114.5665
| 2946 | 2627.3094 | 1114.5665
| 2947 | 2627.1473 | 1114.5665
| 2948 | 2627.0041 | 1114.5665
| 2949 | 2626.9031 | 1114.5665
| 2950 | 2626.7605 | 1114.5665
| 2951 | 2626.6323 | 1114.5665
| 2952 | 2626.5286 | 1114.5665
| 2953 | 2626.3619 | 1114.5665
| 2954 | 2626.2441 | 1114.5665
| 2955 | 2626.1708 | 1114.5665
| 2956 | 2626.0239 | 1114.5665
| 2957 | 2625.8719 | 1114.5665
| 2958 | 2625.7645 | 1114.5665
| 2959 | 2625.6832 | 1114.5665
| 2960 | 2625.5159 | 1114.5665
| 2961 | 2625.4196 | 1114.5665
| 2962 | 2625.3144 | 1114.5665
| 2963 | 2625.2254 | 1114.5665
| 2964 | 2625.1128 | 1114.5665
| 2965 | 2624.9665 | 1114.5665
| 2966 | 2624.8008 | 1114.5665
| 2967 | 2624.6439 | 1114.5665
| 2968 | 2624.5237 | 1114.5665
| 2969 | 2624.4166 | 1114.5665
| 2970 | 2624.2465 | 1114.5665
| 2971 | 2624.1785 | 1114.5665
| 2972 | 2624.0426 | 1114.5665
| 2973 | 2623.9017 | 1114.5665
| 2974 | 2623.7757 | 1114.5665
| 2975 | 2623.6995 | 1114.5665
| 2976 | 2623.5843 | 1114.5665
| 2977 | 2623.4613 | 1114.5665
| 2978 | 2623.3455 | 1114.5665
| 2979 | 2623.1759 | 1114.5665
| 2980 | 2623.0656 | 1114.5665
| 2981 | 2622.9176 | 1114.5665
| 2982 | 2622.7539 | 1114.5665
| 2983 | 2622.6545 | 1114.5665
| 2984 | 2622.5491 | 1114.5665
| 2985 | 2622.3753 | 1114.5665
| 2986 | 2622.2795 | 1114.5665
| 2987 | 2622.1808 | 1114.5665
| 2988 | 2622.0459 | 1114.5665
| 2989 | 2621.8556 | 1114.5665
| 2990 | 2621.6381 | 1114.5665
| 2991 | 2621.4886 | 1114.5665
| 2992 | 2621.381 | 1114.5665
| 2993 | 2621.1595 | 1114.5665
| 2994 | 2621.009 | 1114.5665
| 2995 | 2620.8052 | 1114.5665
| 2996 | 2620.6407 | 1114.5665
| 2997 | 2620.5582 | 1114.5665
| 2998 | 2620.3967 | 1114.5665
| 2999 | 2620.304 | 1114.5665
| 3000 | 2620.188 | 1114.5665
| 3001 | 2620.142 | 1114.5665
| 3002 | 2619.9018 | 1114.5665
| 3003 | 2619.7846 | 1114.5665
| 3004 | 2619.6646 | 1114.5665
| 3005 | 2619.4675 | 1114.5665
| 3006 | 2619.2475 | 1114.5665
| 3007 | 2619.1288 | 1114.5665
| 3008 | 2619.0375 | 1114.5665
| 3009 | 2618.8524 | 1114.5665
| 3010 | 2618.761 | 1114.5665
| 3011 | 2618.6573 | 1114.5665
| 3012 | 2618.5161 | 1114.5665
| 3013 | 2618.4187 | 1114.5665
| 3014 | 2618.2617 | 1114.5665
| 3015 | 2618.0749 | 1114.5665
| 3016 | 2617.8915 | 1114.5665
| 3017 | 2617.7017 | 1114.5665
| 3018 | 2617.6089 | 1114.5665
| 3019 | 2617.4436 | 1114.5665
| 3020 | 2617.2625 | 1114.5665
| 3021 | 2617.0832 | 1114.5665
| 3022 | 2616.9516 | 1114.5665
| 3023 | 2616.7969 | 1114.5665
| 3024 | 2616.6402 | 1114.5665
| 3025 | 2616.4751 | 1114.5665
| 3026 | 2616.3942 | 1114.5665
| 3027 | 2616.2536 | 1114.5665
| 3028 | 2616.1583 | 1114.5665
| 3029 | 2616.0326 | 1114.5665
| 3030 | 2615.9035 | 1114.5665
| 3031 | 2615.7973 | 1114.5665
| 3032 | 2615.6427 | 1114.5665
| 3033 | 2615.5482 | 1114.5665
| 3034 | 2615.4228 | 1114.5665
| 3035 | 2615.3268 | 1114.5665
| 3036 | 2615.1925 | 1114.5665
| 3037 | 2615.0287 | 1114.5665
| 3038 | 2614.8955 | 1114.5665
| 3039 | 2614.8219 | 1114.5665
| 3040 | 2614.687 | 1114.5665
| 3041 | 2614.5156 | 1114.5665
| 3042 | 2614.4171 | 1114.5665
| 3043 | 2614.2971 | 1114.5665
| 3044 | 2614.1917 | 1114.5665
| 3045 | 2614.0572 | 1114.5665
| 3046 | 2613.8445 | 1114.5665
| 3047 | 2613.7556 | 1114.5665
| 3048 | 2613.5985 | 1114.5665
| 3049 | 2613.4883 | 1114.5665
| 3050 | 2613.328 | 1114.5665
| 3051 | 2613.1377 | 1114.5665
| 3052 | 2612.956 | 1114.5665
| 3053 | 2612.8829 | 1114.5665
| 3054 | 2612.7438 | 1114.5665
| 3055 | 2612.622 | 1114.5665
| 3056 | 2612.4974 | 1114.5665
| 3057 | 2612.3423 | 1114.5665
| 3058 | 2612.1834 | 1114.5665
| 3059 | 2612.0404 | 1114.5665
| 3060 | 2611.9397 | 1114.5665
| 3061 | 2611.815 | 1114.5665
| 3062 | 2611.7365 | 1114.5665
| 3063 | 2611.642 | 1114.5665
| 3064 | 2611.4559 | 1114.5665
| 3065 | 2611.308 | 1114.5665
| 3066 | 2611.1417 | 1114.5665
| 3067 | 2610.9937 | 1114.5665
| 3068 | 2610.9056 | 1114.5665
| 3069 | 2610.6859 | 1114.5665
| 3070 | 2610.5763 | 1114.5665
| 3071 | 2610.4584 | 1114.5665
| 3072 | 2610.2938 | 1114.5665
| 3073 | 2610.1888 | 1114.5665
| 3074 | 2610.0801 | 1114.5665
| 3075 | 2609.9923 | 1114.5665
| 3076 | 2609.8755 | 1114.5665
| 3077 | 2609.7059 | 1114.5665
| 3078 | 2609.5301 | 1114.5665
| 3079 | 2609.3767 | 1114.5665
| 3080 | 2609.2583 | 1114.5665
| 3081 | 2609.1455 | 1114.5665
| 3082 | 2609.0141 | 1114.5665
| 3083 | 2608.8925 | 1114.5665
| 3084 | 2608.7203 | 1114.5665
| 3085 | 2608.5694 | 1114.5665
| 3086 | 2608.4293 | 1114.5665
| 3087 | 2608.3059 | 1114.5665
| 3088 | 2608.141 | 1114.5665
| 3089 | 2607.98 | 1114.5665
| 3090 | 2607.7974 | 1114.5665
| 3091 | 2607.6395 | 1114.5665
| 3092 | 2607.4434 | 1114.5665
| 3093 | 2607.3338 | 1114.5665
| 3094 | 2607.1837 | 1114.5665
| 3095 | 2607.0191 | 1114.5665
| 3096 | 2606.9065 | 1114.5665
| 3097 | 2606.752 | 1114.5665
| 3098 | 2606.6382 | 1114.5665
| 3099 | 2606.5048 | 1114.5665
| 3100 | 2606.3531 | 1114.5665
| 3101 | 2606.222 | 1114.5665
| 3102 | 2606.1306 | 1114.5665
| 3103 | 2605.9379 | 1114.5665
| 3104 | 2605.7788 | 1114.5665
| 3105 | 2605.5875 | 1114.5665
| 3106 | 2605.4804 | 1114.5665
| 3107 | 2605.3146 | 1114.5665
| 3108 | 2605.1624 | 1114.5665
| 3109 | 2604.9695 | 1114.5665
| 3110 | 2604.8413 | 1114.5665
| 3111 | 2604.7143 | 1114.5665
| 3112 | 2604.6141 | 1114.5665
| 3113 | 2604.4691 | 1114.5665
| 3114 | 2604.1791 | 1114.5665
| 3115 | 2604.0529 | 1114.5665
| 3116 | 2603.9209 | 1114.5665
| 3117 | 2603.7795 | 1114.5665
| 3118 | 2603.6349 | 1114.5665
| 3119 | 2603.53 | 1114.5665
| 3120 | 2603.3606 | 1114.5665
| 3121 | 2603.1679 | 1114.5665
| 3122 | 2603.0035 | 1114.5665
| 3123 | 2602.8539 | 1114.5665
| 3124 | 2602.7566 | 1114.5665
| 3125 | 2602.6205 | 1114.5665
| 3126 | 2602.5126 | 1114.5665
| 3127 | 2602.4035 | 1114.5665
| 3128 | 2602.2816 | 1114.5665
| 3129 | 2602.1551 | 1114.5665
| 3130 | 2602.0829 | 1114.5665
| 3131 | 2601.8829 | 1114.5665
| 3132 | 2601.7812 | 1114.5665
| 3133 | 2601.6789 | 1114.5665
| 3134 | 2601.5877 | 1114.5665
| 3135 | 2601.5041 | 1114.5665
| 3136 | 2601.3554 | 1114.5665
| 3137 | 2601.2124 | 1114.5665
| 3138 | 2601.0776 | 1114.5665
| 3139 | 2600.9741 | 1114.5665
| 3140 | 2600.8435 | 1114.5665
| 3141 | 2600.6335 | 1114.5665
| 3142 | 2600.5198 | 1114.5665
| 3143 | 2600.4541 | 1114.5665
| 3144 | 2600.3312 | 1114.5665
| 3145 | 2600.2418 | 1114.5665
| 3146 | 2600.169 | 1114.5665
| 3147 | 2599.9944 | 1114.5665
| 3148 | 2599.8935 | 1114.5665
| 3149 | 2599.7924 | 1114.5665
| 3150 | 2599.6852 | 1114.5665
| 3151 | 2599.5393 | 1114.5665
| 3152 | 2599.4027 | 1114.5665
| 3153 | 2599.3333 | 1114.5665
| 3154 | 2599.1238 | 1114.5665
| 3155 | 2598.9946 | 1114.5665
| 3156 | 2598.8243 | 1114.5665
| 3157 | 2598.6476 | 1114.5665
| 3158 | 2598.4934 | 1114.5665
| 3159 | 2598.3991 | 1114.5665
| 3160 | 2598.2796 | 1114.5665
| 3161 | 2598.1591 | 1114.5665
| 3162 | 2598.0592 | 1114.5665
| 3163 | 2597.9389 | 1114.5665
| 3164 | 2597.792 | 1114.5665
| 3165 | 2597.6557 | 1114.5665
| 3166 | 2597.5541 | 1114.5665
| 3167 | 2597.4179 | 1114.5665
| 3168 | 2597.3093 | 1114.5665
| 3169 | 2597.2161 | 1114.5665
| 3170 | 2597.0645 | 1114.5665
| 3171 | 2596.9252 | 1114.5665
| 3172 | 2596.7623 | 1114.5665
| 3173 | 2596.6513 | 1114.5665
| 3174 | 2596.5465 | 1114.5665
| 3175 | 2596.4463 | 1114.5665
| 3176 | 2596.384 | 1114.5665
| 3177 | 2596.2793 | 1114.5665
| 3178 | 2596.1796 | 1114.5665
| 3179 | 2596.0001 | 1114.5665
| 3180 | 2595.8507 | 1114.5665
| 3181 | 2595.6978 | 1114.5665
| 3182 | 2595.6156 | 1114.5665
| 3183 | 2595.418 | 1114.5665
| 3184 | 2595.2147 | 1114.5665
| 3185 | 2595.1473 | 1114.5665
| 3186 | 2595.0416 | 1114.5665
| 3187 | 2594.8866 | 1114.5665
| 3188 | 2594.7654 | 1114.5665
| 3189 | 2594.5393 | 1114.5665
| 3190 | 2594.3643 | 1114.5665
| 3191 | 2594.2421 | 1114.5665
| 3192 | 2594.0396 | 1114.5665
| 3193 | 2593.8882 | 1114.5665
| 3194 | 2593.6747 | 1114.5665
| 3195 | 2593.556 | 1114.5665
| 3196 | 2593.3976 | 1114.5665
| 3197 | 2593.312 | 1114.5665
| 3198 | 2593.2196 | 1114.5665
| 3199 | 2593.0828 | 1114.5665
| 3200 | 2593.0137 | 1114.5665
| 3201 | 2592.8284 | 1114.5665
| 3202 | 2592.6836 | 1114.5665
| 3203 | 2592.4971 | 1114.5665
| 3204 | 2592.4259 | 1114.5665
| 3205 | 2592.2847 | 1114.5665
| 3206 | 2592.1085 | 1114.5665
| 3207 | 2591.877 | 1114.5665
| 3208 | 2591.7246 | 1114.5665
| 3209 | 2591.6231 | 1114.5665
| 3210 | 2591.4342 | 1114.5665
| 3211 | 2591.347 | 1114.5665
| 3212 | 2591.1632 | 1114.5665
| 3213 | 2591.06 | 1114.5665
| 3214 | 2590.8832 | 1114.5665
| 3215 | 2590.7368 | 1114.5665
| 3216 | 2590.6033 | 1114.5665
| 3217 | 2590.5212 | 1114.5665
| 3218 | 2590.4019 | 1114.5665
| 3219 | 2590.2778 | 1114.5665
| 3220 | 2590.1332 | 1114.5665
| 3221 | 2589.9847 | 1114.5665
| 3222 | 2589.8055 | 1114.5665
| 3223 | 2589.7315 | 1114.5665
| 3224 | 2589.6717 | 1114.5665
| 3225 | 2589.5338 | 1114.5665
| 3226 | 2589.3985 | 1114.5665
| 3227 | 2589.2785 | 1114.5665
| 3228 | 2589.143 | 1114.5665
| 3229 | 2589.0152 | 1114.5665
| 3230 | 2588.8912 | 1114.5665
| 3231 | 2588.7179 | 1114.5665
| 3232 | 2588.5596 | 1114.5665
| 3233 | 2588.4072 | 1114.5665
| 3234 | 2588.2629 | 1114.5665
| 3235 | 2588.0663 | 1114.5665
| 3236 | 2587.9882 | 1114.5665
| 3237 | 2587.8475 | 1114.5665
| 3238 | 2587.6466 | 1114.5665
| 3239 | 2587.5483 | 1114.5665
| 3240 | 2587.4586 | 1114.5665
| 3241 | 2587.3418 | 1114.5665
| 3242 | 2587.1561 | 1114.5665
| 3243 | 2587.0708 | 1114.5665
| 3244 | 2586.9723 | 1114.5665
| 3245 | 2586.8589 | 1114.5665
| 3246 | 2586.7449 | 1114.5665
| 3247 | 2586.612 | 1114.5665
| 3248 | 2586.4963 | 1114.5665
| 3249 | 2586.3868 | 1114.5665
| 3250 | 2586.3039 | 1114.5665
| 3251 | 2586.1991 | 1114.5665
| 3252 | 2586.0319 | 1114.5665
| 3253 | 2585.9315 | 1114.5665
| 3254 | 2585.7783 | 1114.5665
| 3255 | 2585.6823 | 1114.5665
| 3256 | 2585.5765 | 1114.5665
| 3257 | 2585.4662 | 1114.5665
| 3258 | 2585.2927 | 1114.5665
| 3259 | 2585.2181 | 1114.5665
| 3260 | 2585.0285 | 1114.5665
| 3261 | 2584.8695 | 1114.5665
| 3262 | 2584.6989 | 1114.5665
| 3263 | 2584.5814 | 1114.5665
| 3264 | 2584.4011 | 1114.5665
| 3265 | 2584.2235 | 1114.5665
| 3266 | 2584.1348 | 1114.5665
| 3267 | 2584.0086 | 1114.5665
| 3268 | 2583.9087 | 1114.5665
| 3269 | 2583.7394 | 1114.5665
| 3270 | 2583.6218 | 1114.5665
| 3271 | 2583.4634 | 1114.5665
| 3272 | 2583.3296 | 1114.5665
| 3273 | 2583.157 | 1114.5665
| 3274 | 2583.0626 | 1114.5665
| 3275 | 2582.8486 | 1114.5665
| 3276 | 2582.7103 | 1114.5665
| 3277 | 2582.5887 | 1114.5665
| 3278 | 2582.4375 | 1114.5665
| 3279 | 2582.3517 | 1114.5665
| 3280 | 2582.1338 | 1114.5665
| 3281 | 2582.0725 | 1114.5665
| 3282 | 2581.8828 | 1114.5665
| 3283 | 2581.7846 | 1114.5665
| 3284 | 2581.6684 | 1114.5665
| 3285 | 2581.5602 | 1114.5665
| 3286 | 2581.4481 | 1114.5665
| 3287 | 2581.3397 | 1114.5665
| 3288 | 2581.1691 | 1114.5665
| 3289 | 2581.0149 | 1114.5665
| 3290 | 2580.8895 | 1114.5665
| 3291 | 2580.6638 | 1114.5665
| 3292 | 2580.5738 | 1114.5665
| 3293 | 2580.3541 | 1114.5665
| 3294 | 2580.2515 | 1114.5665
| 3295 | 2580.1057 | 1114.5665
| 3296 | 2579.9317 | 1114.5665
| 3297 | 2579.7834 | 1114.5665
| 3298 | 2579.7007 | 1114.5665
| 3299 | 2579.5516 | 1114.5665
| 3300 | 2579.3967 | 1114.5665
| 3301 | 2579.2179 | 1114.5665
| 3302 | 2579.07 | 1114.5665
| 3303 | 2578.9122 | 1114.5665
| 3304 | 2578.7985 | 1114.5665
| 3305 | 2578.6807 | 1114.5665
| 3306 | 2578.5738 | 1114.5665
| 3307 | 2578.4427 | 1114.5665
| 3308 | 2578.3456 | 1114.5665
| 3309 | 2578.1886 | 1114.5665
| 3310 | 2578.0647 | 1114.5665
| 3311 | 2577.9141 | 1114.5665
| 3312 | 2577.8036 | 1114.5665
| 3313 | 2577.7048 | 1114.5665
| 3314 | 2577.5609 | 1114.5665
| 3315 | 2577.4507 | 1114.5665
| 3316 | 2577.2778 | 1114.5665
| 3317 | 2577.0949 | 1114.5665
| 3318 | 2576.9409 | 1114.5665
| 3319 | 2576.8031 | 1114.5665
| 3320 | 2576.6895 | 1114.5665
| 3321 | 2576.5412 | 1114.5665
| 3322 | 2576.4031 | 1114.5665
| 3323 | 2576.2516 | 1114.5665
| 3324 | 2576.1016 | 1114.5665
| 3325 | 2575.9575 | 1114.5665
| 3326 | 2575.8093 | 1114.5665
| 3327 | 2575.7228 | 1114.5665
| 3328 | 2575.6178 | 1114.5665
| 3329 | 2575.4931 | 1114.5665
| 3330 | 2575.3634 | 1114.5665
| 3331 | 2575.2925 | 1114.5665
| 3332 | 2575.1037 | 1114.5665
| 3333 | 2574.9483 | 1114.5665
| 3334 | 2574.8083 | 1114.5665
| 3335 | 2574.6654 | 1114.5665
| 3336 | 2574.5718 | 1114.5665
| 3337 | 2574.4524 | 1114.5665
| 3338 | 2574.3144 | 1114.5665
| 3339 | 2574.1754 | 1114.5665
| 3340 | 2574.0854 | 1114.5665
| 3341 | 2573.9357 | 1114.5665
| 3342 | 2573.8247 | 1114.5665
| 3343 | 2573.7071 | 1114.5665
| 3344 | 2573.546 | 1114.5665
| 3345 | 2573.4304 | 1114.5665
| 3346 | 2573.3348 | 1114.5665
| 3347 | 2573.2013 | 1114.5665
| 3348 | 2573.0661 | 1114.5665
| 3349 | 2572.961 | 1114.5665
| 3350 | 2572.8155 | 1114.5665
| 3351 | 2572.6882 | 1114.5665
| 3352 | 2572.5542 | 1114.5665
| 3353 | 2572.4598 | 1114.5665
| 3354 | 2572.3572 | 1114.5665
| 3355 | 2572.2289 | 1114.5665
| 3356 | 2572.0175 | 1114.5665
| 3357 | 2571.8614 | 1114.5665
| 3358 | 2571.7072 | 1114.5665
| 3359 | 2571.507 | 1114.5665
| 3360 | 2571.3382 | 1114.5665
| 3361 | 2571.2342 | 1114.5665
| 3362 | 2571.0541 | 1114.5665
| 3363 | 2570.9207 | 1114.5665
| 3364 | 2570.7986 | 1114.5665
| 3365 | 2570.6674 | 1114.5665
| 3366 | 2570.587 | 1114.5665
| 3367 | 2570.5165 | 1114.5665
| 3368 | 2570.395 | 1114.5665
| 3369 | 2570.2274 | 1114.5665
| 3370 | 2570.1269 | 1114.5665
| 3371 | 2570.0193 | 1114.5665
| 3372 | 2569.9068 | 1114.5665
| 3373 | 2569.8186 | 1114.5665
| 3374 | 2569.6849 | 1114.5665
| 3375 | 2569.5751 | 1114.5665
| 3376 | 2569.4429 | 1114.5665
| 3377 | 2569.3595 | 1114.5665
| 3378 | 2569.2439 | 1114.5665
| 3379 | 2569.0409 | 1114.5665
| 3380 | 2568.8537 | 1114.5665
| 3381 | 2568.7724 | 1114.5665
| 3382 | 2568.6523 | 1114.5665
| 3383 | 2568.5897 | 1114.5665
| 3384 | 2568.4944 | 1114.5665
| 3385 | 2568.3823 | 1114.5665
| 3386 | 2568.2022 | 1114.5665
| 3387 | 2568.0425 | 1114.5665
| 3388 | 2567.9024 | 1114.5665
| 3389 | 2567.7873 | 1114.5665
| 3390 | 2567.7162 | 1114.5665
| 3391 | 2567.6083 | 1114.5665
| 3392 | 2567.4302 | 1114.5665
| 3393 | 2567.329 | 1114.5665
| 3394 | 2567.2197 | 1114.5665
| 3395 | 2567.0907 | 1114.5665
| 3396 | 2566.9374 | 1114.5665
| 3397 | 2566.7695 | 1114.5665
| 3398 | 2566.6108 | 1114.5665
| 3399 | 2566.5118 | 1114.5665
| 3400 | 2566.4056 | 1114.5665
| 3401 | 2566.2491 | 1114.5665
| 3402 | 2566.0697 | 1114.5665
| 3403 | 2565.9537 | 1114.5665
| 3404 | 2565.8567 | 1114.5665
| 3405 | 2565.7303 | 1114.5665
| 3406 | 2565.5475 | 1114.5665
| 3407 | 2565.4551 | 1114.5665
| 3408 | 2565.3396 | 1114.5665
| 3409 | 2565.2513 | 1114.5665
| 3410 | 2565.1373 | 1114.5665
| 3411 | 2564.9218 | 1114.5665
| 3412 | 2564.8327 | 1114.5665
| 3413 | 2564.7147 | 1114.5665
| 3414 | 2564.6134 | 1114.5665
| 3415 | 2564.4214 | 1114.5665
| 3416 | 2564.2535 | 1114.5665
| 3417 | 2564.0998 | 1114.5665
| 3418 | 2563.9784 | 1114.5665
| 3419 | 2563.8454 | 1114.5665
| 3420 | 2563.799 | 1114.5665
| 3421 | 2563.7164 | 1114.5665
| 3422 | 2563.5992 | 1114.5665
| 3423 | 2563.458 | 1114.5665
| 3424 | 2563.2959 | 1114.5665
| 3425 | 2563.1265 | 1114.5665
| 3426 | 2563.0398 | 1114.5665
| 3427 | 2562.8833 | 1114.5665
| 3428 | 2562.7183 | 1114.5665
| 3429 | 2562.6246 | 1114.5665
| 3430 | 2562.4586 | 1114.5665
| 3431 | 2562.3398 | 1114.5665
| 3432 | 2562.1418 | 1114.5665
| 3433 | 2561.9806 | 1114.5665
| 3434 | 2561.8585 | 1114.5665
| 3435 | 2561.7097 | 1114.5665
| 3436 | 2561.644 | 1114.5665
| 3437 | 2561.4942 | 1114.5665
| 3438 | 2561.3876 | 1114.5665
| 3439 | 2561.2911 | 1114.5665
| 3440 | 2561.1637 | 1114.5665
| 3441 | 2560.9729 | 1114.5665
| 3442 | 2560.7448 | 1114.5665
| 3443 | 2560.5918 | 1114.5665
| 3444 | 2560.4885 | 1114.5665
| 3445 | 2560.3757 | 1114.5665
| 3446 | 2560.2547 | 1114.5665
| 3447 | 2560.172 | 1114.5665
| 3448 | 2560.0531 | 1114.5665
| 3449 | 2559.9399 | 1114.5665
| 3450 | 2559.8013 | 1114.5665
| 3451 | 2559.6296 | 1114.5665
| 3452 | 2559.5248 | 1114.5665
| 3453 | 2559.4226 | 1114.5665
| 3454 | 2559.305 | 1114.5665
| 3455 | 2559.1606 | 1114.5665
| 3456 | 2559.0259 | 1114.5665
| 3457 | 2558.8827 | 1114.5665
| 3458 | 2558.797 | 1114.5665
| 3459 | 2558.7 | 1114.5665
| 3460 | 2558.54 | 1114.5665
| 3461 | 2558.3773 | 1114.5665
| 3462 | 2558.178 | 1114.5665
| 3463 | 2558.101 | 1114.5665
| 3464 | 2557.8891 | 1114.5665
| 3465 | 2557.7732 | 1114.5665
| 3466 | 2557.6765 | 1114.5665
| 3467 | 2557.6037 | 1114.5665
| 3468 | 2557.4 | 1114.5665
| 3469 | 2557.2276 | 1114.5665
| 3470 | 2557.1071 | 1114.5665
| 3471 | 2557.0161 | 1114.5665
| 3472 | 2556.795 | 1114.5665
| 3473 | 2556.6103 | 1114.5665
| 3474 | 2556.4934 | 1114.5665
| 3475 | 2556.3877 | 1114.5665
| 3476 | 2556.1786 | 1114.5665
| 3477 | 2556.0031 | 1114.5665
| 3478 | 2555.8526 | 1114.5665
| 3479 | 2555.7161 | 1114.5665
| 3480 | 2555.5543 | 1114.5665
| 3481 | 2555.4497 | 1114.5665
| 3482 | 2555.2654 | 1114.5665
| 3483 | 2555.1694 | 1114.5665
| 3484 | 2555.0208 | 1114.5665
| 3485 | 2554.886 | 1114.5665
| 3486 | 2554.7981 | 1114.5665
| 3487 | 2554.6747 | 1114.5665
| 3488 | 2554.5949 | 1114.5665
| 3489 | 2554.4435 | 1114.5665
| 3490 | 2554.3092 | 1114.5665
| 3491 | 2554.124 | 1114.5665
| 3492 | 2554.0591 | 1114.5665
| 3493 | 2553.9276 | 1114.5665
| 3494 | 2553.7988 | 1114.5665
| 3495 | 2553.6727 | 1114.5665
| 3496 | 2553.5275 | 1114.5665
| 3497 | 2553.4054 | 1114.5665
| 3498 | 2553.3174 | 1114.5665
| 3499 | 2553.2273 | 1114.5665
| 3500 | 2553.1256 | 1114.5665
| 3501 | 2553.0073 | 1114.5665
| 3502 | 2552.8898 | 1114.5665
| 3503 | 2552.7035 | 1114.5665
| 3504 | 2552.5868 | 1114.5665
| 3505 | 2552.427 | 1114.5665
| 3506 | 2552.3317 | 1114.5665
| 3507 | 2552.1597 | 1114.5665
| 3508 | 2552.0201 | 1114.5665
| 3509 | 2551.8708 | 1114.5665
| 3510 | 2551.7204 | 1114.5665
| 3511 | 2551.6244 | 1114.5665
| 3512 | 2551.4815 | 1114.5665
| 3513 | 2551.3115 | 1114.5665
| 3514 | 2551.2411 | 1114.5665
| 3515 | 2551.1169 | 1114.5665
| 3516 | 2551.0601 | 1114.5665
| 3517 | 2551.0035 | 1114.5665
| 3518 | 2550.913 | 1114.5665
| 3519 | 2550.7683 | 1114.5665
| 3520 | 2550.6656 | 1114.5665
| 3521 | 2550.5885 | 1114.5665
| 3522 | 2550.4349 | 1114.5665
| 3523 | 2550.3444 | 1114.5665
| 3524 | 2550.1771 | 1114.5665
| 3525 | 2550.0457 | 1114.5665
| 3526 | 2549.95 | 1114.5665
| 3527 | 2549.8027 | 1114.5665
| 3528 | 2549.6662 | 1114.5665
| 3529 | 2549.5506 | 1114.5665
| 3530 | 2549.4433 | 1114.5665
| 3531 | 2549.3343 | 1114.5665
| 3532 | 2549.1296 | 1114.5665
| 3533 | 2549.0573 | 1114.5665
| 3534 | 2548.9582 | 1114.5665
| 3535 | 2548.8712 | 1114.5665
| 3536 | 2548.7853 | 1114.5665
| 3537 | 2548.6789 | 1114.5665
| 3538 | 2548.5724 | 1114.5665
| 3539 | 2548.4703 | 1114.5665
| 3540 | 2548.375 | 1114.5665
| 3541 | 2548.2888 | 1114.5665
| 3542 | 2548.0375 | 1114.5665
| 3543 | 2547.8844 | 1114.5665
| 3544 | 2547.7895 | 1114.5665
| 3545 | 2547.6325 | 1114.5665
| 3546 | 2547.5564 | 1114.5665
| 3547 | 2547.4486 | 1114.5665
| 3548 | 2547.3211 | 1114.5665
| 3549 | 2547.1879 | 1114.5665
| 3550 | 2547.0859 | 1114.5665
| 3551 | 2546.9096 | 1114.5665
| 3552 | 2546.7872 | 1114.5665
| 3553 | 2546.6342 | 1114.5665
| 3554 | 2546.4973 | 1114.5665
| 3555 | 2546.3564 | 1114.5665
| 3556 | 2546.2601 | 1114.5665
| 3557 | 2546.1673 | 1114.5665
| 3558 | 2546.0967 | 1114.5665
| 3559 | 2546.0092 | 1114.5665
| 3560 | 2545.8657 | 1114.5665
| 3561 | 2545.7915 | 1114.5665
| 3562 | 2545.7044 | 1114.5665
| 3563 | 2545.5842 | 1114.5665
| 3564 | 2545.4861 | 1114.5665
| 3565 | 2545.3739 | 1114.5665
| 3566 | 2545.2472 | 1114.5665
| 3567 | 2545.1612 | 1114.5665
| 3568 | 2545.0123 | 1114.5665
| 3569 | 2544.8842 | 1114.5665
| 3570 | 2544.7485 | 1114.5665
| 3571 | 2544.5801 | 1114.5665
| 3572 | 2544.3774 | 1114.5665
| 3573 | 2544.2604 | 1114.5665
| 3574 | 2544.0913 | 1114.5665
| 3575 | 2543.9526 | 1114.5665
| 3576 | 2543.8247 | 1114.5665
| 3577 | 2543.6789 | 1114.5665
| 3578 | 2543.5055 | 1114.5665
| 3579 | 2543.4063 | 1114.5665
| 3580 | 2543.2478 | 1114.5665
| 3581 | 2543.1793 | 1114.5665
| 3582 | 2543.0703 | 1114.5665
| 3583 | 2542.9472 | 1114.5665
| 3584 | 2542.7332 | 1114.5665
| 3585 | 2542.5958 | 1114.5665
| 3586 | 2542.5334 | 1114.5665
| 3587 | 2542.4706 | 1114.5665
| 3588 | 2542.2665 | 1114.5665
| 3589 | 2542.1558 | 1114.5665
| 3590 | 2542.0405 | 1114.5665
| 3591 | 2541.9802 | 1114.5665
| 3592 | 2541.8528 | 1114.5665
| 3593 | 2541.745 | 1114.5665
| 3594 | 2541.621 | 1114.5665
| 3595 | 2541.4563 | 1114.5665
| 3596 | 2541.3276 | 1114.5665
| 3597 | 2541.1602 | 1114.5665
| 3598 | 2540.9977 | 1114.5665
| 3599 | 2540.8572 | 1114.5665
| 3600 | 2540.707 | 1114.5665
| 3601 | 2540.5925 | 1114.5665
| 3602 | 2540.4863 | 1114.5665
| 3603 | 2540.326 | 1114.5665
| 3604 | 2540.2383 | 1114.5665
| 3605 | 2540.1545 | 1114.5665
| 3606 | 2540.0705 | 1114.5665
| 3607 | 2539.9252 | 1114.5665
| 3608 | 2539.8281 | 1114.5665
| 3609 | 2539.6801 | 1114.5665
| 3610 | 2539.579 | 1114.5665
| 3611 | 2539.3782 | 1114.5665
| 3612 | 2539.3038 | 1114.5665
| 3613 | 2539.1415 | 1114.5665
| 3614 | 2539.0545 | 1114.5665
| 3615 | 2538.8907 | 1114.5665
| 3616 | 2538.7627 | 1114.5665
| 3617 | 2538.6535 | 1114.5665
| 3618 | 2538.5623 | 1114.5665
| 3619 | 2538.4356 | 1114.5665
| 3620 | 2538.3357 | 1114.5665
| 3621 | 2538.1961 | 1114.5665
| 3622 | 2538.0082 | 1114.5665
| 3623 | 2537.8928 | 1114.5665
| 3624 | 2537.7674 | 1114.5665
| 3625 | 2537.6647 | 1114.5665
| 3626 | 2537.4829 | 1114.5665
| 3627 | 2537.3271 | 1114.5665
| 3628 | 2537.2053 | 1114.5665
| 3629 | 2537.093 | 1114.5665
| 3630 | 2536.9432 | 1114.5665
| 3631 | 2536.8072 | 1114.5665
| 3632 | 2536.7345 | 1114.5665
| 3633 | 2536.6055 | 1114.5665
| 3634 | 2536.514 | 1114.5665
| 3635 | 2536.3701 | 1114.5665
| 3636 | 2536.2645 | 1114.5665
| 3637 | 2536.1649 | 1114.5665
| 3638 | 2536.0632 | 1114.5665
| 3639 | 2535.9788 | 1114.5665
| 3640 | 2535.8197 | 1114.5665
| 3641 | 2535.7084 | 1114.5665
| 3642 | 2535.6062 | 1114.5665
| 3643 | 2535.5177 | 1114.5665
| 3644 | 2535.3742 | 1114.5665
| 3645 | 2535.235 | 1114.5665
| 3646 | 2535.0268 | 1114.5665
| 3647 | 2534.8625 | 1114.5665
| 3648 | 2534.6977 | 1114.5665
| 3649 | 2534.5727 | 1114.5665
| 3650 | 2534.4114 | 1114.5665
| 3651 | 2534.3098 | 1114.5665
| 3652 | 2534.2033 | 1114.5665
| 3653 | 2534.1041 | 1114.5665
| 3654 | 2533.9726 | 1114.5665
| 3655 | 2533.8263 | 1114.5665
| 3656 | 2533.7289 | 1114.5665
| 3657 | 2533.6572 | 1114.5665
| 3658 | 2533.5246 | 1114.5665
| 3659 | 2533.3952 | 1114.5665
| 3660 | 2533.1979 | 1114.5665
| 3661 | 2533.0798 | 1114.5665
| 3662 | 2532.9413 | 1114.5665
| 3663 | 2532.8366 | 1114.5665
| 3664 | 2532.7227 | 1114.5665
| 3665 | 2532.6541 | 1114.5665
| 3666 | 2532.4655 | 1114.5665
| 3667 | 2532.3628 | 1114.5665
| 3668 | 2532.3042 | 1114.5665
| 3669 | 2532.1953 | 1114.5665
| 3670 | 2532.0285 | 1114.5665
| 3671 | 2531.9124 | 1114.5665
| 3672 | 2531.8328 | 1114.5665
| 3673 | 2531.6927 | 1114.5665
| 3674 | 2531.5873 | 1114.5665
| 3675 | 2531.4802 | 1114.5665
| 3676 | 2531.376 | 1114.5665
| 3677 | 2531.2422 | 1114.5665
| 3678 | 2531.1477 | 1114.5665
| 3679 | 2531.063 | 1114.5665
| 3680 | 2530.8937 | 1114.5665
| 3681 | 2530.8455 | 1114.5665
| 3682 | 2530.7 | 1114.5665
| 3683 | 2530.6097 | 1114.5665
| 3684 | 2530.4922 | 1114.5665
| 3685 | 2530.3949 | 1114.5665
| 3686 | 2530.3135 | 1114.5665
| 3687 | 2530.1296 | 1114.5665
| 3688 | 2530.0202 | 1114.5665
| 3689 | 2529.8782 | 1114.5665
| 3690 | 2529.7664 | 1114.5665
| 3691 | 2529.6314 | 1114.5665
| 3692 | 2529.5108 | 1114.5665
| 3693 | 2529.4316 | 1114.5665
| 3694 | 2529.2681 | 1114.5665
| 3695 | 2529.171 | 1114.5665
| 3696 | 2529.052 | 1114.5665
| 3697 | 2528.9384 | 1114.5665
| 3698 | 2528.8772 | 1114.5665
| 3699 | 2528.7247 | 1114.5665
| 3700 | 2528.5881 | 1114.5665
| 3701 | 2528.3992 | 1114.5665
| 3702 | 2528.2797 | 1114.5665
| 3703 | 2528.1086 | 1114.5665
| 3704 | 2528.0005 | 1114.5665
| 3705 | 2527.8695 | 1114.5665
| 3706 | 2527.719 | 1114.5665
| 3707 | 2527.6067 | 1114.5665
| 3708 | 2527.4267 | 1114.5665
| 3709 | 2527.3473 | 1114.5665
| 3710 | 2527.2801 | 1114.5665
| 3711 | 2527.1395 | 1114.5665
| 3712 | 2527.0753 | 1114.5665
| 3713 | 2526.9215 | 1114.5665
| 3714 | 2526.7934 | 1114.5665
| 3715 | 2526.6437 | 1114.5665
| 3716 | 2526.5489 | 1114.5665
| 3717 | 2526.447 | 1114.5665
| 3718 | 2526.2875 | 1114.5665
| 3719 | 2526.1721 | 1114.5665
| 3720 | 2525.9857 | 1114.5665
| 3721 | 2525.8559 | 1114.5665
| 3722 | 2525.7374 | 1114.5665
| 3723 | 2525.6477 | 1114.5665
| 3724 | 2525.4903 | 1114.5665
| 3725 | 2525.3326 | 1114.5665
| 3726 | 2525.2195 | 1114.5665
| 3727 | 2525.092 | 1114.5665
| 3728 | 2524.9406 | 1114.5665
| 3729 | 2524.7778 | 1114.5665
| 3730 | 2524.6733 | 1114.5665
| 3731 | 2524.5251 | 1114.5665
| 3732 | 2524.4738 | 1114.5665
| 3733 | 2524.3539 | 1114.5665
| 3734 | 2524.2197 | 1114.5665
| 3735 | 2524.1198 | 1114.5665
| 3736 | 2523.9996 | 1114.5665
| 3737 | 2523.7786 | 1114.5665
| 3738 | 2523.6799 | 1114.5665
| 3739 | 2523.5981 | 1114.5665
| 3740 | 2523.513 | 1114.5665
| 3741 | 2523.2384 | 1114.5665
| 3742 | 2523.121 | 1114.5665
| 3743 | 2522.9863 | 1114.5665
| 3744 | 2522.8326 | 1114.5665
| 3745 | 2522.6857 | 1114.5665
| 3746 | 2522.5891 | 1114.5665
| 3747 | 2522.4015 | 1114.5665
| 3748 | 2522.2952 | 1114.5665
| 3749 | 2522.1839 | 1114.5665
| 3750 | 2521.9918 | 1114.5665
| 3751 | 2521.8681 | 1114.5665
| 3752 | 2521.7773 | 1114.5665
| 3753 | 2521.6551 | 1114.5665
| 3754 | 2521.5349 | 1114.5665
| 3755 | 2521.4288 | 1114.5665
| 3756 | 2521.3205 | 1114.5665
| 3757 | 2521.0883 | 1114.5665
| 3758 | 2520.9609 | 1114.5665
| 3759 | 2520.9004 | 1114.5665
| 3760 | 2520.7979 | 1114.5665
| 3761 | 2520.6598 | 1114.5665
| 3762 | 2520.568 | 1114.5665
| 3763 | 2520.4504 | 1114.5665
| 3764 | 2520.3539 | 1114.5665
| 3765 | 2520.1333 | 1114.5665
| 3766 | 2520.0184 | 1114.5665
| 3767 | 2519.9065 | 1114.5665
| 3768 | 2519.7327 | 1114.5665
| 3769 | 2519.579 | 1114.5665
| 3770 | 2519.5047 | 1114.5665
| 3771 | 2519.4451 | 1114.5665
| 3772 | 2519.3528 | 1114.5665
| 3773 | 2519.1884 | 1114.5665
| 3774 | 2519.1115 | 1114.5665
| 3775 | 2519.0141 | 1114.5665
| 3776 | 2518.8615 | 1114.5665
| 3777 | 2518.7417 | 1114.5665
| 3778 | 2518.6409 | 1114.5665
| 3779 | 2518.5678 | 1114.5665
| 3780 | 2518.4585 | 1114.5665
| 3781 | 2518.369 | 1114.5665
| 3782 | 2518.2457 | 1114.5665
| 3783 | 2518.095 | 1114.5665
| 3784 | 2517.9896 | 1114.5665
| 3785 | 2517.9058 | 1114.5665
| 3786 | 2517.8405 | 1114.5665
| 3787 | 2517.722 | 1114.5665
| 3788 | 2517.5709 | 1114.5665
| 3789 | 2517.5081 | 1114.5665
| 3790 | 2517.3307 | 1114.5665
| 3791 | 2517.2054 | 1114.5665
| 3792 | 2517.0187 | 1114.5665
| 3793 | 2516.9101 | 1114.5665
| 3794 | 2516.8589 | 1114.5665
| 3795 | 2516.7767 | 1114.5665
| 3796 | 2516.7017 | 1114.5665
| 3797 | 2516.5779 | 1114.5665
| 3798 | 2516.4809 | 1114.5665
| 3799 | 2516.3325 | 1114.5665
| 3800 | 2516.2 | 1114.5665
| 3801 | 2516.0742 | 1114.5665
| 3802 | 2515.9656 | 1114.5665
| 3803 | 2515.9043 | 1114.5665
| 3804 | 2515.8199 | 1114.5665
| 3805 | 2515.6971 | 1114.5665
| 3806 | 2515.6087 | 1114.5665
| 3807 | 2515.4329 | 1114.5665
| 3808 | 2515.332 | 1114.5665
| 3809 | 2515.2274 | 1114.5665
| 3810 | 2515.1495 | 1114.5665
| 3811 | 2515.0984 | 1114.5665
| 3812 | 2514.9874 | 1114.5665
| 3813 | 2514.8657 | 1114.5665
| 3814 | 2514.7838 | 1114.5665
| 3815 | 2514.649 | 1114.5665
| 3816 | 2514.5319 | 1114.5665
| 3817 | 2514.3774 | 1114.5665
| 3818 | 2514.2673 | 1114.5665
| 3819 | 2514.1207 | 1114.5665
| 3820 | 2513.9495 | 1114.5665
| 3821 | 2513.8452 | 1114.5665
| 3822 | 2513.7497 | 1114.5665
| 3823 | 2513.6239 | 1114.5665
| 3824 | 2513.5164 | 1114.5665
| 3825 | 2513.3829 | 1114.5665
| 3826 | 2513.308 | 1114.5665
| 3827 | 2513.182 | 1114.5665
| 3828 | 2513.0171 | 1114.5665
| 3829 | 2512.9376 | 1114.5665
| 3830 | 2512.7821 | 1114.5665
| 3831 | 2512.6381 | 1114.5665
| 3832 | 2512.5271 | 1114.5665
| 3833 | 2512.4367 | 1114.5665
| 3834 | 2512.2637 | 1114.5665
| 3835 | 2512.1177 | 1114.5665
| 3836 | 2511.9957 | 1114.5665
| 3837 | 2511.8472 | 1114.5665
| 3838 | 2511.7212 | 1114.5665
| 3839 | 2511.6392 | 1114.5665
| 3840 | 2511.5584 | 1114.5665
| 3841 | 2511.4119 | 1114.5665
| 3842 | 2511.3148 | 1114.5665
| 3843 | 2511.2072 | 1114.5665
| 3844 | 2511.1138 | 1114.5665
| 3845 | 2510.9733 | 1114.5665
| 3846 | 2510.8326 | 1114.5665
| 3847 | 2510.6411 | 1114.5665
| 3848 | 2510.5546 | 1114.5665
| 3849 | 2510.4542 | 1114.5665
| 3850 | 2510.35 | 1114.5665
| 3851 | 2510.2059 | 1114.5665
| 3852 | 2510.0247 | 1114.5665
| 3853 | 2509.9132 | 1114.5665
| 3854 | 2509.7752 | 1114.5665
| 3855 | 2509.6703 | 1114.5665
| 3856 | 2509.5567 | 1114.5665
| 3857 | 2509.4845 | 1114.5665
| 3858 | 2509.3777 | 1114.5665
| 3859 | 2509.277 | 1114.5665
| 3860 | 2509.1238 | 1114.5665
| 3861 | 2509.0207 | 1114.5665
| 3862 | 2508.886 | 1114.5665
| 3863 | 2508.7185 | 1114.5665
| 3864 | 2508.6432 | 1114.5665
| 3865 | 2508.5598 | 1114.5665
| 3866 | 2508.404 | 1114.5665
| 3867 | 2508.267 | 1114.5665
| 3868 | 2508.2173 | 1114.5665
| 3869 | 2508.0762 | 1114.5665
| 3870 | 2507.9459 | 1114.5665
| 3871 | 2507.8592 | 1114.5665
| 3872 | 2507.7299 | 1114.5665
| 3873 | 2507.6125 | 1114.5665
| 3874 | 2507.4709 | 1114.5665
| 3875 | 2507.3586 | 1114.5665
| 3876 | 2507.2428 | 1114.5665
| 3877 | 2507.1245 | 1114.5665
| 3878 | 2507.0274 | 1114.5665
| 3879 | 2506.8479 | 1114.5665
| 3880 | 2506.6781 | 1114.5665
| 3881 | 2506.5398 | 1114.5665
| 3882 | 2506.4442 | 1114.5665
| 3883 | 2506.3127 | 1114.5665
| 3884 | 2506.1518 | 1114.5665
| 3885 | 2506.0363 | 1114.5665
| 3886 | 2505.8998 | 1114.5665
| 3887 | 2505.6516 | 1114.5665
| 3888 | 2505.5792 | 1114.5665
| 3889 | 2505.4107 | 1114.5665
| 3890 | 2505.2913 | 1114.5665
| 3891 | 2505.1665 | 1114.5665
| 3892 | 2505.101 | 1114.5665
| 3893 | 2504.9683 | 1114.5665
| 3894 | 2504.7762 | 1114.5665
| 3895 | 2504.6145 | 1114.5665
| 3896 | 2504.4703 | 1114.5665
| 3897 | 2504.3547 | 1114.5665
| 3898 | 2504.1577 | 1114.5665
| 3899 | 2504.0439 | 1114.5665
| 3900 | 2503.9124 | 1114.5665
| 3901 | 2503.7845 | 1114.5665
| 3902 | 2503.6699 | 1114.5665
| 3903 | 2503.5211 | 1114.5665
| 3904 | 2503.3265 | 1114.5665
| 3905 | 2503.2153 | 1114.5665
| 3906 | 2503.0954 | 1114.5665
| 3907 | 2502.9782 | 1114.5665
| 3908 | 2502.8685 | 1114.5665
| 3909 | 2502.7999 | 1114.5665
| 3910 | 2502.681 | 1114.5665
| 3911 | 2502.6172 | 1114.5665
| 3912 | 2502.4569 | 1114.5665
| 3913 | 2502.377 | 1114.5665
| 3914 | 2502.3296 | 1114.5665
| 3915 | 2502.2217 | 1114.5665
| 3916 | 2502.1065 | 1114.5665
| 3917 | 2502.0349 | 1114.5665
| 3918 | 2501.9577 | 1114.5665
| 3919 | 2501.8203 | 1114.5665
| 3920 | 2501.682 | 1114.5665
| 3921 | 2501.5934 | 1114.5665
| 3922 | 2501.4838 | 1114.5665
| 3923 | 2501.376 | 1114.5665
| 3924 | 2501.2888 | 1114.5665
| 3925 | 2501.2008 | 1114.5665
| 3926 | 2501.0468 | 1114.5665
| 3927 | 2500.9255 | 1114.5665
| 3928 | 2500.7566 | 1114.5665
| 3929 | 2500.6021 | 1114.5665
| 3930 | 2500.4666 | 1114.5665
| 3931 | 2500.3648 | 1114.5665
| 3932 | 2500.2747 | 1114.5665
| 3933 | 2500.1027 | 1114.5665
| 3934 | 2499.9717 | 1114.5665
| 3935 | 2499.884 | 1114.5665
| 3936 | 2499.7783 | 1114.5665
| 3937 | 2499.5964 | 1114.5665
| 3938 | 2499.5313 | 1114.5665
| 3939 | 2499.449 | 1114.5665
| 3940 | 2499.3209 | 1114.5665
| 3941 | 2499.155 | 1114.5665
| 3942 | 2499.0498 | 1114.5665
| 3943 | 2498.9222 | 1114.5665
| 3944 | 2498.836 | 1114.5665
| 3945 | 2498.7393 | 1114.5665
| 3946 | 2498.6623 | 1114.5665
| 3947 | 2498.5395 | 1114.5665
| 3948 | 2498.4406 | 1114.5665
| 3949 | 2498.3141 | 1114.5665
| 3950 | 2498.1979 | 1114.5665
| 3951 | 2498.0186 | 1114.5665
| 3952 | 2497.8777 | 1114.5665
| 3953 | 2497.7198 | 1114.5665
| 3954 | 2497.6167 | 1114.5665
| 3955 | 2497.509 | 1114.5665
| 3956 | 2497.3912 | 1114.5665
| 3957 | 2497.3426 | 1114.5665
| 3958 | 2497.2478 | 1114.5665
| 3959 | 2497.0314 | 1114.5665
| 3960 | 2496.8498 | 1114.5665
| 3961 | 2496.7446 | 1114.5665
| 3962 | 2496.6106 | 1114.5665
| 3963 | 2496.4883 | 1114.5665
| 3964 | 2496.4124 | 1114.5665
| 3965 | 2496.2888 | 1114.5665
| 3966 | 2496.0718 | 1114.5665
| 3967 | 2496.0008 | 1114.5665
| 3968 | 2495.8586 | 1114.5665
| 3969 | 2495.7479 | 1114.5665
| 3970 | 2495.6257 | 1114.5665
| 3971 | 2495.477 | 1114.5665
| 3972 | 2495.393 | 1114.5665
| 3973 | 2495.305 | 1114.5665
| 3974 | 2495.2114 | 1114.5665
| 3975 | 2495.0622 | 1114.5665
| 3976 | 2494.9289 | 1114.5665
| 3977 | 2494.8215 | 1114.5665
| 3978 | 2494.6673 | 1114.5665
| 3979 | 2494.5712 | 1114.5665
| 3980 | 2494.4615 | 1114.5665
| 3981 | 2494.3318 | 1114.5665
| 3982 | 2494.1544 | 1114.5665
| 3983 | 2494.0484 | 1114.5665
| 3984 | 2493.9571 | 1114.5665
| 3985 | 2493.8631 | 1114.5665
| 3986 | 2493.7276 | 1114.5665
| 3987 | 2493.5655 | 1114.5665
| 3988 | 2493.4606 | 1114.5665
| 3989 | 2493.3596 | 1114.5665
| 3990 | 2493.2653 | 1114.5665
| 3991 | 2493.1951 | 1114.5665
| 3992 | 2493.1039 | 1114.5665
| 3993 | 2493.0092 | 1114.5665
| 3994 | 2492.8605 | 1114.5665
| 3995 | 2492.7566 | 1114.5665
| 3996 | 2492.6495 | 1114.5665
| 3997 | 2492.4887 | 1114.5665
| 3998 | 2492.4038 | 1114.5665
| 3999 | 2492.169 | 1114.5665
| 4000 | 2491.9856 | 1114.5665
| 4001 | 2491.8132 | 1114.5665
| 4002 | 2491.6634 | 1114.5665
| 4003 | 2491.5013 | 1114.5665
| 4004 | 2491.3156 | 1114.5665
| 4005 | 2491.2211 | 1114.5665
| 4006 | 2491.1374 | 1114.5665
| 4007 | 2491.0303 | 1114.5665
| 4008 | 2490.8963 | 1114.5665
| 4009 | 2490.7884 | 1114.5665
| 4010 | 2490.6631 | 1114.5665
| 4011 | 2490.4998 | 1114.5665
| 4012 | 2490.3754 | 1114.5665
| 4013 | 2490.3102 | 1114.5665
| 4014 | 2490.2263 | 1114.5665
| 4015 | 2490.0954 | 1114.5665
| 4016 | 2490.0171 | 1114.5665
| 4017 | 2489.9362 | 1114.5665
| 4018 | 2489.8569 | 1114.5665
| 4019 | 2489.7582 | 1114.5665
| 4020 | 2489.6401 | 1114.5665
| 4021 | 2489.4479 | 1114.5665
| 4022 | 2489.2782 | 1114.5665
| 4023 | 2489.1462 | 1114.5665
| 4024 | 2488.9828 | 1114.5665
| 4025 | 2488.8412 | 1114.5665
| 4026 | 2488.5881 | 1114.5665
| 4027 | 2488.4021 | 1114.5665
| 4028 | 2488.2748 | 1114.5665
| 4029 | 2488.1796 | 1114.5665
| 4030 | 2488.0683 | 1114.5665
| 4031 | 2487.9455 | 1114.5665
| 4032 | 2487.7325 | 1114.5665
| 4033 | 2487.6327 | 1114.5665
| 4034 | 2487.5381 | 1114.5665
| 4035 | 2487.3961 | 1114.5665
| 4036 | 2487.2934 | 1114.5665
| 4037 | 2487.1889 | 1114.5665
| 4038 | 2487.0347 | 1114.5665
| 4039 | 2486.9457 | 1114.5665
| 4040 | 2486.8324 | 1114.5665
| 4041 | 2486.73 | 1114.5665
| 4042 | 2486.6308 | 1114.5665
| 4043 | 2486.5378 | 1114.5665
| 4044 | 2486.4503 | 1114.5665
| 4045 | 2486.385 | 1114.5665
| 4046 | 2486.2755 | 1114.5665
| 4047 | 2486.1835 | 1114.5665
| 4048 | 2486.0496 | 1114.5665
| 4049 | 2485.9214 | 1114.5665
| 4050 | 2485.7095 | 1114.5665
| 4051 | 2485.6105 | 1114.5665
| 4052 | 2485.5096 | 1114.5665
| 4053 | 2485.3847 | 1114.5665
| 4054 | 2485.1975 | 1114.5665
| 4055 | 2485.076 | 1114.5665
| 4056 | 2484.9242 | 1114.5665
| 4057 | 2484.7124 | 1114.5665
| 4058 | 2484.5712 | 1114.5665
| 4059 | 2484.4738 | 1114.5665
| 4060 | 2484.3375 | 1114.5665
| 4061 | 2484.223 | 1114.5665
| 4062 | 2484.1128 | 1114.5665
| 4063 | 2484.0322 | 1114.5665
| 4064 | 2483.8854 | 1114.5665
| 4065 | 2483.65 | 1114.5665
| 4066 | 2483.5299 | 1114.5665
| 4067 | 2483.4051 | 1114.5665
| 4068 | 2483.3118 | 1114.5665
| 4069 | 2483.1668 | 1114.5665
| 4070 | 2482.9942 | 1114.5665
| 4071 | 2482.9073 | 1114.5665
| 4072 | 2482.8285 | 1114.5665
| 4073 | 2482.6906 | 1114.5665
| 4074 | 2482.6006 | 1114.5665
| 4075 | 2482.532 | 1114.5665
| 4076 | 2482.3994 | 1114.5665
| 4077 | 2482.2633 | 1114.5665
| 4078 | 2482.158 | 1114.5665
| 4079 | 2482.0225 | 1114.5665
| 4080 | 2481.9094 | 1114.5665
| 4081 | 2481.8084 | 1114.5665
| 4082 | 2481.7295 | 1114.5665
| 4083 | 2481.577 | 1114.5665
| 4084 | 2481.4215 | 1114.5665
| 4085 | 2481.3437 | 1114.5665
| 4086 | 2481.2238 | 1114.5665
| 4087 | 2481.0938 | 1114.5665
| 4088 | 2480.9892 | 1114.5665
| 4089 | 2480.7625 | 1114.5665
| 4090 | 2480.5928 | 1114.5665
| 4091 | 2480.4561 | 1114.5665
| 4092 | 2480.331 | 1114.5665
| 4093 | 2480.1638 | 1114.5665
| 4094 | 2479.9913 | 1114.5665
| 4095 | 2479.7415 | 1114.5665
| 4096 | 2479.5593 | 1114.5665
| 4097 | 2479.3594 | 1114.5665
| 4098 | 2479.1905 | 1114.5665
| 4099 | 2479.0393 | 1114.5665
| 4100 | 2478.9634 | 1114.5665
| 4101 | 2478.8449 | 1114.5665
| 4102 | 2478.7483 | 1114.5665
| 4103 | 2478.6327 | 1114.5665
| 4104 | 2478.5667 | 1114.5665
| 4105 | 2478.3647 | 1114.5665
| 4106 | 2478.2802 | 1114.5665
| 4107 | 2478.1989 | 1114.5665
| 4108 | 2478.0859 | 1114.5665
| 4109 | 2477.8924 | 1114.5665
| 4110 | 2477.7455 | 1114.5665
| 4111 | 2477.592 | 1114.5665
| 4112 | 2477.4553 | 1114.5665
| 4113 | 2477.2993 | 1114.5665
| 4114 | 2477.1682 | 1114.5665
| 4115 | 2477.0853 | 1114.5665
| 4116 | 2476.9534 | 1114.5665
| 4117 | 2476.8025 | 1114.5665
| 4118 | 2476.5963 | 1114.5665
| 4119 | 2476.4675 | 1114.5665
| 4120 | 2476.3337 | 1114.5665
| 4121 | 2476.1305 | 1114.5665
| 4122 | 2476.0376 | 1114.5665
| 4123 | 2475.864 | 1114.5665
| 4124 | 2475.7272 | 1114.5665
| 4125 | 2475.5405 | 1114.5665
| 4126 | 2475.4346 | 1114.5665
| 4127 | 2475.329 | 1114.5665
| 4128 | 2475.2288 | 1114.5665
| 4129 | 2475.1453 | 1114.5665
| 4130 | 2475.0158 | 1114.5665
| 4131 | 2474.9351 | 1114.5665
| 4132 | 2474.8059 | 1114.5665
| 4133 | 2474.6728 | 1114.5665
| 4134 | 2474.5615 | 1114.5665
| 4135 | 2474.4742 | 1114.5665
| 4136 | 2474.356 | 1114.5665
| 4137 | 2474.2188 | 1114.5665
| 4138 | 2474.0883 | 1114.5665
| 4139 | 2473.9649 | 1114.5665
| 4140 | 2473.8761 | 1114.5665
| 4141 | 2473.8099 | 1114.5665
| 4142 | 2473.6472 | 1114.5665
| 4143 | 2473.55 | 1114.5665
| 4144 | 2473.4263 | 1114.5665
| 4145 | 2473.267 | 1114.5665
| 4146 | 2473.2003 | 1114.5665
| 4147 | 2473.0641 | 1114.5665
| 4148 | 2472.9911 | 1114.5665
| 4149 | 2472.9039 | 1114.5665
| 4150 | 2472.7327 | 1114.5665
| 4151 | 2472.5653 | 1114.5665
| 4152 | 2472.4298 | 1114.5665
| 4153 | 2472.3545 | 1114.5665
| 4154 | 2472.2466 | 1114.5665
| 4155 | 2472.1253 | 1114.5665
| 4156 | 2472.0534 | 1114.5665
| 4157 | 2471.9272 | 1114.5665
| 4158 | 2471.8058 | 1114.5665
| 4159 | 2471.657 | 1114.5665
| 4160 | 2471.5447 | 1114.5665
| 4161 | 2471.4321 | 1114.5665
| 4162 | 2471.3073 | 1114.5665
| 4163 | 2471.1989 | 1114.5665
| 4164 | 2471.0582 | 1114.5665
| 4165 | 2470.9792 | 1114.5665
| 4166 | 2470.8499 | 1114.5665
| 4167 | 2470.6802 | 1114.5665
| 4168 | 2470.5411 | 1114.5665
| 4169 | 2470.3816 | 1114.5665
| 4170 | 2470.2578 | 1114.5665
| 4171 | 2470.074 | 1114.5665
| 4172 | 2469.9685 | 1114.5665
| 4173 | 2469.8636 | 1114.5665
| 4174 | 2469.8076 | 1114.5665
| 4175 | 2469.6223 | 1114.5665
| 4176 | 2469.507 | 1114.5665
| 4177 | 2469.3523 | 1114.5665
| 4178 | 2469.2956 | 1114.5665
| 4179 | 2469.1482 | 1114.5665
| 4180 | 2468.9897 | 1114.5665
| 4181 | 2468.8544 | 1114.5665
| 4182 | 2468.7724 | 1114.5665
| 4183 | 2468.6564 | 1114.5665
| 4184 | 2468.532 | 1114.5665
| 4185 | 2468.3656 | 1114.5665
| 4186 | 2468.2688 | 1114.5665
| 4187 | 2468.1185 | 1114.5665
| 4188 | 2468.0667 | 1114.5665
| 4189 | 2467.95 | 1114.5665
| 4190 | 2467.8321 | 1114.5665
| 4191 | 2467.7511 | 1114.5665
| 4192 | 2467.6023 | 1114.5665
| 4193 | 2467.4647 | 1114.5665
| 4194 | 2467.3299 | 1114.5665
| 4195 | 2467.2104 | 1114.5665
| 4196 | 2467.1193 | 1114.5665
| 4197 | 2466.9912 | 1114.5665
| 4198 | 2466.856 | 1114.5665
| 4199 | 2466.7461 | 1114.5665
| 4200 | 2466.6571 | 1114.5665
| 4201 | 2466.5739 | 1114.5665
| 4202 | 2466.4567 | 1114.5665
| 4203 | 2466.3065 | 1114.5665
| 4204 | 2466.1841 | 1114.5665
| 4205 | 2466.1049 | 1114.5665
| 4206 | 2466.0108 | 1114.5665
| 4207 | 2465.9138 | 1114.5665
| 4208 | 2465.7533 | 1114.5665
| 4209 | 2465.6565 | 1114.5665
| 4210 | 2465.575 | 1114.5665
| 4211 | 2465.4343 | 1114.5665
| 4212 | 2465.3472 | 1114.5665
| 4213 | 2465.2172 | 1114.5665
| 4214 | 2465.136 | 1114.5665
| 4215 | 2465.0512 | 1114.5665
| 4216 | 2464.8705 | 1114.5665
| 4217 | 2464.7603 | 1114.5665
| 4218 | 2464.6662 | 1114.5665
| 4219 | 2464.4893 | 1114.5665
| 4220 | 2464.4252 | 1114.5665
| 4221 | 2464.3672 | 1114.5665
| 4222 | 2464.2569 | 1114.5665
| 4223 | 2464.1578 | 1114.5665
| 4224 | 2464.1011 | 1114.5665
| 4225 | 2463.9884 | 1114.5665
| 4226 | 2463.8555 | 1114.5665
| 4227 | 2463.7498 | 1114.5665
| 4228 | 2463.6403 | 1114.5665
| 4229 | 2463.517 | 1114.5665
| 4230 | 2463.3606 | 1114.5665
| 4231 | 2463.2495 | 1114.5665
| 4232 | 2463.0761 | 1114.5665
| 4233 | 2462.9487 | 1114.5665
| 4234 | 2462.808 | 1114.5665
| 4235 | 2462.6787 | 1114.5665
| 4236 | 2462.5601 | 1114.5665
| 4237 | 2462.4551 | 1114.5665
| 4238 | 2462.3395 | 1114.5665
| 4239 | 2462.1871 | 1114.5665
| 4240 | 2462.0359 | 1114.5665
| 4241 | 2461.9582 | 1114.5665
| 4242 | 2461.8861 | 1114.5665
| 4243 | 2461.7524 | 1114.5665
| 4244 | 2461.6542 | 1114.5665
| 4245 | 2461.4749 | 1114.5665
| 4246 | 2461.3867 | 1114.5665
| 4247 | 2461.2549 | 1114.5665
| 4248 | 2461.1665 | 1114.5665
| 4249 | 2461.0033 | 1114.5665
| 4250 | 2460.869 | 1114.5665
| 4251 | 2460.6834 | 1114.5665
| 4252 | 2460.5281 | 1114.5665
| 4253 | 2460.4689 | 1114.5665
| 4254 | 2460.3509 | 1114.5665
| 4255 | 2460.2379 | 1114.5665
| 4256 | 2460.082 | 1114.5665
| 4257 | 2460.0016 | 1114.5665
| 4258 | 2459.9249 | 1114.5665
| 4259 | 2459.8304 | 1114.5665
| 4260 | 2459.7251 | 1114.5665
| 4261 | 2459.5566 | 1114.5665
| 4262 | 2459.4224 | 1114.5665
| 4263 | 2459.3285 | 1114.5665
| 4264 | 2459.2364 | 1114.5665
| 4265 | 2459.1092 | 1114.5665
| 4266 | 2458.9991 | 1114.5665
| 4267 | 2458.8641 | 1114.5665
| 4268 | 2458.7419 | 1114.5665
| 4269 | 2458.6586 | 1114.5665
| 4270 | 2458.5825 | 1114.5665
| 4271 | 2458.4605 | 1114.5665
| 4272 | 2458.2886 | 1114.5665
| 4273 | 2458.185 | 1114.5665
| 4274 | 2458.1147 | 1114.5665
| 4275 | 2457.8439 | 1114.5665
| 4276 | 2457.7149 | 1114.5665
| 4277 | 2457.595 | 1114.5665
| 4278 | 2457.4714 | 1114.5665
| 4279 | 2457.3316 | 1114.5665
| 4280 | 2457.2798 | 1114.5665
| 4281 | 2457.184 | 1114.5665
| 4282 | 2457.0539 | 1114.5665
| 4283 | 2456.9222 | 1114.5665
| 4284 | 2456.8435 | 1114.5665
| 4285 | 2456.7294 | 1114.5665
| 4286 | 2456.6419 | 1114.5665
| 4287 | 2456.5309 | 1114.5665
| 4288 | 2456.4135 | 1114.5665
| 4289 | 2456.2285 | 1114.5665
| 4290 | 2456.0185 | 1114.5665
| 4291 | 2455.9265 | 1114.5665
| 4292 | 2455.8525 | 1114.5665
| 4293 | 2455.7759 | 1114.5665
| 4294 | 2455.6657 | 1114.5665
| 4295 | 2455.568 | 1114.5665
| 4296 | 2455.4681 | 1114.5665
| 4297 | 2455.3323 | 1114.5665
| 4298 | 2455.2301 | 1114.5665
| 4299 | 2455.0976 | 1114.5665
| 4300 | 2454.9384 | 1114.5665
| 4301 | 2454.8275 | 1114.5665
| 4302 | 2454.7507 | 1114.5665
| 4303 | 2454.634 | 1114.5665
| 4304 | 2454.535 | 1114.5665
| 4305 | 2454.4266 | 1114.5665
| 4306 | 2454.2532 | 1114.5665
| 4307 | 2454.1844 | 1114.5665
| 4308 | 2454.0626 | 1114.5665
| 4309 | 2453.9753 | 1114.5665
| 4310 | 2453.8807 | 1114.5665
| 4311 | 2453.7834 | 1114.5665
| 4312 | 2453.5705 | 1114.5665
| 4313 | 2453.4084 | 1114.5665
| 4314 | 2453.3228 | 1114.5665
| 4315 | 2453.1653 | 1114.5665
| 4316 | 2453.077 | 1114.5665
| 4317 | 2452.9525 | 1114.5665
| 4318 | 2452.8335 | 1114.5665
| 4319 | 2452.7205 | 1114.5665
| 4320 | 2452.597 | 1114.5665
| 4321 | 2452.479 | 1114.5665
| 4322 | 2452.354 | 1114.5665
| 4323 | 2452.2605 | 1114.5665
| 4324 | 2452.0631 | 1114.5665
| 4325 | 2451.8755 | 1114.5665
| 4326 | 2451.7514 | 1114.5665
| 4327 | 2451.5875 | 1114.5665
| 4328 | 2451.5056 | 1114.5665
| 4329 | 2451.4356 | 1114.5665
| 4330 | 2451.3024 | 1114.5665
| 4331 | 2451.1859 | 1114.5665
| 4332 | 2451.0682 | 1114.5665
| 4333 | 2450.9756 | 1114.5665
| 4334 | 2450.8772 | 1114.5665
| 4335 | 2450.7866 | 1114.5665
| 4336 | 2450.6312 | 1114.5665
| 4337 | 2450.5183 | 1114.5665
| 4338 | 2450.405 | 1114.5665
| 4339 | 2450.3025 | 1114.5665
| 4340 | 2450.1512 | 1114.5665
| 4341 | 2450.0433 | 1114.5665
| 4342 | 2449.9653 | 1114.5665
| 4343 | 2449.8432 | 1114.5665
| 4344 | 2449.7187 | 1114.5665
| 4345 | 2449.634 | 1114.5665
| 4346 | 2449.5351 | 1114.5665
| 4347 | 2449.4467 | 1114.5665
| 4348 | 2449.2504 | 1114.5665
| 4349 | 2449.1285 | 1114.5665
| 4350 | 2448.989 | 1114.5665
| 4351 | 2448.8687 | 1114.5665
| 4352 | 2448.7606 | 1114.5665
| 4353 | 2448.6047 | 1114.5665
| 4354 | 2448.4751 | 1114.5665
| 4355 | 2448.3751 | 1114.5665
| 4356 | 2448.2438 | 1114.5665
| 4357 | 2448.132 | 1114.5665
| 4358 | 2447.983 | 1114.5665
| 4359 | 2447.7609 | 1114.5665
| 4360 | 2447.5824 | 1114.5665
| 4361 | 2447.4284 | 1114.5665
| 4362 | 2447.3001 | 1114.5665
| 4363 | 2447.1098 | 1114.5665
| 4364 | 2446.9866 | 1114.5665
| 4365 | 2446.8785 | 1114.5665
| 4366 | 2446.7933 | 1114.5665
| 4367 | 2446.6916 | 1114.5665
| 4368 | 2446.5124 | 1114.5665
| 4369 | 2446.4445 | 1114.5665
| 4370 | 2446.2926 | 1114.5665
| 4371 | 2446.1757 | 1114.5665
| 4372 | 2446.0461 | 1114.5665
| 4373 | 2445.9692 | 1114.5665
| 4374 | 2445.8466 | 1114.5665
| 4375 | 2445.7421 | 1114.5665
| 4376 | 2445.6486 | 1114.5665
| 4377 | 2445.5693 | 1114.5665
| 4378 | 2445.4449 | 1114.5665
| 4379 | 2445.3333 | 1114.5665
| 4380 | 2445.271 | 1114.5665
| 4381 | 2445.1786 | 1114.5665
| 4382 | 2445.0258 | 1114.5665
| 4383 | 2444.9231 | 1114.5665
| 4384 | 2444.8109 | 1114.5665
| 4385 | 2444.6972 | 1114.5665
| 4386 | 2444.5978 | 1114.5665
| 4387 | 2444.4551 | 1114.5665
| 4388 | 2444.363 | 1114.5665
| 4389 | 2444.2512 | 1114.5665
| 4390 | 2444.0413 | 1114.5665
| 4391 | 2443.9485 | 1114.5665
| 4392 | 2443.8592 | 1114.5665
| 4393 | 2443.8005 | 1114.5665
| 4394 | 2443.6099 | 1114.5665
| 4395 | 2443.4843 | 1114.5665
| 4396 | 2443.3355 | 1114.5665
| 4397 | 2443.2762 | 1114.5665
| 4398 | 2443.1017 | 1114.5665
| 4399 | 2442.9752 | 1114.5665
| 4400 | 2442.8695 | 1114.5665
| 4401 | 2442.7563 | 1114.5665
| 4402 | 2442.604 | 1114.5665
| 4403 | 2442.4861 | 1114.5665
| 4404 | 2442.3742 | 1114.5665
| 4405 | 2442.2216 | 1114.5665
| 4406 | 2442.094 | 1114.5665
| 4407 | 2441.9938 | 1114.5665
| 4408 | 2441.9195 | 1114.5665
| 4409 | 2441.7956 | 1114.5665
| 4410 | 2441.7207 | 1114.5665
| 4411 | 2441.5845 | 1114.5665
| 4412 | 2441.4819 | 1114.5665
| 4413 | 2441.3661 | 1114.5665
| 4414 | 2441.2586 | 1114.5665
| 4415 | 2441.1788 | 1114.5665
| 4416 | 2441.0656 | 1114.5665
| 4417 | 2440.9869 | 1114.5665
| 4418 | 2440.8742 | 1114.5665
| 4419 | 2440.7941 | 1114.5665
| 4420 | 2440.6739 | 1114.5665
| 4421 | 2440.6011 | 1114.5665
| 4422 | 2440.4359 | 1114.5665
| 4423 | 2440.3069 | 1114.5665
| 4424 | 2440.2228 | 1114.5665
| 4425 | 2440.1241 | 1114.5665
| 4426 | 2440.0119 | 1114.5665
| 4427 | 2439.9003 | 1114.5665
| 4428 | 2439.7766 | 1114.5665
| 4429 | 2439.6235 | 1114.5665
| 4430 | 2439.502 | 1114.5665
| 4431 | 2439.4293 | 1114.5665
| 4432 | 2439.2603 | 1114.5665
| 4433 | 2439.1793 | 1114.5665
| 4434 | 2439.1063 | 1114.5665
| 4435 | 2438.9702 | 1114.5665
| 4436 | 2438.8482 | 1114.5665
| 4437 | 2438.7228 | 1114.5665
| 4438 | 2438.4978 | 1114.5665
| 4439 | 2438.3927 | 1114.5665
| 4440 | 2438.2737 | 1114.5665
| 4441 | 2438.0675 | 1114.5665
| 4442 | 2437.9661 | 1114.5665
| 4443 | 2437.8863 | 1114.5665
| 4444 | 2437.8038 | 1114.5665
| 4445 | 2437.6911 | 1114.5665
| 4446 | 2437.5531 | 1114.5665
| 4447 | 2437.4036 | 1114.5665
| 4448 | 2437.303 | 1114.5665
| 4449 | 2437.2544 | 1114.5665
| 4450 | 2437.1186 | 1114.5665
| 4451 | 2436.9699 | 1114.5665
| 4452 | 2436.8036 | 1114.5665
| 4453 | 2436.653 | 1114.5665
| 4454 | 2436.5579 | 1114.5665
| 4455 | 2436.4569 | 1114.5665
| 4456 | 2436.3458 | 1114.5665
| 4457 | 2436.2398 | 1114.5665
| 4458 | 2436.1016 | 1114.5665
| 4459 | 2435.984 | 1114.5665
| 4460 | 2435.8601 | 1114.5665
| 4461 | 2435.7616 | 1114.5665
| 4462 | 2435.6627 | 1114.5665
| 4463 | 2435.5304 | 1114.5665
| 4464 | 2435.4497 | 1114.5665
| 4465 | 2435.2809 | 1114.5665
| 4466 | 2435.1706 | 1114.5665
| 4467 | 2435.111 | 1114.5665
| 4468 | 2435.0129 | 1114.5665
| 4469 | 2434.9198 | 1114.5665
| 4470 | 2434.8236 | 1114.5665
| 4471 | 2434.7115 | 1114.5665
| 4472 | 2434.6259 | 1114.5665
| 4473 | 2434.4546 | 1114.5665
| 4474 | 2434.372 | 1114.5665
| 4475 | 2434.2358 | 1114.5665
| 4476 | 2434.0975 | 1114.5665
| 4477 | 2433.9369 | 1114.5665
| 4478 | 2433.8201 | 1114.5665
| 4479 | 2433.7487 | 1114.5665
| 4480 | 2433.5717 | 1114.5665
| 4481 | 2433.41 | 1114.5665
| 4482 | 2433.3038 | 1114.5665
| 4483 | 2433.1894 | 1114.5665
| 4484 | 2433.094 | 1114.5665
| 4485 | 2432.969 | 1114.5665
| 4486 | 2432.8748 | 1114.5665
| 4487 | 2432.7856 | 1114.5665
| 4488 | 2432.6515 | 1114.5665
| 4489 | 2432.5217 | 1114.5665
| 4490 | 2432.4254 | 1114.5665
| 4491 | 2432.3473 | 1114.5665
| 4492 | 2432.2211 | 1114.5665
| 4493 | 2432.1007 | 1114.5665
| 4494 | 2431.9969 | 1114.5665
| 4495 | 2431.8971 | 1114.5665
| 4496 | 2431.8125 | 1114.5665
| 4497 | 2431.7008 | 1114.5665
| 4498 | 2431.5915 | 1114.5665
| 4499 | 2431.5005 | 1114.5665
| 4500 | 2431.3709 | 1114.5665
| 4501 | 2431.3003 | 1114.5665
| 4502 | 2431.2273 | 1114.5665
| 4503 | 2431.1069 | 1114.5665
| 4504 | 2430.954 | 1114.5665
| 4505 | 2430.8527 | 1114.5665
| 4506 | 2430.7405 | 1114.5665
| 4507 | 2430.6353 | 1114.5665
| 4508 | 2430.5438 | 1114.5665
| 4509 | 2430.4404 | 1114.5665
| 4510 | 2430.3616 | 1114.5665
| 4511 | 2430.2228 | 1114.5665
| 4512 | 2430.1564 | 1114.5665
| 4513 | 2430.0237 | 1114.5665
| 4514 | 2429.9083 | 1114.5665
| 4515 | 2429.8282 | 1114.5665
| 4516 | 2429.7651 | 1114.5665
| 4517 | 2429.6481 | 1114.5665
| 4518 | 2429.5248 | 1114.5665
| 4519 | 2429.3372 | 1114.5665
| 4520 | 2429.2323 | 1114.5665
| 4521 | 2429.112 | 1114.5665
| 4522 | 2429.0073 | 1114.5665
| 4523 | 2428.9381 | 1114.5665
| 4524 | 2428.7961 | 1114.5665
| 4525 | 2428.6284 | 1114.5665
| 4526 | 2428.5092 | 1114.5665
| 4527 | 2428.3836 | 1114.5665
| 4528 | 2428.307 | 1114.5665
| 4529 | 2428.1783 | 1114.5665
| 4530 | 2428.0726 | 1114.5665
| 4531 | 2427.9921 | 1114.5665
| 4532 | 2427.8465 | 1114.5665
| 4533 | 2427.7665 | 1114.5665
| 4534 | 2427.7158 | 1114.5665
| 4535 | 2427.6066 | 1114.5665
| 4536 | 2427.4941 | 1114.5665
| 4537 | 2427.3341 | 1114.5665
| 4538 | 2427.2457 | 1114.5665
| 4539 | 2427.0989 | 1114.5665
| 4540 | 2427.0181 | 1114.5665
| 4541 | 2426.9297 | 1114.5665
| 4542 | 2426.828 | 1114.5665
| 4543 | 2426.7597 | 1114.5665
| 4544 | 2426.6208 | 1114.5665
| 4545 | 2426.4837 | 1114.5665
| 4546 | 2426.3758 | 1114.5665
| 4547 | 2426.2581 | 1114.5665
| 4548 | 2426.1557 | 1114.5665
| 4549 | 2426.0587 | 1114.5665
| 4550 | 2425.9555 | 1114.5665
| 4551 | 2425.7772 | 1114.5665
| 4552 | 2425.6367 | 1114.5665
| 4553 | 2425.5725 | 1114.5665
| 4554 | 2425.4561 | 1114.5665
| 4555 | 2425.3547 | 1114.5665
| 4556 | 2425.2766 | 1114.5665
| 4557 | 2425.169 | 1114.5665
| 4558 | 2425.1009 | 1114.5665
| 4559 | 2424.9637 | 1114.5665
| 4560 | 2424.8793 | 1114.5665
| 4561 | 2424.7649 | 1114.5665
| 4562 | 2424.6196 | 1114.5665
| 4563 | 2424.54 | 1114.5665
| 4564 | 2424.4021 | 1114.5665
| 4565 | 2424.3179 | 1114.5665
| 4566 | 2424.2013 | 1114.5665
| 4567 | 2424.0768 | 1114.5665
| 4568 | 2423.9824 | 1114.5665
| 4569 | 2423.8435 | 1114.5665
| 4570 | 2423.7211 | 1114.5665
| 4571 | 2423.646 | 1114.5665
| 4572 | 2423.5401 | 1114.5665
| 4573 | 2423.4208 | 1114.5665
| 4574 | 2423.2783 | 1114.5665
| 4575 | 2423.18 | 1114.5665
| 4576 | 2423.0052 | 1114.5665
| 4577 | 2422.8651 | 1114.5665
| 4578 | 2422.7519 | 1114.5665
| 4579 | 2422.6593 | 1114.5665
| 4580 | 2422.5801 | 1114.5665
| 4581 | 2422.4613 | 1114.5665
| 4582 | 2422.387 | 1114.5665
| 4583 | 2422.2742 | 1114.5665
| 4584 | 2422.063 | 1114.5665
| 4585 | 2421.9101 | 1114.5665
| 4586 | 2421.7687 | 1114.5665
| 4587 | 2421.668 | 1114.5665
| 4588 | 2421.5505 | 1114.5665
| 4589 | 2421.4278 | 1114.5665
| 4590 | 2421.304 | 1114.5665
| 4591 | 2421.1801 | 1114.5665
| 4592 | 2421.1133 | 1114.5665
| 4593 | 2420.9945 | 1114.5665
| 4594 | 2420.9114 | 1114.5665
| 4595 | 2420.8609 | 1114.5665
| 4596 | 2420.7808 | 1114.5665
| 4597 | 2420.7222 | 1114.5665
| 4598 | 2420.6405 | 1114.5665
| 4599 | 2420.4624 | 1114.5665
| 4600 | 2420.3096 | 1114.5665
| 4601 | 2420.1609 | 1114.5665
| 4602 | 2420.0665 | 1114.5665
| 4603 | 2419.8981 | 1114.5665
| 4604 | 2419.7732 | 1114.5665
| 4605 | 2419.7122 | 1114.5665
| 4606 | 2419.6337 | 1114.5665
| 4607 | 2419.5772 | 1114.5665
| 4608 | 2419.4119 | 1114.5665
| 4609 | 2419.3196 | 1114.5665
| 4610 | 2419.1891 | 1114.5665
| 4611 | 2419.0514 | 1114.5665
| 4612 | 2418.9647 | 1114.5665
| 4613 | 2418.8314 | 1114.5665
| 4614 | 2418.7405 | 1114.5665
| 4615 | 2418.6548 | 1114.5665
| 4616 | 2418.5719 | 1114.5665
| 4617 | 2418.5195 | 1114.5665
| 4618 | 2418.4136 | 1114.5665
| 4619 | 2418.3442 | 1114.5665
| 4620 | 2418.2249 | 1114.5665
| 4621 | 2418.056 | 1114.5665
| 4622 | 2417.9993 | 1114.5665
| 4623 | 2417.8879 | 1114.5665
| 4624 | 2417.7973 | 1114.5665
| 4625 | 2417.6494 | 1114.5665
| 4626 | 2417.5428 | 1114.5665
| 4627 | 2417.4605 | 1114.5665
| 4628 | 2417.3591 | 1114.5665
| 4629 | 2417.2913 | 1114.5665
| 4630 | 2417.2062 | 1114.5665
| 4631 | 2417.0803 | 1114.5665
| 4632 | 2416.9376 | 1114.5665
| 4633 | 2416.8519 | 1114.5665
| 4634 | 2416.7976 | 1114.5665
| 4635 | 2416.7236 | 1114.5665
| 4636 | 2416.6055 | 1114.5665
| 4637 | 2416.4589 | 1114.5665
| 4638 | 2416.3057 | 1114.5665
| 4639 | 2416.2024 | 1114.5665
| 4640 | 2416.0957 | 1114.5665
| 4641 | 2416.0593 | 1114.5665
| 4642 | 2415.9358 | 1114.5665
| 4643 | 2415.8279 | 1114.5665
| 4644 | 2415.6414 | 1114.5665
| 4645 | 2415.5482 | 1114.5665
| 4646 | 2415.4493 | 1114.5665
| 4647 | 2415.3132 | 1114.5665
| 4648 | 2415.1818 | 1114.5665
| 4649 | 2415.0424 | 1114.5665
| 4650 | 2414.8896 | 1114.5665
| 4651 | 2414.8134 | 1114.5665
| 4652 | 2414.6607 | 1114.5665
| 4653 | 2414.5431 | 1114.5665
| 4654 | 2414.4275 | 1114.5665
| 4655 | 2414.3694 | 1114.5665
| 4656 | 2414.2631 | 1114.5665
| 4657 | 2414.1632 | 1114.5665
| 4658 | 2414.034 | 1114.5665
| 4659 | 2413.912 | 1114.5665
| 4660 | 2413.7857 | 1114.5665
| 4661 | 2413.7267 | 1114.5665
| 4662 | 2413.6209 | 1114.5665
| 4663 | 2413.4857 | 1114.5665
| 4664 | 2413.4194 | 1114.5665
| 4665 | 2413.3147 | 1114.5665
| 4666 | 2413.1844 | 1114.5665
| 4667 | 2413.0607 | 1114.5665
| 4668 | 2412.9527 | 1114.5665
| 4669 | 2412.8611 | 1114.5665
| 4670 | 2412.7416 | 1114.5665
| 4671 | 2412.5829 | 1114.5665
| 4672 | 2412.3819 | 1114.5665
| 4673 | 2412.2306 | 1114.5665
| 4674 | 2412.1011 | 1114.5665
| 4675 | 2411.9293 | 1114.5665
| 4676 | 2411.8301 | 1114.5665
| 4677 | 2411.7384 | 1114.5665
| 4678 | 2411.6668 | 1114.5665
| 4679 | 2411.5382 | 1114.5665
| 4680 | 2411.4177 | 1114.5665
| 4681 | 2411.3037 | 1114.5665
| 4682 | 2411.2244 | 1114.5665
| 4683 | 2411.0638 | 1114.5665
| 4684 | 2410.9333 | 1114.5665
| 4685 | 2410.8288 | 1114.5665
| 4686 | 2410.7485 | 1114.5665
| 4687 | 2410.5872 | 1114.5665
| 4688 | 2410.4821 | 1114.5665
| 4689 | 2410.361 | 1114.5665
| 4690 | 2410.2426 | 1114.5665
| 4691 | 2410.1703 | 1114.5665
| 4692 | 2410.0768 | 1114.5665
| 4693 | 2409.9772 | 1114.5665
| 4694 | 2409.886 | 1114.5665
| 4695 | 2409.778 | 1114.5665
| 4696 | 2409.639 | 1114.5665
| 4697 | 2409.5536 | 1114.5665
| 4698 | 2409.4378 | 1114.5665
| 4699 | 2409.3173 | 1114.5665
| 4700 | 2409.2097 | 1114.5665
| 4701 | 2409.1169 | 1114.5665
| 4702 | 2409.0055 | 1114.5665
| 4703 | 2408.8972 | 1114.5665
| 4704 | 2408.8035 | 1114.5665
| 4705 | 2408.6733 | 1114.5665
| 4706 | 2408.5322 | 1114.5665
| 4707 | 2408.3988 | 1114.5665
| 4708 | 2408.3018 | 1114.5665
| 4709 | 2408.2011 | 1114.5665
| 4710 | 2408.095 | 1114.5665
| 4711 | 2408.0166 | 1114.5665
| 4712 | 2407.9023 | 1114.5665
| 4713 | 2407.7736 | 1114.5665
| 4714 | 2407.6726 | 1114.5665
| 4715 | 2407.5521 | 1114.5665
| 4716 | 2407.4288 | 1114.5665
| 4717 | 2407.3326 | 1114.5665
| 4718 | 2407.1886 | 1114.5665
| 4719 | 2407.0447 | 1114.5665
| 4720 | 2406.8746 | 1114.5665
| 4721 | 2406.7642 | 1114.5665
| 4722 | 2406.6221 | 1114.5665
| 4723 | 2406.453 | 1114.5665
| 4724 | 2406.3471 | 1114.5665
| 4725 | 2406.2753 | 1114.5665
| 4726 | 2406.1874 | 1114.5665
| 4727 | 2406.0812 | 1114.5665
| 4728 | 2405.9912 | 1114.5665
| 4729 | 2405.864 | 1114.5665
| 4730 | 2405.6757 | 1114.5665
| 4731 | 2405.492 | 1114.5665
| 4732 | 2405.3951 | 1114.5665
| 4733 | 2405.2496 | 1114.5665
| 4734 | 2405.1688 | 1114.5665
| 4735 | 2405.0805 | 1114.5665
| 4736 | 2404.9567 | 1114.5665
| 4737 | 2404.8712 | 1114.5665
| 4738 | 2404.777 | 1114.5665
| 4739 | 2404.6947 | 1114.5665
| 4740 | 2404.5802 | 1114.5665
| 4741 | 2404.4777 | 1114.5665
| 4742 | 2404.3569 | 1114.5665
| 4743 | 2404.228 | 1114.5665
| 4744 | 2404.1125 | 1114.5665
| 4745 | 2404.0183 | 1114.5665
| 4746 | 2403.8704 | 1114.5665
| 4747 | 2403.7477 | 1114.5665
| 4748 | 2403.6658 | 1114.5665
| 4749 | 2403.5554 | 1114.5665
| 4750 | 2403.4493 | 1114.5665
| 4751 | 2403.3558 | 1114.5665
| 4752 | 2403.2775 | 1114.5665
| 4753 | 2403.202 | 1114.5665
| 4754 | 2403.1146 | 1114.5665
| 4755 | 2403.0201 | 1114.5665
| 4756 | 2402.9033 | 1114.5665
| 4757 | 2402.8034 | 1114.5665
| 4758 | 2402.6953 | 1114.5665
| 4759 | 2402.564 | 1114.5665
| 4760 | 2402.4141 | 1114.5665
| 4761 | 2402.2892 | 1114.5665
| 4762 | 2402.1392 | 1114.5665
| 4763 | 2401.9924 | 1114.5665
| 4764 | 2401.8502 | 1114.5665
| 4765 | 2401.7419 | 1114.5665
| 4766 | 2401.6663 | 1114.5665
| 4767 | 2401.5443 | 1114.5665
| 4768 | 2401.452 | 1114.5665
| 4769 | 2401.3439 | 1114.5665
| 4770 | 2401.2371 | 1114.5665
| 4771 | 2401.1264 | 1114.5665
| 4772 | 2400.9557 | 1114.5665
| 4773 | 2400.8035 | 1114.5665
| 4774 | 2400.6861 | 1114.5665
| 4775 | 2400.5931 | 1114.5665
| 4776 | 2400.507 | 1114.5665
| 4777 | 2400.4345 | 1114.5665
| 4778 | 2400.3201 | 1114.5665
| 4779 | 2400.2582 | 1114.5665
| 4780 | 2400.1486 | 1114.5665
| 4781 | 2400.0429 | 1114.5665
| 4782 | 2399.9031 | 1114.5665
| 4783 | 2399.7577 | 1114.5665
| 4784 | 2399.6078 | 1114.5665
| 4785 | 2399.4414 | 1114.5665
| 4786 | 2399.3501 | 1114.5665
| 4787 | 2399.2545 | 1114.5665
| 4788 | 2399.1628 | 1114.5665
| 4789 | 2399.0948 | 1114.5665
| 4790 | 2399.0166 | 1114.5665
| 4791 | 2398.9047 | 1114.5665
| 4792 | 2398.7371 | 1114.5665
| 4793 | 2398.6705 | 1114.5665
| 4794 | 2398.5253 | 1114.5665
| 4795 | 2398.4175 | 1114.5665
| 4796 | 2398.3033 | 1114.5665
| 4797 | 2398.228 | 1114.5665
| 4798 | 2398.0935 | 1114.5665
| 4799 | 2397.9594 | 1114.5665
| 4800 | 2397.8472 | 1114.5665
| 4801 | 2397.7059 | 1114.5665
| 4802 | 2397.6108 | 1114.5665
| 4803 | 2397.5343 | 1114.5665
| 4804 | 2397.4442 | 1114.5665
| 4805 | 2397.3305 | 1114.5665
| 4806 | 2397.2158 | 1114.5665
| 4807 | 2397.0966 | 1114.5665
| 4808 | 2397.0015 | 1114.5665
| 4809 | 2396.9265 | 1114.5665
| 4810 | 2396.7872 | 1114.5665
| 4811 | 2396.7122 | 1114.5665
| 4812 | 2396.5792 | 1114.5665
| 4813 | 2396.5105 | 1114.5665
| 4814 | 2396.367 | 1114.5665
| 4815 | 2396.2315 | 1114.5665
| 4816 | 2396.1526 | 1114.5665
| 4817 | 2396.0731 | 1114.5665
| 4818 | 2395.9715 | 1114.5665
| 4819 | 2395.9009 | 1114.5665
| 4820 | 2395.812 | 1114.5665
| 4821 | 2395.7069 | 1114.5665
| 4822 | 2395.5661 | 1114.5665
| 4823 | 2395.4903 | 1114.5665
| 4824 | 2395.3984 | 1114.5665
| 4825 | 2395.3038 | 1114.5665
| 4826 | 2395.2287 | 1114.5665
| 4827 | 2395.1301 | 1114.5665
| 4828 | 2395.0465 | 1114.5665
| 4829 | 2394.8766 | 1114.5665
| 4830 | 2394.7406 | 1114.5665
| 4831 | 2394.6473 | 1114.5665
| 4832 | 2394.5661 | 1114.5665
| 4833 | 2394.4556 | 1114.5665
| 4834 | 2394.3881 | 1114.5665
| 4835 | 2394.2758 | 1114.5665
| 4836 | 2394.1675 | 1114.5665
| 4837 | 2394.0663 | 1114.5665
| 4838 | 2393.9145 | 1114.5665
| 4839 | 2393.7906 | 1114.5665
| 4840 | 2393.6653 | 1114.5665
| 4841 | 2393.5566 | 1114.5665
| 4842 | 2393.4492 | 1114.5665
| 4843 | 2393.3352 | 1114.5665
| 4844 | 2393.2638 | 1114.5665
| 4845 | 2393.1791 | 1114.5665
| 4846 | 2393.0095 | 1114.5665
| 4847 | 2392.8773 | 1114.5665
| 4848 | 2392.7814 | 1114.5665
| 4849 | 2392.6403 | 1114.5665
| 4850 | 2392.57 | 1114.5665
| 4851 | 2392.4502 | 1114.5665
| 4852 | 2392.3938 | 1114.5665
| 4853 | 2392.2947 | 1114.5665
| 4854 | 2392.2021 | 1114.5665
| 4855 | 2392.1442 | 1114.5665
| 4856 | 2391.9596 | 1114.5665
| 4857 | 2391.8281 | 1114.5665
| 4858 | 2391.7841 | 1114.5665
| 4859 | 2391.7041 | 1114.5665
| 4860 | 2391.636 | 1114.5665
| 4861 | 2391.5436 | 1114.5665
| 4862 | 2391.4611 | 1114.5665
| 4863 | 2391.355 | 1114.5665
| 4864 | 2391.2233 | 1114.5665
| 4865 | 2391.1322 | 1114.5665
| 4866 | 2391.025 | 1114.5665
| 4867 | 2390.9155 | 1114.5665
| 4868 | 2390.8545 | 1114.5665
| 4869 | 2390.7689 | 1114.5665
| 4870 | 2390.6457 | 1114.5665
| 4871 | 2390.54 | 1114.5665
| 4872 | 2390.4137 | 1114.5665
| 4873 | 2390.3128 | 1114.5665
| 4874 | 2390.2276 | 1114.5665
| 4875 | 2390.1461 | 1114.5665
| 4876 | 2389.9859 | 1114.5665
| 4877 | 2389.8632 | 1114.5665
| 4878 | 2389.7597 | 1114.5665
| 4879 | 2389.6314 | 1114.5665
| 4880 | 2389.47 | 1114.5665
| 4881 | 2389.3803 | 1114.5665
| 4882 | 2389.3075 | 1114.5665
| 4883 | 2389.167 | 1114.5665
| 4884 | 2389.0016 | 1114.5665
| 4885 | 2388.8859 | 1114.5665
| 4886 | 2388.7316 | 1114.5665
| 4887 | 2388.6376 | 1114.5665
| 4888 | 2388.5139 | 1114.5665
| 4889 | 2388.399 | 1114.5665
| 4890 | 2388.2989 | 1114.5665
| 4891 | 2388.155 | 1114.5665
| 4892 | 2388.0476 | 1114.5665
| 4893 | 2387.8998 | 1114.5665
| 4894 | 2387.7379 | 1114.5665
| 4895 | 2387.5788 | 1114.5665
| 4896 | 2387.4626 | 1114.5665
| 4897 | 2387.3407 | 1114.5665
| 4898 | 2387.2146 | 1114.5665
| 4899 | 2387.0508 | 1114.5665
| 4900 | 2386.9003 | 1114.5665
| 4901 | 2386.7734 | 1114.5665
| 4902 | 2386.6118 | 1114.5665
| 4903 | 2386.4926 | 1114.5665
| 4904 | 2386.3958 | 1114.5665
| 4905 | 2386.318 | 1114.5665
| 4906 | 2386.2179 | 1114.5665
| 4907 | 2386.0681 | 1114.5665
| 4908 | 2385.9236 | 1114.5665
| 4909 | 2385.8392 | 1114.5665
| 4910 | 2385.7451 | 1114.5665
| 4911 | 2385.6202 | 1114.5665
| 4912 | 2385.5392 | 1114.5665
| 4913 | 2385.3891 | 1114.5665
| 4914 | 2385.2871 | 1114.5665
| 4915 | 2385.192 | 1114.5665
| 4916 | 2385.0157 | 1114.5665
| 4917 | 2384.8815 | 1114.5665
| 4918 | 2384.7602 | 1114.5665
| 4919 | 2384.5273 | 1114.5665
| 4920 | 2384.4365 | 1114.5665
| 4921 | 2384.2981 | 1114.5665
| 4922 | 2384.2434 | 1114.5665
| 4923 | 2384.1675 | 1114.5665
| 4924 | 2384.0625 | 1114.5665
| 4925 | 2383.9224 | 1114.5665
| 4926 | 2383.8295 | 1114.5665
| 4927 | 2383.7488 | 1114.5665
| 4928 | 2383.6201 | 1114.5665
| 4929 | 2383.5111 | 1114.5665
| 4930 | 2383.3627 | 1114.5665
| 4931 | 2383.2164 | 1114.5665
| 4932 | 2383.1139 | 1114.5665
| 4933 | 2383.0496 | 1114.5665
| 4934 | 2382.9768 | 1114.5665
| 4935 | 2382.8845 | 1114.5665
| 4936 | 2382.7924 | 1114.5665
| 4937 | 2382.7296 | 1114.5665
| 4938 | 2382.5997 | 1114.5665
| 4939 | 2382.4254 | 1114.5665
| 4940 | 2382.2962 | 1114.5665
| 4941 | 2382.1789 | 1114.5665
| 4942 | 2382.0612 | 1114.5665
| 4943 | 2382.0197 | 1114.5665
| 4944 | 2381.8994 | 1114.5665
| 4945 | 2381.8177 | 1114.5665
| 4946 | 2381.7431 | 1114.5665
| 4947 | 2381.6389 | 1114.5665
| 4948 | 2381.5195 | 1114.5665
| 4949 | 2381.4136 | 1114.5665
| 4950 | 2381.2958 | 1114.5665
| 4951 | 2381.1828 | 1114.5665
| 4952 | 2381.0615 | 1114.5665
| 4953 | 2380.9234 | 1114.5665
| 4954 | 2380.7979 | 1114.5665
| 4955 | 2380.7355 | 1114.5665
| 4956 | 2380.6101 | 1114.5665
| 4957 | 2380.5365 | 1114.5665
| 4958 | 2380.4439 | 1114.5665
| 4959 | 2380.3387 | 1114.5665
| 4960 | 2380.2344 | 1114.5665
| 4961 | 2380.1005 | 1114.5665
| 4962 | 2379.9932 | 1114.5665
| 4963 | 2379.8585 | 1114.5665
| 4964 | 2379.765 | 1114.5665
| 4965 | 2379.6516 | 1114.5665
| 4966 | 2379.5636 | 1114.5665
| 4967 | 2379.457 | 1114.5665
| 4968 | 2379.3256 | 1114.5665
| 4969 | 2379.2102 | 1114.5665
| 4970 | 2379.1282 | 1114.5665
| 4971 | 2378.9952 | 1114.5665
| 4972 | 2378.8954 | 1114.5665
| 4973 | 2378.7129 | 1114.5665
| 4974 | 2378.605 | 1114.5665
| 4975 | 2378.5013 | 1114.5665
| 4976 | 2378.4063 | 1114.5665
| 4977 | 2378.3476 | 1114.5665
| 4978 | 2378.2456 | 1114.5665
| 4979 | 2378.1403 | 1114.5665
| 4980 | 2378.0427 | 1114.5665
| 4981 | 2377.9309 | 1114.5665
| 4982 | 2377.8161 | 1114.5665
| 4983 | 2377.7031 | 1114.5665
| 4984 | 2377.6017 | 1114.5665
| 4985 | 2377.5203 | 1114.5665
| 4986 | 2377.425 | 1114.5665
| 4987 | 2377.2804 | 1114.5665
| 4988 | 2377.1544 | 1114.5665
| 4989 | 2377.0538 | 1114.5665
| 4990 | 2376.9344 | 1114.5665
| 4991 | 2376.8786 | 1114.5665
| 4992 | 2376.7891 | 1114.5665
| 4993 | 2376.6892 | 1114.5665
| 4994 | 2376.563 | 1114.5665
| 4995 | 2376.4609 | 1114.5665
| 4996 | 2376.378 | 1114.5665
| 4997 | 2376.2155 | 1114.5665
| 4998 | 2376.1297 | 1114.5665
| 4999 | 2376.0392 | 1114.5665
| 5000 | 2375.9377 | 1114.5665
| 5001 | 2375.8535 | 1114.5665
| 5002 | 2375.7259 | 1114.5665
| 5003 | 2375.604 | 1114.5665
| 5004 | 2375.4669 | 1114.5665
| 5005 | 2375.3705 | 1114.5665
| 5006 | 2375.2631 | 1114.5665
| 5007 | 2375.148 | 1114.5665
| 5008 | 2375.0772 | 1114.5665
| 5009 | 2374.8879 | 1114.5665
| 5010 | 2374.7899 | 1114.5665
| 5011 | 2374.6664 | 1114.5665
| 5012 | 2374.5609 | 1114.5665
| 5013 | 2374.4602 | 1114.5665
| 5014 | 2374.3406 | 1114.5665
| 5015 | 2374.2319 | 1114.5665
| 5016 | 2374.1638 | 1114.5665
| 5017 | 2374.0239 | 1114.5665
| 5018 | 2373.8752 | 1114.5665
| 5019 | 2373.8019 | 1114.5665
| 5020 | 2373.7092 | 1114.5665
| 5021 | 2373.6105 | 1114.5665
| 5022 | 2373.4979 | 1114.5665
| 5023 | 2373.4251 | 1114.5665
| 5024 | 2373.3591 | 1114.5665
| 5025 | 2373.264 | 1114.5665
| 5026 | 2373.2197 | 1114.5665
| 5027 | 2373.1094 | 1114.5665
| 5028 | 2373.0364 | 1114.5665
| 5029 | 2372.895 | 1114.5665
| 5030 | 2372.7483 | 1114.5665
| 5031 | 2372.6571 | 1114.5665
| 5032 | 2372.6114 | 1114.5665
| 5033 | 2372.5141 | 1114.5665
| 5034 | 2372.3689 | 1114.5665
| 5035 | 2372.2855 | 1114.5665
| 5036 | 2372.1562 | 1114.5665
| 5037 | 2372.0386 | 1114.5665
| 5038 | 2371.9072 | 1114.5665
| 5039 | 2371.8532 | 1114.5665
| 5040 | 2371.7539 | 1114.5665
| 5041 | 2371.6508 | 1114.5665
| 5042 | 2371.5626 | 1114.5665
| 5043 | 2371.4177 | 1114.5665
| 5044 | 2371.2766 | 1114.5665
| 5045 | 2371.2123 | 1114.5665
| 5046 | 2371.1353 | 1114.5665
| 5047 | 2371.0601 | 1114.5665
| 5048 | 2370.9635 | 1114.5665
| 5049 | 2370.8361 | 1114.5665
| 5050 | 2370.7309 | 1114.5665
| 5051 | 2370.6139 | 1114.5665
| 5052 | 2370.5297 | 1114.5665
| 5053 | 2370.428 | 1114.5665
| 5054 | 2370.3518 | 1114.5665
| 5055 | 2370.2316 | 1114.5665
| 5056 | 2370.1304 | 1114.5665
| 5057 | 2370.0626 | 1114.5665
| 5058 | 2369.9388 | 1114.5665
| 5059 | 2369.8532 | 1114.5665
| 5060 | 2369.6847 | 1114.5665
| 5061 | 2369.5447 | 1114.5665
| 5062 | 2369.4423 | 1114.5665
| 5063 | 2369.3375 | 1114.5665
| 5064 | 2369.2323 | 1114.5665
| 5065 | 2369.1233 | 1114.5665
| 5066 | 2369.0066 | 1114.5665
| 5067 | 2368.8896 | 1114.5665
| 5068 | 2368.8022 | 1114.5665
| 5069 | 2368.68 | 1114.5665
| 5070 | 2368.5619 | 1114.5665
| 5071 | 2368.4344 | 1114.5665
| 5072 | 2368.3525 | 1114.5665
| 5073 | 2368.2783 | 1114.5665
| 5074 | 2368.1741 | 1114.5665
| 5075 | 2368.0476 | 1114.5665
| 5076 | 2367.9278 | 1114.5665
| 5077 | 2367.7957 | 1114.5665
| 5078 | 2367.6961 | 1114.5665
| 5079 | 2367.5821 | 1114.5665
| 5080 | 2367.4806 | 1114.5665
| 5081 | 2367.3971 | 1114.5665
| 5082 | 2367.2696 | 1114.5665
| 5083 | 2367.1425 | 1114.5665
| 5084 | 2367.0414 | 1114.5665
| 5085 | 2366.9722 | 1114.5665
| 5086 | 2366.9007 | 1114.5665
| 5087 | 2366.7167 | 1114.5665
| 5088 | 2366.5626 | 1114.5665
| 5089 | 2366.4171 | 1114.5665
| 5090 | 2366.3082 | 1114.5665
| 5091 | 2366.2067 | 1114.5665
| 5092 | 2366.11 | 1114.5665
| 5093 | 2366.0246 | 1114.5665
| 5094 | 2365.8828 | 1114.5665
| 5095 | 2365.8037 | 1114.5665
| 5096 | 2365.737 | 1114.5665
| 5097 | 2365.625 | 1114.5665
| 5098 | 2365.5252 | 1114.5665
| 5099 | 2365.4562 | 1114.5665
| 5100 | 2365.3081 | 1114.5665
| 5101 | 2365.1701 | 1114.5665
| 5102 | 2365.0672 | 1114.5665
| 5103 | 2364.9879 | 1114.5665
| 5104 | 2364.8989 | 1114.5665
| 5105 | 2364.7364 | 1114.5665
| 5106 | 2364.6398 | 1114.5665
| 5107 | 2364.5389 | 1114.5665
| 5108 | 2364.4577 | 1114.5665
| 5109 | 2364.3465 | 1114.5665
| 5110 | 2364.2552 | 1114.5665
| 5111 | 2364.138 | 1114.5665
| 5112 | 2364.0359 | 1114.5665
| 5113 | 2363.9608 | 1114.5665
| 5114 | 2363.8916 | 1114.5665
| 5115 | 2363.8137 | 1114.5665
| 5116 | 2363.7308 | 1114.5665
| 5117 | 2363.6139 | 1114.5665
| 5118 | 2363.5141 | 1114.5665
| 5119 | 2363.3944 | 1114.5665
| 5120 | 2363.2548 | 1114.5665
| 5121 | 2363.1033 | 1114.5665
| 5122 | 2362.9962 | 1114.5665
| 5123 | 2362.8965 | 1114.5665
| 5124 | 2362.776 | 1114.5665
| 5125 | 2362.6877 | 1114.5665
| 5126 | 2362.5067 | 1114.5665
| 5127 | 2362.3801 | 1114.5665
| 5128 | 2362.2802 | 1114.5665
| 5129 | 2362.1453 | 1114.5665
| 5130 | 2362.044 | 1114.5665
| 5131 | 2361.9535 | 1114.5665
| 5132 | 2361.8566 | 1114.5665
| 5133 | 2361.7754 | 1114.5665
| 5134 | 2361.6731 | 1114.5665
| 5135 | 2361.5733 | 1114.5665
| 5136 | 2361.4906 | 1114.5665
| 5137 | 2361.4303 | 1114.5665
| 5138 | 2361.3428 | 1114.5665
| 5139 | 2361.1701 | 1114.5665
| 5140 | 2361.0001 | 1114.5665
| 5141 | 2360.9046 | 1114.5665
| 5142 | 2360.7693 | 1114.5665
| 5143 | 2360.6442 | 1114.5665
| 5144 | 2360.5735 | 1114.5665
| 5145 | 2360.4571 | 1114.5665
| 5146 | 2360.2792 | 1114.5665
| 5147 | 2360.1709 | 1114.5665
| 5148 | 2360.0067 | 1114.5665
| 5149 | 2359.8969 | 1114.5665
| 5150 | 2359.7876 | 1114.5665
| 5151 | 2359.6618 | 1114.5665
| 5152 | 2359.5467 | 1114.5665
| 5153 | 2359.4706 | 1114.5665
| 5154 | 2359.3488 | 1114.5665
| 5155 | 2359.2275 | 1114.5665
| 5156 | 2359.0664 | 1114.5665
| 5157 | 2358.9918 | 1114.5665
| 5158 | 2358.8813 | 1114.5665
| 5159 | 2358.7397 | 1114.5665
| 5160 | 2358.6197 | 1114.5665
| 5161 | 2358.4883 | 1114.5665
| 5162 | 2358.3738 | 1114.5665
| 5163 | 2358.2318 | 1114.5665
| 5164 | 2358.1044 | 1114.5665
| 5165 | 2357.9531 | 1114.5665
| 5166 | 2357.852 | 1114.5665
| 5167 | 2357.7221 | 1114.5665
| 5168 | 2357.6407 | 1114.5665
| 5169 | 2357.5291 | 1114.5665
| 5170 | 2357.4203 | 1114.5665
| 5171 | 2357.3262 | 1114.5665
| 5172 | 2357.2167 | 1114.5665
| 5173 | 2357.0957 | 1114.5665
| 5174 | 2356.9786 | 1114.5665
| 5175 | 2356.8636 | 1114.5665
| 5176 | 2356.8052 | 1114.5665
| 5177 | 2356.7063 | 1114.5665
| 5178 | 2356.6009 | 1114.5665
| 5179 | 2356.5239 | 1114.5665
| 5180 | 2356.4234 | 1114.5665
| 5181 | 2356.344 | 1114.5665
| 5182 | 2356.2159 | 1114.5665
| 5183 | 2356.115 | 1114.5665
| 5184 | 2356.0406 | 1114.5665
| 5185 | 2355.9735 | 1114.5665
| 5186 | 2355.8617 | 1114.5665
| 5187 | 2355.7616 | 1114.5665
| 5188 | 2355.6673 | 1114.5665
| 5189 | 2355.5295 | 1114.5665
| 5190 | 2355.4018 | 1114.5665
| 5191 | 2355.2406 | 1114.5665
| 5192 | 2355.134 | 1114.5665
| 5193 | 2355.0507 | 1114.5665
| 5194 | 2354.9115 | 1114.5665
| 5195 | 2354.781 | 1114.5665
| 5196 | 2354.6834 | 1114.5665
| 5197 | 2354.5657 | 1114.5665
| 5198 | 2354.4756 | 1114.5665
| 5199 | 2354.3915 | 1114.5665
| 5200 | 2354.2792 | 1114.5665
| 5201 | 2354.1575 | 1114.5665
| 5202 | 2354.0212 | 1114.5665
| 5203 | 2353.9077 | 1114.5665
| 5204 | 2353.8498 | 1114.5665
| 5205 | 2353.7879 | 1114.5665
| 5206 | 2353.669 | 1114.5665
| 5207 | 2353.5341 | 1114.5665
| 5208 | 2353.4122 | 1114.5665
| 5209 | 2353.2701 | 1114.5665
| 5210 | 2353.1485 | 1114.5665
| 5211 | 2353.0094 | 1114.5665
| 5212 | 2352.8822 | 1114.5665
| 5213 | 2352.7691 | 1114.5665
| 5214 | 2352.6422 | 1114.5665
| 5215 | 2352.5274 | 1114.5665
| 5216 | 2352.4414 | 1114.5665
| 5217 | 2352.3047 | 1114.5665
| 5218 | 2352.1714 | 1114.5665
| 5219 | 2352.0503 | 1114.5665
| 5220 | 2351.8923 | 1114.5665
| 5221 | 2351.7559 | 1114.5665
| 5222 | 2351.682 | 1114.5665
| 5223 | 2351.5672 | 1114.5665
| 5224 | 2351.4808 | 1114.5665
| 5225 | 2351.3545 | 1114.5665
| 5226 | 2351.2292 | 1114.5665
| 5227 | 2351.0756 | 1114.5665
| 5228 | 2350.97 | 1114.5665
| 5229 | 2350.8413 | 1114.5665
| 5230 | 2350.7281 | 1114.5665
| 5231 | 2350.6205 | 1114.5665
| 5232 | 2350.5231 | 1114.5665
| 5233 | 2350.4229 | 1114.5665
| 5234 | 2350.3172 | 1114.5665
| 5235 | 2350.2058 | 1114.5665
| 5236 | 2350.1089 | 1114.5665
| 5237 | 2350.0125 | 1114.5665
| 5238 | 2349.9157 | 1114.5665
| 5239 | 2349.8418 | 1114.5665
| 5240 | 2349.7278 | 1114.5665
| 5241 | 2349.6074 | 1114.5665
| 5242 | 2349.5221 | 1114.5665
| 5243 | 2349.3444 | 1114.5665
| 5244 | 2349.2435 | 1114.5665
| 5245 | 2349.1137 | 1114.5665
| 5246 | 2349.0142 | 1114.5665
| 5247 | 2348.9243 | 1114.5665
| 5248 | 2348.7587 | 1114.5665
| 5249 | 2348.6065 | 1114.5665
| 5250 | 2348.5226 | 1114.5665
| 5251 | 2348.4393 | 1114.5665
| 5252 | 2348.3153 | 1114.5665
| 5253 | 2348.2091 | 1114.5665
| 5254 | 2348.0959 | 1114.5665
| 5255 | 2347.9793 | 1114.5665
| 5256 | 2347.815 | 1114.5665
| 5257 | 2347.6879 | 1114.5665
| 5258 | 2347.5898 | 1114.5665
| 5259 | 2347.5056 | 1114.5665
| 5260 | 2347.4304 | 1114.5665
| 5261 | 2347.3276 | 1114.5665
| 5262 | 2347.2742 | 1114.5665
| 5263 | 2347.1911 | 1114.5665
| 5264 | 2347.049 | 1114.5665
| 5265 | 2346.9331 | 1114.5665
| 5266 | 2346.8143 | 1114.5665
| 5267 | 2346.6764 | 1114.5665
| 5268 | 2346.6027 | 1114.5665
| 5269 | 2346.4321 | 1114.5665
| 5270 | 2346.3342 | 1114.5665
| 5271 | 2346.2206 | 1114.5665
| 5272 | 2346.0988 | 1114.5665
| 5273 | 2345.9249 | 1114.5665
| 5274 | 2345.7586 | 1114.5665
| 5275 | 2345.6348 | 1114.5665
| 5276 | 2345.5373 | 1114.5665
| 5277 | 2345.4184 | 1114.5665
| 5278 | 2345.2995 | 1114.5665
| 5279 | 2345.2477 | 1114.5665
| 5280 | 2345.1573 | 1114.5665
| 5281 | 2344.9959 | 1114.5665
| 5282 | 2344.9158 | 1114.5665
| 5283 | 2344.8222 | 1114.5665
| 5284 | 2344.7145 | 1114.5665
| 5285 | 2344.617 | 1114.5665
| 5286 | 2344.5551 | 1114.5665
| 5287 | 2344.4557 | 1114.5665
| 5288 | 2344.3639 | 1114.5665
| 5289 | 2344.2827 | 1114.5665
| 5290 | 2344.1899 | 1114.5665
| 5291 | 2344.0617 | 1114.5665
| 5292 | 2343.9703 | 1114.5665
| 5293 | 2343.7978 | 1114.5665
| 5294 | 2343.6486 | 1114.5665
| 5295 | 2343.5229 | 1114.5665
| 5296 | 2343.387 | 1114.5665
| 5297 | 2343.2935 | 1114.5665
| 5298 | 2343.1788 | 1114.5665
| 5299 | 2343.0684 | 1114.5665
| 5300 | 2342.9725 | 1114.5665
| 5301 | 2342.8857 | 1114.5665
| 5302 | 2342.7636 | 1114.5665
| 5303 | 2342.6439 | 1114.5665
| 5304 | 2342.5407 | 1114.5665
| 5305 | 2342.4742 | 1114.5665
| 5306 | 2342.3769 | 1114.5665
| 5307 | 2342.254 | 1114.5665
| 5308 | 2342.1161 | 1114.5665
| 5309 | 2341.9624 | 1114.5665
| 5310 | 2341.8605 | 1114.5665
| 5311 | 2341.8026 | 1114.5665
| 5312 | 2341.7062 | 1114.5665
| 5313 | 2341.5665 | 1114.5665
| 5314 | 2341.4902 | 1114.5665
| 5315 | 2341.3802 | 1114.5665
| 5316 | 2341.263 | 1114.5665
| 5317 | 2341.1443 | 1114.5665
| 5318 | 2341.0951 | 1114.5665
| 5319 | 2341.0076 | 1114.5665
| 5320 | 2340.9112 | 1114.5665
| 5321 | 2340.8089 | 1114.5665
| 5322 | 2340.6424 | 1114.5665
| 5323 | 2340.53 | 1114.5665
| 5324 | 2340.4368 | 1114.5665
| 5325 | 2340.3556 | 1114.5665
| 5326 | 2340.2552 | 1114.5665
| 5327 | 2340.1712 | 1114.5665
| 5328 | 2340.0685 | 1114.5665
| 5329 | 2339.9887 | 1114.5665
| 5330 | 2339.9023 | 1114.5665
| 5331 | 2339.82 | 1114.5665
| 5332 | 2339.7135 | 1114.5665
| 5333 | 2339.58 | 1114.5665
| 5334 | 2339.5029 | 1114.5665
| 5335 | 2339.4426 | 1114.5665
| 5336 | 2339.3585 | 1114.5665
| 5337 | 2339.2804 | 1114.5665
| 5338 | 2339.2192 | 1114.5665
| 5339 | 2339.0821 | 1114.5665
| 5340 | 2338.9605 | 1114.5665
| 5341 | 2338.8662 | 1114.5665
| 5342 | 2338.7557 | 1114.5665
| 5343 | 2338.6865 | 1114.5665
| 5344 | 2338.6234 | 1114.5665
| 5345 | 2338.5354 | 1114.5665
| 5346 | 2338.4825 | 1114.5665
| 5347 | 2338.3559 | 1114.5665
| 5348 | 2338.2717 | 1114.5665
| 5349 | 2338.1512 | 1114.5665
| 5350 | 2338.0506 | 1114.5665
| 5351 | 2337.9985 | 1114.5665
| 5352 | 2337.8992 | 1114.5665
| 5353 | 2337.8295 | 1114.5665
| 5354 | 2337.7459 | 1114.5665
| 5355 | 2337.5738 | 1114.5665
| 5356 | 2337.4629 | 1114.5665
| 5357 | 2337.4087 | 1114.5665
| 5358 | 2337.3612 | 1114.5665
| 5359 | 2337.1947 | 1114.5665
| 5360 | 2337.1392 | 1114.5665
| 5361 | 2337.057 | 1114.5665
| 5362 | 2336.985 | 1114.5665
| 5363 | 2336.8486 | 1114.5665
| 5364 | 2336.7637 | 1114.5665
| 5365 | 2336.6687 | 1114.5665
| 5366 | 2336.5842 | 1114.5665
| 5367 | 2336.5483 | 1114.5665
| 5368 | 2336.3787 | 1114.5665
| 5369 | 2336.2841 | 1114.5665
| 5370 | 2336.1363 | 1114.5665
| 5371 | 2336.0419 | 1114.5665
| 5372 | 2335.9487 | 1114.5665
| 5373 | 2335.7972 | 1114.5665
| 5374 | 2335.7295 | 1114.5665
| 5375 | 2335.6556 | 1114.5665
| 5376 | 2335.5591 | 1114.5665
| 5377 | 2335.424 | 1114.5665
| 5378 | 2335.3432 | 1114.5665
| 5379 | 2335.2376 | 1114.5665
| 5380 | 2335.1609 | 1114.5665
| 5381 | 2335.0555 | 1114.5665
| 5382 | 2334.9595 | 1114.5665
| 5383 | 2334.8952 | 1114.5665
| 5384 | 2334.7435 | 1114.5665
| 5385 | 2334.6962 | 1114.5665
| 5386 | 2334.5583 | 1114.5665
| 5387 | 2334.3956 | 1114.5665
| 5388 | 2334.2974 | 1114.5665
| 5389 | 2334.1846 | 1114.5665
| 5390 | 2334.0845 | 1114.5665
| 5391 | 2333.9582 | 1114.5665
| 5392 | 2333.854 | 1114.5665
| 5393 | 2333.753 | 1114.5665
| 5394 | 2333.6428 | 1114.5665
| 5395 | 2333.5486 | 1114.5665
| 5396 | 2333.4966 | 1114.5665
| 5397 | 2333.4189 | 1114.5665
| 5398 | 2333.3442 | 1114.5665
| 5399 | 2333.2379 | 1114.5665
| 5400 | 2333.1438 | 1114.5665
| 5401 | 2333.0364 | 1114.5665
| 5402 | 2332.9421 | 1114.5665
| 5403 | 2332.781 | 1114.5665
| 5404 | 2332.6427 | 1114.5665
| 5405 | 2332.5028 | 1114.5665
| 5406 | 2332.4015 | 1114.5665
| 5407 | 2332.2654 | 1114.5665
| 5408 | 2332.0908 | 1114.5665
| 5409 | 2331.9809 | 1114.5665
| 5410 | 2331.8987 | 1114.5665
| 5411 | 2331.824 | 1114.5665
| 5412 | 2331.7686 | 1114.5665
| 5413 | 2331.6833 | 1114.5665
| 5414 | 2331.5621 | 1114.5665
| 5415 | 2331.4909 | 1114.5665
| 5416 | 2331.3672 | 1114.5665
| 5417 | 2331.2336 | 1114.5665
| 5418 | 2331.0881 | 1114.5665
| 5419 | 2330.9855 | 1114.5665
| 5420 | 2330.8657 | 1114.5665
| 5421 | 2330.7728 | 1114.5665
| 5422 | 2330.6911 | 1114.5665
| 5423 | 2330.5412 | 1114.5665
| 5424 | 2330.4514 | 1114.5665
| 5425 | 2330.376 | 1114.5665
| 5426 | 2330.28 | 1114.5665
| 5427 | 2330.1576 | 1114.5665
| 5428 | 2330.0491 | 1114.5665
| 5429 | 2329.9612 | 1114.5665
| 5430 | 2329.8895 | 1114.5665
| 5431 | 2329.8044 | 1114.5665
| 5432 | 2329.7054 | 1114.5665
| 5433 | 2329.6375 | 1114.5665
| 5434 | 2329.4978 | 1114.5665
| 5435 | 2329.3364 | 1114.5665
| 5436 | 2329.2519 | 1114.5665
| 5437 | 2329.1881 | 1114.5665
| 5438 | 2329.1242 | 1114.5665
| 5439 | 2329.0328 | 1114.5665
| 5440 | 2328.846 | 1114.5665
| 5441 | 2328.7278 | 1114.5665
| 5442 | 2328.6515 | 1114.5665
| 5443 | 2328.584 | 1114.5665
| 5444 | 2328.4055 | 1114.5665
| 5445 | 2328.3185 | 1114.5665
| 5446 | 2328.2154 | 1114.5665
| 5447 | 2328.101 | 1114.5665
| 5448 | 2327.9538 | 1114.5665
| 5449 | 2327.9178 | 1114.5665
| 5450 | 2327.8145 | 1114.5665
| 5451 | 2327.7543 | 1114.5665
| 5452 | 2327.6991 | 1114.5665
| 5453 | 2327.6006 | 1114.5665
| 5454 | 2327.5002 | 1114.5665
| 5455 | 2327.343 | 1114.5665
| 5456 | 2327.2007 | 1114.5665
| 5457 | 2327.0752 | 1114.5665
| 5458 | 2326.9876 | 1114.5665
| 5459 | 2326.8818 | 1114.5665
| 5460 | 2326.8042 | 1114.5665
| 5461 | 2326.6922 | 1114.5665
| 5462 | 2326.6488 | 1114.5665
| 5463 | 2326.5921 | 1114.5665
| 5464 | 2326.4531 | 1114.5665
| 5465 | 2326.3707 | 1114.5665
| 5466 | 2326.3094 | 1114.5665
| 5467 | 2326.2058 | 1114.5665
| 5468 | 2326.1211 | 1114.5665
| 5469 | 2326.0618 | 1114.5665
| 5470 | 2326.0127 | 1114.5665
| 5471 | 2325.8874 | 1114.5665
| 5472 | 2325.8037 | 1114.5665
| 5473 | 2325.6756 | 1114.5665
| 5474 | 2325.5921 | 1114.5665
| 5475 | 2325.4955 | 1114.5665
| 5476 | 2325.4103 | 1114.5665
| 5477 | 2325.3059 | 1114.5665
| 5478 | 2325.2559 | 1114.5665
| 5479 | 2325.184 | 1114.5665
| 5480 | 2325.0587 | 1114.5665
| 5481 | 2324.9472 | 1114.5665
| 5482 | 2324.8726 | 1114.5665
| 5483 | 2324.7549 | 1114.5665
| 5484 | 2324.6418 | 1114.5665
| 5485 | 2324.5412 | 1114.5665
| 5486 | 2324.4751 | 1114.5665
| 5487 | 2324.4183 | 1114.5665
| 5488 | 2324.3227 | 1114.5665
| 5489 | 2324.2323 | 1114.5665
| 5490 | 2324.0921 | 1114.5665
| 5491 | 2324.019 | 1114.5665
| 5492 | 2323.8889 | 1114.5665
| 5493 | 2323.7806 | 1114.5665
| 5494 | 2323.6942 | 1114.5665
| 5495 | 2323.6013 | 1114.5665
| 5496 | 2323.5193 | 1114.5665
| 5497 | 2323.3979 | 1114.5665
| 5498 | 2323.3029 | 1114.5665
| 5499 | 2323.2153 | 1114.5665
| 5500 | 2323.1552 | 1114.5665
| 5501 | 2323.0384 | 1114.5665
| 5502 | 2322.932 | 1114.5665
| 5503 | 2322.7866 | 1114.5665
| 5504 | 2322.7111 | 1114.5665
| 5505 | 2322.6209 | 1114.5665
| 5506 | 2322.4864 | 1114.5665
| 5507 | 2322.3902 | 1114.5665
| 5508 | 2322.3151 | 1114.5665
| 5509 | 2322.197 | 1114.5665
| 5510 | 2322.0749 | 1114.5665
| 5511 | 2322.0162 | 1114.5665
| 5512 | 2321.916 | 1114.5665
| 5513 | 2321.8437 | 1114.5665
| 5514 | 2321.7512 | 1114.5665
| 5515 | 2321.6352 | 1114.5665
| 5516 | 2321.4436 | 1114.5665
| 5517 | 2321.3364 | 1114.5665
| 5518 | 2321.1977 | 1114.5665
| 5519 | 2321.0694 | 1114.5665
| 5520 | 2320.9746 | 1114.5665
| 5521 | 2320.8642 | 1114.5665
| 5522 | 2320.7654 | 1114.5665
| 5523 | 2320.6642 | 1114.5665
| 5524 | 2320.4749 | 1114.5665
| 5525 | 2320.3521 | 1114.5665
| 5526 | 2320.2677 | 1114.5665
| 5527 | 2320.1839 | 1114.5665
| 5528 | 2320.0635 | 1114.5665
| 5529 | 2319.901 | 1114.5665
| 5530 | 2319.794 | 1114.5665
| 5531 | 2319.6953 | 1114.5665
| 5532 | 2319.6082 | 1114.5665
| 5533 | 2319.4658 | 1114.5665
| 5534 | 2319.3685 | 1114.5665
| 5535 | 2319.2549 | 1114.5665
| 5536 | 2319.165 | 1114.5665
| 5537 | 2319.0732 | 1114.5665
| 5538 | 2318.9509 | 1114.5665
| 5539 | 2318.8646 | 1114.5665
| 5540 | 2318.8017 | 1114.5665
| 5541 | 2318.6819 | 1114.5665
| 5542 | 2318.6084 | 1114.5665
| 5543 | 2318.4991 | 1114.5665
| 5544 | 2318.3386 | 1114.5665
| 5545 | 2318.2705 | 1114.5665
| 5546 | 2318.1854 | 1114.5665
| 5547 | 2318.0982 | 1114.5665
| 5548 | 2317.9878 | 1114.5665
| 5549 | 2317.8958 | 1114.5665
| 5550 | 2317.7861 | 1114.5665
| 5551 | 2317.6739 | 1114.5665
| 5552 | 2317.6138 | 1114.5665
| 5553 | 2317.5182 | 1114.5665
| 5554 | 2317.4245 | 1114.5665
| 5555 | 2317.2799 | 1114.5665
| 5556 | 2317.1907 | 1114.5665
| 5557 | 2317.0036 | 1114.5665
| 5558 | 2316.9238 | 1114.5665
| 5559 | 2316.8125 | 1114.5665
| 5560 | 2316.7179 | 1114.5665
| 5561 | 2316.6141 | 1114.5665
| 5562 | 2316.5359 | 1114.5665
| 5563 | 2316.4729 | 1114.5665
| 5564 | 2316.3468 | 1114.5665
| 5565 | 2316.261 | 1114.5665
| 5566 | 2316.1626 | 1114.5665
| 5567 | 2316.0421 | 1114.5665
| 5568 | 2315.9257 | 1114.5665
| 5569 | 2315.855 | 1114.5665
| 5570 | 2315.8012 | 1114.5665
| 5571 | 2315.72 | 1114.5665
| 5572 | 2315.6159 | 1114.5665
| 5573 | 2315.4914 | 1114.5665
| 5574 | 2315.3912 | 1114.5665
| 5575 | 2315.3097 | 1114.5665
| 5576 | 2315.1792 | 1114.5665
| 5577 | 2315.0862 | 1114.5665
| 5578 | 2315.0004 | 1114.5665
| 5579 | 2314.8741 | 1114.5665
| 5580 | 2314.7544 | 1114.5665
| 5581 | 2314.6667 | 1114.5665
| 5582 | 2314.508 | 1114.5665
| 5583 | 2314.4033 | 1114.5665
| 5584 | 2314.3348 | 1114.5665
| 5585 | 2314.2529 | 1114.5665
| 5586 | 2314.1699 | 1114.5665
| 5587 | 2314.0762 | 1114.5665
| 5588 | 2313.9213 | 1114.5665
| 5589 | 2313.8585 | 1114.5665
| 5590 | 2313.8152 | 1114.5665
| 5591 | 2313.6941 | 1114.5665
| 5592 | 2313.5792 | 1114.5665
| 5593 | 2313.4678 | 1114.5665
| 5594 | 2313.3935 | 1114.5665
| 5595 | 2313.2942 | 1114.5665
| 5596 | 2313.2167 | 1114.5665
| 5597 | 2313.1392 | 1114.5665
| 5598 | 2313.009 | 1114.5665
| 5599 | 2312.9465 | 1114.5665
| 5600 | 2312.8717 | 1114.5665
| 5601 | 2312.7386 | 1114.5665
| 5602 | 2312.6054 | 1114.5665
| 5603 | 2312.4971 | 1114.5665
| 5604 | 2312.3921 | 1114.5665
| 5605 | 2312.3342 | 1114.5665
| 5606 | 2312.2242 | 1114.5665
| 5607 | 2312.1291 | 1114.5665
| 5608 | 2312.0406 | 1114.5665
| 5609 | 2311.929 | 1114.5665
| 5610 | 2311.8179 | 1114.5665
| 5611 | 2311.6898 | 1114.5665
| 5612 | 2311.562 | 1114.5665
| 5613 | 2311.4835 | 1114.5665
| 5614 | 2311.3747 | 1114.5665
| 5615 | 2311.2549 | 1114.5665
| 5616 | 2311.1854 | 1114.5665
| 5617 | 2311.1009 | 1114.5665
| 5618 | 2310.9727 | 1114.5665
| 5619 | 2310.9442 | 1114.5665
| 5620 | 2310.8108 | 1114.5665
| 5621 | 2310.6859 | 1114.5665
| 5622 | 2310.629 | 1114.5665
| 5623 | 2310.5085 | 1114.5665
| 5624 | 2310.3895 | 1114.5665
| 5625 | 2310.3048 | 1114.5665
| 5626 | 2310.2504 | 1114.5665
| 5627 | 2310.1503 | 1114.5665
| 5628 | 2310.0023 | 1114.5665
| 5629 | 2309.8887 | 1114.5665
| 5630 | 2309.7432 | 1114.5665
| 5631 | 2309.6865 | 1114.5665
| 5632 | 2309.6223 | 1114.5665
| 5633 | 2309.5162 | 1114.5665
| 5634 | 2309.4263 | 1114.5665
| 5635 | 2309.3208 | 1114.5665
| 5636 | 2309.2331 | 1114.5665
| 5637 | 2309.1625 | 1114.5665
| 5638 | 2309.0389 | 1114.5665
| 5639 | 2308.9121 | 1114.5665
| 5640 | 2308.8561 | 1114.5665
| 5641 | 2308.7312 | 1114.5665
| 5642 | 2308.6527 | 1114.5665
| 5643 | 2308.5428 | 1114.5665
| 5644 | 2308.4507 | 1114.5665
| 5645 | 2308.4001 | 1114.5665
| 5646 | 2308.2814 | 1114.5665
| 5647 | 2308.1467 | 1114.5665
| 5648 | 2308.0789 | 1114.5665
| 5649 | 2307.9851 | 1114.5665
| 5650 | 2307.8337 | 1114.5665
| 5651 | 2307.7242 | 1114.5665
| 5652 | 2307.635 | 1114.5665
| 5653 | 2307.5666 | 1114.5665
| 5654 | 2307.4759 | 1114.5665
| 5655 | 2307.3616 | 1114.5665
| 5656 | 2307.2581 | 1114.5665
| 5657 | 2307.1222 | 1114.5665
| 5658 | 2306.97 | 1114.5665
| 5659 | 2306.8553 | 1114.5665
| 5660 | 2306.7226 | 1114.5665
| 5661 | 2306.6336 | 1114.5665
| 5662 | 2306.5615 | 1114.5665
| 5663 | 2306.432 | 1114.5665
| 5664 | 2306.3173 | 1114.5665
| 5665 | 2306.2299 | 1114.5665
| 5666 | 2306.1645 | 1114.5665
| 5667 | 2306.006 | 1114.5665
| 5668 | 2305.8904 | 1114.5665
| 5669 | 2305.8187 | 1114.5665
| 5670 | 2305.7146 | 1114.5665
| 5671 | 2305.5985 | 1114.5665
| 5672 | 2305.5011 | 1114.5665
| 5673 | 2305.3806 | 1114.5665
| 5674 | 2305.25 | 1114.5665
| 5675 | 2305.1727 | 1114.5665
| 5676 | 2305.0987 | 1114.5665
| 5677 | 2305.0027 | 1114.5665
| 5678 | 2304.9304 | 1114.5665
| 5679 | 2304.8783 | 1114.5665
| 5680 | 2304.7621 | 1114.5665
| 5681 | 2304.7117 | 1114.5665
| 5682 | 2304.6543 | 1114.5665
| 5683 | 2304.5323 | 1114.5665
| 5684 | 2304.4782 | 1114.5665
| 5685 | 2304.3899 | 1114.5665
| 5686 | 2304.2608 | 1114.5665
| 5687 | 2304.1427 | 1114.5665
| 5688 | 2303.9354 | 1114.5665
| 5689 | 2303.8694 | 1114.5665
| 5690 | 2303.7568 | 1114.5665
| 5691 | 2303.6377 | 1114.5665
| 5692 | 2303.542 | 1114.5665
| 5693 | 2303.4876 | 1114.5665
| 5694 | 2303.3621 | 1114.5665
| 5695 | 2303.2857 | 1114.5665
| 5696 | 2303.1453 | 1114.5665
| 5697 | 2303.0334 | 1114.5665
| 5698 | 2302.964 | 1114.5665
| 5699 | 2302.8606 | 1114.5665
| 5700 | 2302.7729 | 1114.5665
| 5701 | 2302.6825 | 1114.5665
| 5702 | 2302.5878 | 1114.5665
| 5703 | 2302.4327 | 1114.5665
| 5704 | 2302.3243 | 1114.5665
| 5705 | 2302.2148 | 1114.5665
| 5706 | 2302.1574 | 1114.5665
| 5707 | 2302.0552 | 1114.5665
| 5708 | 2301.9199 | 1114.5665
| 5709 | 2301.7742 | 1114.5665
| 5710 | 2301.6425 | 1114.5665
| 5711 | 2301.5172 | 1114.5665
| 5712 | 2301.3663 | 1114.5665
| 5713 | 2301.2721 | 1114.5665
| 5714 | 2301.1332 | 1114.5665
| 5715 | 2301.0182 | 1114.5665
| 5716 | 2300.9197 | 1114.5665
| 5717 | 2300.7983 | 1114.5665
| 5718 | 2300.7307 | 1114.5665
| 5719 | 2300.6324 | 1114.5665
| 5720 | 2300.5721 | 1114.5665
| 5721 | 2300.4261 | 1114.5665
| 5722 | 2300.3616 | 1114.5665
| 5723 | 2300.2269 | 1114.5665
| 5724 | 2300.1377 | 1114.5665
| 5725 | 2300.0466 | 1114.5665
| 5726 | 2299.9652 | 1114.5665
| 5727 | 2299.9076 | 1114.5665
| 5728 | 2299.8046 | 1114.5665
| 5729 | 2299.6603 | 1114.5665
| 5730 | 2299.6021 | 1114.5665
| 5731 | 2299.4643 | 1114.5665
| 5732 | 2299.3861 | 1114.5665
| 5733 | 2299.2546 | 1114.5665
| 5734 | 2299.1388 | 1114.5665
| 5735 | 2299.0225 | 1114.5665
| 5736 | 2298.9144 | 1114.5665
| 5737 | 2298.7709 | 1114.5665
| 5738 | 2298.6795 | 1114.5665
| 5739 | 2298.5253 | 1114.5665
| 5740 | 2298.3996 | 1114.5665
| 5741 | 2298.3105 | 1114.5665
| 5742 | 2298.2156 | 1114.5665
| 5743 | 2298.1351 | 1114.5665
| 5744 | 2298.0344 | 1114.5665
| 5745 | 2297.9605 | 1114.5665
| 5746 | 2297.9066 | 1114.5665
| 5747 | 2297.8367 | 1114.5665
| 5748 | 2297.7421 | 1114.5665
| 5749 | 2297.6588 | 1114.5665
| 5750 | 2297.499 | 1114.5665
| 5751 | 2297.3931 | 1114.5665
| 5752 | 2297.2558 | 1114.5665
| 5753 | 2297.1624 | 1114.5665
| 5754 | 2297.0512 | 1114.5665
| 5755 | 2296.9213 | 1114.5665
| 5756 | 2296.8105 | 1114.5665
| 5757 | 2296.7113 | 1114.5665
| 5758 | 2296.6245 | 1114.5665
| 5759 | 2296.5466 | 1114.5665
| 5760 | 2296.4393 | 1114.5665
| 5761 | 2296.3438 | 1114.5665
| 5762 | 2296.2699 | 1114.5665
| 5763 | 2296.1917 | 1114.5665
| 5764 | 2296.1096 | 1114.5665
| 5765 | 2296.0024 | 1114.5665
| 5766 | 2295.8715 | 1114.5665
| 5767 | 2295.7741 | 1114.5665
| 5768 | 2295.6618 | 1114.5665
| 5769 | 2295.5649 | 1114.5665
| 5770 | 2295.4665 | 1114.5665
| 5771 | 2295.3767 | 1114.5665
| 5772 | 2295.2907 | 1114.5665
| 5773 | 2295.1818 | 1114.5665
| 5774 | 2295.0734 | 1114.5665
| 5775 | 2294.9973 | 1114.5665
| 5776 | 2294.89 | 1114.5665
| 5777 | 2294.7091 | 1114.5665
| 5778 | 2294.5841 | 1114.5665
| 5779 | 2294.4695 | 1114.5665
| 5780 | 2294.3601 | 1114.5665
| 5781 | 2294.2017 | 1114.5665
| 5782 | 2294.0997 | 1114.5665
| 5783 | 2293.9824 | 1114.5665
| 5784 | 2293.8909 | 1114.5665
| 5785 | 2293.7736 | 1114.5665
| 5786 | 2293.6874 | 1114.5665
| 5787 | 2293.5521 | 1114.5665
| 5788 | 2293.4446 | 1114.5665
| 5789 | 2293.357 | 1114.5665
| 5790 | 2293.2025 | 1114.5665
| 5791 | 2293.1084 | 1114.5665
| 5792 | 2292.9633 | 1114.5665
| 5793 | 2292.8376 | 1114.5665
| 5794 | 2292.7251 | 1114.5665
| 5795 | 2292.6353 | 1114.5665
| 5796 | 2292.5914 | 1114.5665
| 5797 | 2292.5054 | 1114.5665
| 5798 | 2292.3444 | 1114.5665
| 5799 | 2292.2046 | 1114.5665
| 5800 | 2292.1118 | 1114.5665
| 5801 | 2292.0235 | 1114.5665
| 5802 | 2291.9371 | 1114.5665
| 5803 | 2291.8421 | 1114.5665
| 5804 | 2291.7636 | 1114.5665
| 5805 | 2291.6256 | 1114.5665
| 5806 | 2291.4633 | 1114.5665
| 5807 | 2291.3719 | 1114.5665
| 5808 | 2291.2781 | 1114.5665
| 5809 | 2291.1433 | 1114.5665
| 5810 | 2291.0398 | 1114.5665
| 5811 | 2290.9633 | 1114.5665
| 5812 | 2290.8404 | 1114.5665
| 5813 | 2290.707 | 1114.5665
| 5814 | 2290.5832 | 1114.5665
| 5815 | 2290.4759 | 1114.5665
| 5816 | 2290.366 | 1114.5665
| 5817 | 2290.249 | 1114.5665
| 5818 | 2290.1324 | 1114.5665
| 5819 | 2290.0644 | 1114.5665
| 5820 | 2289.9513 | 1114.5665
| 5821 | 2289.8743 | 1114.5665
| 5822 | 2289.7652 | 1114.5665
| 5823 | 2289.6662 | 1114.5665
| 5824 | 2289.5412 | 1114.5665
| 5825 | 2289.4389 | 1114.5665
| 5826 | 2289.2968 | 1114.5665
| 5827 | 2289.2216 | 1114.5665
| 5828 | 2289.0934 | 1114.5665
| 5829 | 2289.017 | 1114.5665
| 5830 | 2288.8479 | 1114.5665
| 5831 | 2288.7381 | 1114.5665
| 5832 | 2288.6138 | 1114.5665
| 5833 | 2288.5215 | 1114.5665
| 5834 | 2288.432 | 1114.5665
| 5835 | 2288.3353 | 1114.5665
| 5836 | 2288.2366 | 1114.5665
| 5837 | 2288.1188 | 1114.5665
| 5838 | 2288.0077 | 1114.5665
| 5839 | 2287.8922 | 1114.5665
| 5840 | 2287.7793 | 1114.5665
| 5841 | 2287.6532 | 1114.5665
| 5842 | 2287.5515 | 1114.5665
| 5843 | 2287.4078 | 1114.5665
| 5844 | 2287.3431 | 1114.5665
| 5845 | 2287.2683 | 1114.5665
| 5846 | 2287.1736 | 1114.5665
| 5847 | 2287.0729 | 1114.5665
| 5848 | 2286.9517 | 1114.5665
| 5849 | 2286.8939 | 1114.5665
| 5850 | 2286.8142 | 1114.5665
| 5851 | 2286.7063 | 1114.5665
| 5852 | 2286.6139 | 1114.5665
| 5853 | 2286.5486 | 1114.5665
| 5854 | 2286.4754 | 1114.5665
| 5855 | 2286.3739 | 1114.5665
| 5856 | 2286.2066 | 1114.5665
| 5857 | 2286.1241 | 1114.5665
| 5858 | 2286.0255 | 1114.5665
| 5859 | 2285.8897 | 1114.5665
| 5860 | 2285.7968 | 1114.5665
| 5861 | 2285.7181 | 1114.5665
| 5862 | 2285.5871 | 1114.5665
| 5863 | 2285.4793 | 1114.5665
| 5864 | 2285.3892 | 1114.5665
| 5865 | 2285.2975 | 1114.5665
| 5866 | 2285.1701 | 1114.5665
| 5867 | 2285.0793 | 1114.5665
| 5868 | 2284.9911 | 1114.5665
| 5869 | 2284.9096 | 1114.5665
| 5870 | 2284.8419 | 1114.5665
| 5871 | 2284.7202 | 1114.5665
| 5872 | 2284.6624 | 1114.5665
| 5873 | 2284.5856 | 1114.5665
| 5874 | 2284.4826 | 1114.5665
| 5875 | 2284.3668 | 1114.5665
| 5876 | 2284.2333 | 1114.5665
| 5877 | 2284.1478 | 1114.5665
| 5878 | 2284.0539 | 1114.5665
| 5879 | 2283.9665 | 1114.5665
| 5880 | 2283.8707 | 1114.5665
| 5881 | 2283.7841 | 1114.5665
| 5882 | 2283.6792 | 1114.5665
| 5883 | 2283.5054 | 1114.5665
| 5884 | 2283.4313 | 1114.5665
| 5885 | 2283.3361 | 1114.5665
| 5886 | 2283.2567 | 1114.5665
| 5887 | 2283.1396 | 1114.5665
| 5888 | 2283.0162 | 1114.5665
| 5889 | 2282.9061 | 1114.5665
| 5890 | 2282.8477 | 1114.5665
| 5891 | 2282.7094 | 1114.5665
| 5892 | 2282.6279 | 1114.5665
| 5893 | 2282.5189 | 1114.5665
| 5894 | 2282.402 | 1114.5665
| 5895 | 2282.2766 | 1114.5665
| 5896 | 2282.1813 | 1114.5665
| 5897 | 2282.0689 | 1114.5665
| 5898 | 2281.9684 | 1114.5665
| 5899 | 2281.914 | 1114.5665
| 5900 | 2281.8019 | 1114.5665
| 5901 | 2281.7087 | 1114.5665
| 5902 | 2281.598 | 1114.5665
| 5903 | 2281.5251 | 1114.5665
| 5904 | 2281.4257 | 1114.5665
| 5905 | 2281.2753 | 1114.5665
| 5906 | 2281.1517 | 1114.5665
| 5907 | 2281.0389 | 1114.5665
| 5908 | 2281.0023 | 1114.5665
| 5909 | 2280.8899 | 1114.5665
| 5910 | 2280.8208 | 1114.5665
| 5911 | 2280.701 | 1114.5665
| 5912 | 2280.6218 | 1114.5665
| 5913 | 2280.5022 | 1114.5665
| 5914 | 2280.377 | 1114.5665
| 5915 | 2280.2803 | 1114.5665
| 5916 | 2280.1788 | 1114.5665
| 5917 | 2280.0982 | 1114.5665
| 5918 | 2280.0186 | 1114.5665
| 5919 | 2279.9119 | 1114.5665
| 5920 | 2279.8242 | 1114.5665
| 5921 | 2279.7248 | 1114.5665
| 5922 | 2279.5916 | 1114.5665
| 5923 | 2279.4742 | 1114.5665
| 5924 | 2279.3913 | 1114.5665
| 5925 | 2279.2642 | 1114.5665
| 5926 | 2279.1571 | 1114.5665
| 5927 | 2279.0198 | 1114.5665
| 5928 | 2278.9024 | 1114.5665
| 5929 | 2278.762 | 1114.5665
| 5930 | 2278.6974 | 1114.5665
| 5931 | 2278.6011 | 1114.5665
| 5932 | 2278.5225 | 1114.5665
| 5933 | 2278.4385 | 1114.5665
| 5934 | 2278.3117 | 1114.5665
| 5935 | 2278.2329 | 1114.5665
| 5936 | 2278.1029 | 1114.5665
| 5937 | 2278.0165 | 1114.5665
| 5938 | 2277.9423 | 1114.5665
| 5939 | 2277.866 | 1114.5665
| 5940 | 2277.7838 | 1114.5665
| 5941 | 2277.6944 | 1114.5665
| 5942 | 2277.5476 | 1114.5665
| 5943 | 2277.4315 | 1114.5665
| 5944 | 2277.3554 | 1114.5665
| 5945 | 2277.2162 | 1114.5665
| 5946 | 2277.1085 | 1114.5665
| 5947 | 2277.0354 | 1114.5665
| 5948 | 2276.9351 | 1114.5665
| 5949 | 2276.8349 | 1114.5665
| 5950 | 2276.7148 | 1114.5665
| 5951 | 2276.6011 | 1114.5665
| 5952 | 2276.5032 | 1114.5665
| 5953 | 2276.3579 | 1114.5665
| 5954 | 2276.2279 | 1114.5665
| 5955 | 2276.1623 | 1114.5665
| 5956 | 2276.1223 | 1114.5665
| 5957 | 2275.9613 | 1114.5665
| 5958 | 2275.7675 | 1114.5665
| 5959 | 2275.6958 | 1114.5665
| 5960 | 2275.5873 | 1114.5665
| 5961 | 2275.5102 | 1114.5665
| 5962 | 2275.428 | 1114.5665
| 5963 | 2275.3197 | 1114.5665
| 5964 | 2275.2431 | 1114.5665
| 5965 | 2275.1871 | 1114.5665
| 5966 | 2275.1307 | 1114.5665
| 5967 | 2275.0116 | 1114.5665
| 5968 | 2274.9129 | 1114.5665
| 5969 | 2274.8101 | 1114.5665
| 5970 | 2274.7012 | 1114.5665
| 5971 | 2274.6429 | 1114.5665
| 5972 | 2274.5332 | 1114.5665
| 5973 | 2274.4326 | 1114.5665
| 5974 | 2274.2971 | 1114.5665
| 5975 | 2274.2267 | 1114.5665
| 5976 | 2274.1094 | 1114.5665
| 5977 | 2274.0365 | 1114.5665
| 5978 | 2273.9181 | 1114.5665
| 5979 | 2273.7946 | 1114.5665
| 5980 | 2273.7078 | 1114.5665
| 5981 | 2273.5414 | 1114.5665
| 5982 | 2273.3866 | 1114.5665
| 5983 | 2273.2971 | 1114.5665
| 5984 | 2273.1818 | 1114.5665
| 5985 | 2272.974 | 1114.5665
| 5986 | 2272.8657 | 1114.5665
| 5987 | 2272.7954 | 1114.5665
| 5988 | 2272.6673 | 1114.5665
| 5989 | 2272.5247 | 1114.5665
| 5990 | 2272.4477 | 1114.5665
| 5991 | 2272.3946 | 1114.5665
| 5992 | 2272.2974 | 1114.5665
| 5993 | 2272.2338 | 1114.5665
| 5994 | 2272.1524 | 1114.5665
| 5995 | 2272.0708 | 1114.5665
| 5996 | 2271.988 | 1114.5665
| 5997 | 2271.8783 | 1114.5665
| 5998 | 2271.8038 | 1114.5665
| 5999 | 2271.736 | 1114.5665
| 6000 | 2271.666 | 1114.5665
| 6001 | 2271.5645 | 1114.5665
| 6002 | 2271.4258 | 1114.5665
| 6003 | 2271.3242 | 1114.5665
| 6004 | 2271.232 | 1114.5665
| 6005 | 2271.1319 | 1114.5665
| 6006 | 2271.0177 | 1114.5665
| 6007 | 2270.9643 | 1114.5665
| 6008 | 2270.8626 | 1114.5665
| 6009 | 2270.7944 | 1114.5665
| 6010 | 2270.6567 | 1114.5665
| 6011 | 2270.5641 | 1114.5665
| 6012 | 2270.3698 | 1114.5665
| 6013 | 2270.2915 | 1114.5665
| 6014 | 2270.1708 | 1114.5665
| 6015 | 2269.9946 | 1114.5665
| 6016 | 2269.8815 | 1114.5665
| 6017 | 2269.7861 | 1114.5665
| 6018 | 2269.6851 | 1114.5665
| 6019 | 2269.5774 | 1114.5665
| 6020 | 2269.4993 | 1114.5665
| 6021 | 2269.3009 | 1114.5665
| 6022 | 2269.2018 | 1114.5665
| 6023 | 2269.0877 | 1114.5665
| 6024 | 2268.9798 | 1114.5665
| 6025 | 2268.9161 | 1114.5665
| 6026 | 2268.8433 | 1114.5665
| 6027 | 2268.7483 | 1114.5665
| 6028 | 2268.6669 | 1114.5665
| 6029 | 2268.5909 | 1114.5665
| 6030 | 2268.554 | 1114.5665
| 6031 | 2268.4672 | 1114.5665
| 6032 | 2268.3937 | 1114.5665
| 6033 | 2268.302 | 1114.5665
| 6034 | 2268.2343 | 1114.5665
| 6035 | 2268.1088 | 1114.5665
| 6036 | 2267.9015 | 1114.5665
| 6037 | 2267.7585 | 1114.5665
| 6038 | 2267.6918 | 1114.5665
| 6039 | 2267.6135 | 1114.5665
| 6040 | 2267.5229 | 1114.5665
| 6041 | 2267.4226 | 1114.5665
| 6042 | 2267.3358 | 1114.5665
| 6043 | 2267.2266 | 1114.5665
| 6044 | 2267.1367 | 1114.5665
| 6045 | 2267.0669 | 1114.5665
| 6046 | 2266.9797 | 1114.5665
| 6047 | 2266.8466 | 1114.5665
| 6048 | 2266.7436 | 1114.5665
| 6049 | 2266.6343 | 1114.5665
| 6050 | 2266.568 | 1114.5665
| 6051 | 2266.5267 | 1114.5665
| 6052 | 2266.3895 | 1114.5665
| 6053 | 2266.2357 | 1114.5665
| 6054 | 2266.1561 | 1114.5665
| 6055 | 2266.098 | 1114.5665
| 6056 | 2266.0491 | 1114.5665
| 6057 | 2265.9828 | 1114.5665
| 6058 | 2265.8839 | 1114.5665
| 6059 | 2265.752 | 1114.5665
| 6060 | 2265.6629 | 1114.5665
| 6061 | 2265.5704 | 1114.5665
| 6062 | 2265.4223 | 1114.5665
| 6063 | 2265.3342 | 1114.5665
| 6064 | 2265.2628 | 1114.5665
| 6065 | 2265.2072 | 1114.5665
| 6066 | 2265.066 | 1114.5665
| 6067 | 2264.9567 | 1114.5665
| 6068 | 2264.8521 | 1114.5665
| 6069 | 2264.7603 | 1114.5665
| 6070 | 2264.6077 | 1114.5665
| 6071 | 2264.5066 | 1114.5665
| 6072 | 2264.4223 | 1114.5665
| 6073 | 2264.306 | 1114.5665
| 6074 | 2264.1997 | 1114.5665
| 6075 | 2264.0833 | 1114.5665
| 6076 | 2263.8831 | 1114.5665
| 6077 | 2263.7866 | 1114.5665
| 6078 | 2263.7411 | 1114.5665
| 6079 | 2263.6204 | 1114.5665
| 6080 | 2263.517 | 1114.5665
| 6081 | 2263.4309 | 1114.5665
| 6082 | 2263.3084 | 1114.5665
| 6083 | 2263.2355 | 1114.5665
| 6084 | 2263.1164 | 1114.5665
| 6085 | 2263.0183 | 1114.5665
| 6086 | 2262.9469 | 1114.5665
| 6087 | 2262.8143 | 1114.5665
| 6088 | 2262.7295 | 1114.5665
| 6089 | 2262.6395 | 1114.5665
| 6090 | 2262.5718 | 1114.5665
| 6091 | 2262.4845 | 1114.5665
| 6092 | 2262.3852 | 1114.5665
| 6093 | 2262.2713 | 1114.5665
| 6094 | 2262.1739 | 1114.5665
| 6095 | 2262.0992 | 1114.5665
| 6096 | 2261.9639 | 1114.5665
| 6097 | 2261.8701 | 1114.5665
| 6098 | 2261.7817 | 1114.5665
| 6099 | 2261.6742 | 1114.5665
| 6100 | 2261.6391 | 1114.5665
| 6101 | 2261.4837 | 1114.5665
| 6102 | 2261.4028 | 1114.5665
| 6103 | 2261.3116 | 1114.5665
| 6104 | 2261.2534 | 1114.5665
| 6105 | 2261.1703 | 1114.5665
| 6106 | 2261.0411 | 1114.5665
| 6107 | 2260.927 | 1114.5665
| 6108 | 2260.8569 | 1114.5665
| 6109 | 2260.7689 | 1114.5665
| 6110 | 2260.6858 | 1114.5665
| 6111 | 2260.5869 | 1114.5665
| 6112 | 2260.507 | 1114.5665
| 6113 | 2260.4449 | 1114.5665
| 6114 | 2260.3632 | 1114.5665
| 6115 | 2260.2891 | 1114.5665
| 6116 | 2260.25 | 1114.5665
| 6117 | 2260.112 | 1114.5665
| 6118 | 2260.0072 | 1114.5665
| 6119 | 2259.9158 | 1114.5665
| 6120 | 2259.806 | 1114.5665
| 6121 | 2259.7116 | 1114.5665
| 6122 | 2259.5698 | 1114.5665
| 6123 | 2259.4432 | 1114.5665
| 6124 | 2259.2726 | 1114.5665
| 6125 | 2259.1822 | 1114.5665
| 6126 | 2259.1262 | 1114.5665
| 6127 | 2259.0217 | 1114.5665
| 6128 | 2258.9011 | 1114.5665
| 6129 | 2258.8004 | 1114.5665
| 6130 | 2258.7122 | 1114.5665
| 6131 | 2258.616 | 1114.5665
| 6132 | 2258.5382 | 1114.5665
| 6133 | 2258.4273 | 1114.5665
| 6134 | 2258.3005 | 1114.5665
| 6135 | 2258.1728 | 1114.5665
| 6136 | 2258.06 | 1114.5665
| 6137 | 2257.9699 | 1114.5665
| 6138 | 2257.8938 | 1114.5665
| 6139 | 2257.7367 | 1114.5665
| 6140 | 2257.642 | 1114.5665
| 6141 | 2257.5589 | 1114.5665
| 6142 | 2257.4796 | 1114.5665
| 6143 | 2257.3781 | 1114.5665
| 6144 | 2257.2757 | 1114.5665
| 6145 | 2257.1851 | 1114.5665
| 6146 | 2257.1121 | 1114.5665
| 6147 | 2256.9892 | 1114.5665
| 6148 | 2256.8964 | 1114.5665
| 6149 | 2256.8189 | 1114.5665
| 6150 | 2256.7467 | 1114.5665
| 6151 | 2256.5793 | 1114.5665
| 6152 | 2256.4959 | 1114.5665
| 6153 | 2256.4153 | 1114.5665
| 6154 | 2256.2763 | 1114.5665
| 6155 | 2256.199 | 1114.5665
| 6156 | 2256.0745 | 1114.5665
| 6157 | 2255.9823 | 1114.5665
| 6158 | 2255.8642 | 1114.5665
| 6159 | 2255.819 | 1114.5665
| 6160 | 2255.7387 | 1114.5665
| 6161 | 2255.596 | 1114.5665
| 6162 | 2255.5049 | 1114.5665
| 6163 | 2255.4292 | 1114.5665
| 6164 | 2255.3389 | 1114.5665
| 6165 | 2255.2163 | 1114.5665
| 6166 | 2255.1223 | 1114.5665
| 6167 | 2254.9713 | 1114.5665
| 6168 | 2254.8452 | 1114.5665
| 6169 | 2254.7812 | 1114.5665
| 6170 | 2254.6756 | 1114.5665
| 6171 | 2254.5971 | 1114.5665
| 6172 | 2254.4992 | 1114.5665
| 6173 | 2254.4108 | 1114.5665
| 6174 | 2254.3558 | 1114.5665
| 6175 | 2254.1911 | 1114.5665
| 6176 | 2254.1057 | 1114.5665
| 6177 | 2253.9759 | 1114.5665
| 6178 | 2253.8873 | 1114.5665
| 6179 | 2253.8307 | 1114.5665
| 6180 | 2253.6459 | 1114.5665
| 6181 | 2253.5447 | 1114.5665
| 6182 | 2253.3678 | 1114.5665
| 6183 | 2253.2837 | 1114.5665
| 6184 | 2253.2191 | 1114.5665
| 6185 | 2253.0948 | 1114.5665
| 6186 | 2252.9378 | 1114.5665
| 6187 | 2252.8666 | 1114.5665
| 6188 | 2252.7726 | 1114.5665
| 6189 | 2252.7001 | 1114.5665
| 6190 | 2252.6144 | 1114.5665
| 6191 | 2252.5282 | 1114.5665
| 6192 | 2252.3663 | 1114.5665
| 6193 | 2252.2696 | 1114.5665
| 6194 | 2252.1849 | 1114.5665
| 6195 | 2252.0726 | 1114.5665
| 6196 | 2251.9278 | 1114.5665
| 6197 | 2251.8237 | 1114.5665
| 6198 | 2251.7535 | 1114.5665
| 6199 | 2251.6499 | 1114.5665
| 6200 | 2251.5913 | 1114.5665
| 6201 | 2251.4859 | 1114.5665
| 6202 | 2251.3687 | 1114.5665
| 6203 | 2251.3163 | 1114.5665
| 6204 | 2251.2358 | 1114.5665
| 6205 | 2251.1241 | 1114.5665
| 6206 | 2251.0575 | 1114.5665
| 6207 | 2250.9779 | 1114.5665
| 6208 | 2250.8831 | 1114.5665
| 6209 | 2250.7393 | 1114.5665
| 6210 | 2250.6602 | 1114.5665
| 6211 | 2250.5781 | 1114.5665
| 6212 | 2250.4848 | 1114.5665
| 6213 | 2250.3924 | 1114.5665
| 6214 | 2250.2391 | 1114.5665
| 6215 | 2250.0759 | 1114.5665
| 6216 | 2250.0061 | 1114.5665
| 6217 | 2249.9178 | 1114.5665
| 6218 | 2249.8288 | 1114.5665
| 6219 | 2249.7296 | 1114.5665
| 6220 | 2249.5995 | 1114.5665
| 6221 | 2249.5368 | 1114.5665
| 6222 | 2249.4505 | 1114.5665
| 6223 | 2249.3219 | 1114.5665
| 6224 | 2249.2349 | 1114.5665
| 6225 | 2249.0201 | 1114.5665
| 6226 | 2248.9442 | 1114.5665
| 6227 | 2248.8711 | 1114.5665
| 6228 | 2248.7914 | 1114.5665
| 6229 | 2248.72 | 1114.5665
| 6230 | 2248.6397 | 1114.5665
| 6231 | 2248.5331 | 1114.5665
| 6232 | 2248.3983 | 1114.5665
| 6233 | 2248.3303 | 1114.5665
| 6234 | 2248.1963 | 1114.5665
| 6235 | 2248.1113 | 1114.5665
| 6236 | 2247.9982 | 1114.5665
| 6237 | 2247.8926 | 1114.5665
| 6238 | 2247.8107 | 1114.5665
| 6239 | 2247.7474 | 1114.5665
| 6240 | 2247.6692 | 1114.5665
| 6241 | 2247.5904 | 1114.5665
| 6242 | 2247.5032 | 1114.5665
| 6243 | 2247.4475 | 1114.5665
| 6244 | 2247.3341 | 1114.5665
| 6245 | 2247.2545 | 1114.5665
| 6246 | 2247.1793 | 1114.5665
| 6247 | 2247.0936 | 1114.5665
| 6248 | 2246.9059 | 1114.5665
| 6249 | 2246.8084 | 1114.5665
| 6250 | 2246.7521 | 1114.5665
| 6251 | 2246.636 | 1114.5665
| 6252 | 2246.5108 | 1114.5665
| 6253 | 2246.4274 | 1114.5665
| 6254 | 2246.355 | 1114.5665
| 6255 | 2246.2685 | 1114.5665
| 6256 | 2246.1099 | 1114.5665
| 6257 | 2246.0507 | 1114.5665
| 6258 | 2245.9739 | 1114.5665
| 6259 | 2245.857 | 1114.5665
| 6260 | 2245.7926 | 1114.5665
| 6261 | 2245.7373 | 1114.5665
| 6262 | 2245.6315 | 1114.5665
| 6263 | 2245.4523 | 1114.5665
| 6264 | 2245.3511 | 1114.5665
| 6265 | 2245.2325 | 1114.5665
| 6266 | 2245.1574 | 1114.5665
| 6267 | 2245.0922 | 1114.5665
| 6268 | 2244.9914 | 1114.5665
| 6269 | 2244.872 | 1114.5665
| 6270 | 2244.7896 | 1114.5665
| 6271 | 2244.6395 | 1114.5665
| 6272 | 2244.6017 | 1114.5665
| 6273 | 2244.4972 | 1114.5665
| 6274 | 2244.4277 | 1114.5665
| 6275 | 2244.369 | 1114.5665
| 6276 | 2244.262 | 1114.5665
| 6277 | 2244.1593 | 1114.5665
| 6278 | 2244.0693 | 1114.5665
| 6279 | 2243.9548 | 1114.5665
| 6280 | 2243.8051 | 1114.5665
| 6281 | 2243.6712 | 1114.5665
| 6282 | 2243.6093 | 1114.5665
| 6283 | 2243.4873 | 1114.5665
| 6284 | 2243.4438 | 1114.5665
| 6285 | 2243.3618 | 1114.5665
| 6286 | 2243.2372 | 1114.5665
| 6287 | 2243.1536 | 1114.5665
| 6288 | 2243.0185 | 1114.5665
| 6289 | 2242.9191 | 1114.5665
| 6290 | 2242.8448 | 1114.5665
| 6291 | 2242.6997 | 1114.5665
| 6292 | 2242.6105 | 1114.5665
| 6293 | 2242.491 | 1114.5665
| 6294 | 2242.4199 | 1114.5665
| 6295 | 2242.3649 | 1114.5665
| 6296 | 2242.2751 | 1114.5665
| 6297 | 2242.1888 | 1114.5665
| 6298 | 2242.1035 | 1114.5665
| 6299 | 2242.0379 | 1114.5665
| 6300 | 2241.9306 | 1114.5665
| 6301 | 2241.8069 | 1114.5665
| 6302 | 2241.6994 | 1114.5665
| 6303 | 2241.6101 | 1114.5665
| 6304 | 2241.5192 | 1114.5665
| 6305 | 2241.4334 | 1114.5665
| 6306 | 2241.3576 | 1114.5665
| 6307 | 2241.31 | 1114.5665
| 6308 | 2241.2353 | 1114.5665
| 6309 | 2241.1096 | 1114.5665
| 6310 | 2241.0297 | 1114.5665
| 6311 | 2240.9406 | 1114.5665
| 6312 | 2240.8091 | 1114.5665
| 6313 | 2240.7219 | 1114.5665
| 6314 | 2240.5744 | 1114.5665
| 6315 | 2240.5008 | 1114.5665
| 6316 | 2240.4129 | 1114.5665
| 6317 | 2240.3215 | 1114.5665
| 6318 | 2240.2284 | 1114.5665
| 6319 | 2240.1211 | 1114.5665
| 6320 | 2239.9883 | 1114.5665
| 6321 | 2239.8755 | 1114.5665
| 6322 | 2239.756 | 1114.5665
| 6323 | 2239.6515 | 1114.5665
| 6324 | 2239.5415 | 1114.5665
| 6325 | 2239.4661 | 1114.5665
| 6326 | 2239.3865 | 1114.5665
| 6327 | 2239.2512 | 1114.5665
| 6328 | 2239.1332 | 1114.5665
| 6329 | 2238.9921 | 1114.5665
| 6330 | 2238.8961 | 1114.5665
| 6331 | 2238.8095 | 1114.5665
| 6332 | 2238.6909 | 1114.5665
| 6333 | 2238.6242 | 1114.5665
| 6334 | 2238.5643 | 1114.5665
| 6335 | 2238.4172 | 1114.5665
| 6336 | 2238.3376 | 1114.5665
| 6337 | 2238.2688 | 1114.5665
| 6338 | 2238.2097 | 1114.5665
| 6339 | 2238.1075 | 1114.5665
| 6340 | 2238.0112 | 1114.5665
| 6341 | 2237.904 | 1114.5665
| 6342 | 2237.8005 | 1114.5665
| 6343 | 2237.6964 | 1114.5665
| 6344 | 2237.5928 | 1114.5665
| 6345 | 2237.4921 | 1114.5665
| 6346 | 2237.3725 | 1114.5665
| 6347 | 2237.3006 | 1114.5665
| 6348 | 2237.2072 | 1114.5665
| 6349 | 2237.1267 | 1114.5665
| 6350 | 2237.0214 | 1114.5665
| 6351 | 2236.9246 | 1114.5665
| 6352 | 2236.8307 | 1114.5665
| 6353 | 2236.7048 | 1114.5665
| 6354 | 2236.5858 | 1114.5665
| 6355 | 2236.4994 | 1114.5665
| 6356 | 2236.3938 | 1114.5665
| 6357 | 2236.3273 | 1114.5665
| 6358 | 2236.2697 | 1114.5665
| 6359 | 2236.1648 | 1114.5665
| 6360 | 2236.0587 | 1114.5665
| 6361 | 2235.9478 | 1114.5665
| 6362 | 2235.8224 | 1114.5665
| 6363 | 2235.7715 | 1114.5665
| 6364 | 2235.7105 | 1114.5665
| 6365 | 2235.5608 | 1114.5665
| 6366 | 2235.4833 | 1114.5665
| 6367 | 2235.4056 | 1114.5665
| 6368 | 2235.288 | 1114.5665
| 6369 | 2235.2356 | 1114.5665
| 6370 | 2235.1131 | 1114.5665
| 6371 | 2235.0651 | 1114.5665
| 6372 | 2234.9596 | 1114.5665
| 6373 | 2234.7806 | 1114.5665
| 6374 | 2234.7084 | 1114.5665
| 6375 | 2234.5797 | 1114.5665
| 6376 | 2234.4966 | 1114.5665
| 6377 | 2234.3619 | 1114.5665
| 6378 | 2234.2699 | 1114.5665
| 6379 | 2234.1917 | 1114.5665
| 6380 | 2234.0891 | 1114.5665
| 6381 | 2234.0092 | 1114.5665
| 6382 | 2233.9138 | 1114.5665
| 6383 | 2233.8184 | 1114.5665
| 6384 | 2233.754 | 1114.5665
| 6385 | 2233.6251 | 1114.5665
| 6386 | 2233.5378 | 1114.5665
| 6387 | 2233.3877 | 1114.5665
| 6388 | 2233.2925 | 1114.5665
| 6389 | 2233.2098 | 1114.5665
| 6390 | 2233.0346 | 1114.5665
| 6391 | 2232.9682 | 1114.5665
| 6392 | 2232.8902 | 1114.5665
| 6393 | 2232.7834 | 1114.5665
| 6394 | 2232.6779 | 1114.5665
| 6395 | 2232.5696 | 1114.5665
| 6396 | 2232.4965 | 1114.5665
| 6397 | 2232.4158 | 1114.5665
| 6398 | 2232.311 | 1114.5665
| 6399 | 2232.2548 | 1114.5665
| 6400 | 2232.186 | 1114.5665
| 6401 | 2232.0646 | 1114.5665
| 6402 | 2231.9561 | 1114.5665
| 6403 | 2231.8638 | 1114.5665
| 6404 | 2231.7533 | 1114.5665
| 6405 | 2231.6553 | 1114.5665
| 6406 | 2231.5489 | 1114.5665
| 6407 | 2231.4313 | 1114.5665
| 6408 | 2231.3065 | 1114.5665
| 6409 | 2231.2256 | 1114.5665
| 6410 | 2231.143 | 1114.5665
| 6411 | 2231.0091 | 1114.5665
| 6412 | 2230.9046 | 1114.5665
| 6413 | 2230.8259 | 1114.5665
| 6414 | 2230.7476 | 1114.5665
| 6415 | 2230.6248 | 1114.5665
| 6416 | 2230.4799 | 1114.5665
| 6417 | 2230.3924 | 1114.5665
| 6418 | 2230.2517 | 1114.5665
| 6419 | 2230.145 | 1114.5665
| 6420 | 2230.0425 | 1114.5665
| 6421 | 2229.9545 | 1114.5665
| 6422 | 2229.8563 | 1114.5665
| 6423 | 2229.7488 | 1114.5665
| 6424 | 2229.6733 | 1114.5665
| 6425 | 2229.5569 | 1114.5665
| 6426 | 2229.3757 | 1114.5665
| 6427 | 2229.2737 | 1114.5665
| 6428 | 2229.1939 | 1114.5665
| 6429 | 2229.0664 | 1114.5665
| 6430 | 2229.0123 | 1114.5665
| 6431 | 2228.9433 | 1114.5665
| 6432 | 2228.8409 | 1114.5665
| 6433 | 2228.694 | 1114.5665
| 6434 | 2228.5596 | 1114.5665
| 6435 | 2228.4756 | 1114.5665
| 6436 | 2228.3398 | 1114.5665
| 6437 | 2228.2837 | 1114.5665
| 6438 | 2228.2213 | 1114.5665
| 6439 | 2228.16 | 1114.5665
| 6440 | 2228.073 | 1114.5665
| 6441 | 2227.9774 | 1114.5665
| 6442 | 2227.8918 | 1114.5665
| 6443 | 2227.8168 | 1114.5665
| 6444 | 2227.7613 | 1114.5665
| 6445 | 2227.652 | 1114.5665
| 6446 | 2227.4747 | 1114.5665
| 6447 | 2227.3583 | 1114.5665
| 6448 | 2227.2836 | 1114.5665
| 6449 | 2227.1945 | 1114.5665
| 6450 | 2227.1279 | 1114.5665
| 6451 | 2227.0036 | 1114.5665
| 6452 | 2226.9146 | 1114.5665
| 6453 | 2226.872 | 1114.5665
| 6454 | 2226.749 | 1114.5665
| 6455 | 2226.6405 | 1114.5665
| 6456 | 2226.5675 | 1114.5665
| 6457 | 2226.4532 | 1114.5665
| 6458 | 2226.3603 | 1114.5665
| 6459 | 2226.3069 | 1114.5665
| 6460 | 2226.2041 | 1114.5665
| 6461 | 2226.0748 | 1114.5665
| 6462 | 2225.9244 | 1114.5665
| 6463 | 2225.8273 | 1114.5665
| 6464 | 2225.7292 | 1114.5665
| 6465 | 2225.5573 | 1114.5665
| 6466 | 2225.4972 | 1114.5665
| 6467 | 2225.3457 | 1114.5665
| 6468 | 2225.2423 | 1114.5665
| 6469 | 2225.1482 | 1114.5665
| 6470 | 2225.0179 | 1114.5665
| 6471 | 2224.9431 | 1114.5665
| 6472 | 2224.8261 | 1114.5665
| 6473 | 2224.6799 | 1114.5665
| 6474 | 2224.5574 | 1114.5665
| 6475 | 2224.4722 | 1114.5665
| 6476 | 2224.3635 | 1114.5665
| 6477 | 2224.286 | 1114.5665
| 6478 | 2224.2144 | 1114.5665
| 6479 | 2224.1045 | 1114.5665
| 6480 | 2223.9733 | 1114.5665
| 6481 | 2223.9274 | 1114.5665
| 6482 | 2223.845 | 1114.5665
| 6483 | 2223.7526 | 1114.5665
| 6484 | 2223.6273 | 1114.5665
| 6485 | 2223.54 | 1114.5665
| 6486 | 2223.4553 | 1114.5665
| 6487 | 2223.3957 | 1114.5665
| 6488 | 2223.2994 | 1114.5665
| 6489 | 2223.2138 | 1114.5665
| 6490 | 2223.1319 | 1114.5665
| 6491 | 2223.0916 | 1114.5665
| 6492 | 2223.0179 | 1114.5665
| 6493 | 2222.9163 | 1114.5665
| 6494 | 2222.8581 | 1114.5665
| 6495 | 2222.7432 | 1114.5665
| 6496 | 2222.674 | 1114.5665
| 6497 | 2222.6218 | 1114.5665
| 6498 | 2222.5228 | 1114.5665
| 6499 | 2222.466 | 1114.5665
| 6500 | 2222.388 | 1114.5665
| 6501 | 2222.3192 | 1114.5665
| 6502 | 2222.2049 | 1114.5665
| 6503 | 2222.1428 | 1114.5665
| 6504 | 2222.0492 | 1114.5665
| 6505 | 2221.9256 | 1114.5665
| 6506 | 2221.857 | 1114.5665
| 6507 | 2221.7841 | 1114.5665
| 6508 | 2221.6845 | 1114.5665
| 6509 | 2221.5725 | 1114.5665
| 6510 | 2221.51 | 1114.5665
| 6511 | 2221.4246 | 1114.5665
| 6512 | 2221.3133 | 1114.5665
| 6513 | 2221.1714 | 1114.5665
| 6514 | 2221.0735 | 1114.5665
| 6515 | 2220.9511 | 1114.5665
| 6516 | 2220.845 | 1114.5665
| 6517 | 2220.7412 | 1114.5665
| 6518 | 2220.6914 | 1114.5665
| 6519 | 2220.5827 | 1114.5665
| 6520 | 2220.4767 | 1114.5665
| 6521 | 2220.3594 | 1114.5665
| 6522 | 2220.2914 | 1114.5665
| 6523 | 2220.1956 | 1114.5665
| 6524 | 2220.1311 | 1114.5665
| 6525 | 2220.0529 | 1114.5665
| 6526 | 2219.9716 | 1114.5665
| 6527 | 2219.8365 | 1114.5665
| 6528 | 2219.7197 | 1114.5665
| 6529 | 2219.6549 | 1114.5665
| 6530 | 2219.5521 | 1114.5665
| 6531 | 2219.4169 | 1114.5665
| 6532 | 2219.2943 | 1114.5665
| 6533 | 2219.1751 | 1114.5665
| 6534 | 2219.1171 | 1114.5665
| 6535 | 2219.009 | 1114.5665
| 6536 | 2218.9392 | 1114.5665
| 6537 | 2218.7677 | 1114.5665
| 6538 | 2218.6755 | 1114.5665
| 6539 | 2218.5478 | 1114.5665
| 6540 | 2218.469 | 1114.5665
| 6541 | 2218.3875 | 1114.5665
| 6542 | 2218.2617 | 1114.5665
| 6543 | 2218.1028 | 1114.5665
| 6544 | 2218.0258 | 1114.5665
| 6545 | 2217.9314 | 1114.5665
| 6546 | 2217.8387 | 1114.5665
| 6547 | 2217.6863 | 1114.5665
| 6548 | 2217.5632 | 1114.5665
| 6549 | 2217.4951 | 1114.5665
| 6550 | 2217.4244 | 1114.5665
| 6551 | 2217.3435 | 1114.5665
| 6552 | 2217.2547 | 1114.5665
| 6553 | 2217.155 | 1114.5665
| 6554 | 2217.0125 | 1114.5665
| 6555 | 2216.9326 | 1114.5665
| 6556 | 2216.8312 | 1114.5665
| 6557 | 2216.7408 | 1114.5665
| 6558 | 2216.685 | 1114.5665
| 6559 | 2216.5868 | 1114.5665
| 6560 | 2216.5329 | 1114.5665
| 6561 | 2216.4637 | 1114.5665
| 6562 | 2216.3898 | 1114.5665
| 6563 | 2216.3144 | 1114.5665
| 6564 | 2216.1965 | 1114.5665
| 6565 | 2216.132 | 1114.5665
| 6566 | 2216.0575 | 1114.5665
| 6567 | 2215.9602 | 1114.5665
| 6568 | 2215.8272 | 1114.5665
| 6569 | 2215.7204 | 1114.5665
| 6570 | 2215.6783 | 1114.5665
| 6571 | 2215.5718 | 1114.5665
| 6572 | 2215.4867 | 1114.5665
| 6573 | 2215.3885 | 1114.5665
| 6574 | 2215.2913 | 1114.5665
| 6575 | 2215.23 | 1114.5665
| 6576 | 2215.1246 | 1114.5665
| 6577 | 2215.0555 | 1114.5665
| 6578 | 2214.9897 | 1114.5665
| 6579 | 2214.8715 | 1114.5665
| 6580 | 2214.741 | 1114.5665
| 6581 | 2214.6297 | 1114.5665
| 6582 | 2214.5296 | 1114.5665
| 6583 | 2214.4843 | 1114.5665
| 6584 | 2214.3961 | 1114.5665
| 6585 | 2214.3159 | 1114.5665
| 6586 | 2214.2555 | 1114.5665
| 6587 | 2214.1491 | 1114.5665
| 6588 | 2214.0795 | 1114.5665
| 6589 | 2213.9508 | 1114.5665
| 6590 | 2213.8158 | 1114.5665
| 6591 | 2213.6946 | 1114.5665
| 6592 | 2213.6144 | 1114.5665
| 6593 | 2213.5668 | 1114.5665
| 6594 | 2213.4716 | 1114.5665
| 6595 | 2213.372 | 1114.5665
| 6596 | 2213.2963 | 1114.5665
| 6597 | 2213.176 | 1114.5665
| 6598 | 2213.0837 | 1114.5665
| 6599 | 2212.9834 | 1114.5665
| 6600 | 2212.8763 | 1114.5665
| 6601 | 2212.7382 | 1114.5665
| 6602 | 2212.6493 | 1114.5665
| 6603 | 2212.5665 | 1114.5665
| 6604 | 2212.4947 | 1114.5665
| 6605 | 2212.3758 | 1114.5665
| 6606 | 2212.2579 | 1114.5665
| 6607 | 2212.1619 | 1114.5665
| 6608 | 2212.0426 | 1114.5665
| 6609 | 2211.9832 | 1114.5665
| 6610 | 2211.8868 | 1114.5665
| 6611 | 2211.8312 | 1114.5665
| 6612 | 2211.7121 | 1114.5665
| 6613 | 2211.6549 | 1114.5665
| 6614 | 2211.5593 | 1114.5665
| 6615 | 2211.5002 | 1114.5665
| 6616 | 2211.4314 | 1114.5665
| 6617 | 2211.3567 | 1114.5665
| 6618 | 2211.284 | 1114.5665
| 6619 | 2211.142 | 1114.5665
| 6620 | 2211.0747 | 1114.5665
| 6621 | 2211.0142 | 1114.5665
| 6622 | 2210.9546 | 1114.5665
| 6623 | 2210.8492 | 1114.5665
| 6624 | 2210.7569 | 1114.5665
| 6625 | 2210.6267 | 1114.5665
| 6626 | 2210.5585 | 1114.5665
| 6627 | 2210.4965 | 1114.5665
| 6628 | 2210.4296 | 1114.5665
| 6629 | 2210.303 | 1114.5665
| 6630 | 2210.1864 | 1114.5665
| 6631 | 2210.0867 | 1114.5665
| 6632 | 2210.0178 | 1114.5665
| 6633 | 2209.9258 | 1114.5665
| 6634 | 2209.8121 | 1114.5665
| 6635 | 2209.7048 | 1114.5665
| 6636 | 2209.6316 | 1114.5665
| 6637 | 2209.5611 | 1114.5665
| 6638 | 2209.446 | 1114.5665
| 6639 | 2209.3626 | 1114.5665
| 6640 | 2209.2802 | 1114.5665
| 6641 | 2209.2119 | 1114.5665
| 6642 | 2209.1594 | 1114.5665
| 6643 | 2209.0663 | 1114.5665
| 6644 | 2208.9751 | 1114.5665
| 6645 | 2208.8576 | 1114.5665
| 6646 | 2208.8058 | 1114.5665
| 6647 | 2208.7578 | 1114.5665
| 6648 | 2208.6803 | 1114.5665
| 6649 | 2208.5569 | 1114.5665
| 6650 | 2208.4533 | 1114.5665
| 6651 | 2208.3185 | 1114.5665
| 6652 | 2208.2244 | 1114.5665
| 6653 | 2208.1536 | 1114.5665
| 6654 | 2208.0611 | 1114.5665
| 6655 | 2207.9935 | 1114.5665
| 6656 | 2207.924 | 1114.5665
| 6657 | 2207.853 | 1114.5665
| 6658 | 2207.7576 | 1114.5665
| 6659 | 2207.7124 | 1114.5665
| 6660 | 2207.6199 | 1114.5665
| 6661 | 2207.558 | 1114.5665
| 6662 | 2207.4832 | 1114.5665
| 6663 | 2207.4159 | 1114.5665
| 6664 | 2207.3356 | 1114.5665
| 6665 | 2207.2341 | 1114.5665
| 6666 | 2207.1009 | 1114.5665
| 6667 | 2206.9044 | 1114.5665
| 6668 | 2206.8732 | 1114.5665
| 6669 | 2206.7958 | 1114.5665
| 6670 | 2206.7445 | 1114.5665
| 6671 | 2206.6793 | 1114.5665
| 6672 | 2206.5757 | 1114.5665
| 6673 | 2206.4687 | 1114.5665
| 6674 | 2206.4015 | 1114.5665
| 6675 | 2206.3197 | 1114.5665
| 6676 | 2206.2301 | 1114.5665
| 6677 | 2206.1277 | 1114.5665
| 6678 | 2206.0054 | 1114.5665
| 6679 | 2205.9284 | 1114.5665
| 6680 | 2205.8217 | 1114.5665
| 6681 | 2205.7005 | 1114.5665
| 6682 | 2205.5746 | 1114.5665
| 6683 | 2205.5237 | 1114.5665
| 6684 | 2205.45 | 1114.5665
| 6685 | 2205.3578 | 1114.5665
| 6686 | 2205.2713 | 1114.5665
| 6687 | 2205.2196 | 1114.5665
| 6688 | 2205.1134 | 1114.5665
| 6689 | 2205.0056 | 1114.5665
| 6690 | 2204.8992 | 1114.5665
| 6691 | 2204.786 | 1114.5665
| 6692 | 2204.7176 | 1114.5665
| 6693 | 2204.6614 | 1114.5665
| 6694 | 2204.5818 | 1114.5665
| 6695 | 2204.4417 | 1114.5665
| 6696 | 2204.3331 | 1114.5665
| 6697 | 2204.2166 | 1114.5665
| 6698 | 2204.1215 | 1114.5665
| 6699 | 2204.0626 | 1114.5665
| 6700 | 2203.9529 | 1114.5665
| 6701 | 2203.8857 | 1114.5665
| 6702 | 2203.8218 | 1114.5665
| 6703 | 2203.7328 | 1114.5665
| 6704 | 2203.6862 | 1114.5665
| 6705 | 2203.6055 | 1114.5665
| 6706 | 2203.4282 | 1114.5665
| 6707 | 2203.3571 | 1114.5665
| 6708 | 2203.2497 | 1114.5665
| 6709 | 2203.1301 | 1114.5665
| 6710 | 2203.0029 | 1114.5665
| 6711 | 2202.9064 | 1114.5665
| 6712 | 2202.8197 | 1114.5665
| 6713 | 2202.7268 | 1114.5665
| 6714 | 2202.5913 | 1114.5665
| 6715 | 2202.5129 | 1114.5665
| 6716 | 2202.4639 | 1114.5665
| 6717 | 2202.3873 | 1114.5665
| 6718 | 2202.2743 | 1114.5665
| 6719 | 2202.2045 | 1114.5665
| 6720 | 2202.1396 | 1114.5665
| 6721 | 2202.0706 | 1114.5665
| 6722 | 2201.9733 | 1114.5665
| 6723 | 2201.8956 | 1114.5665
| 6724 | 2201.7974 | 1114.5665
| 6725 | 2201.6875 | 1114.5665
| 6726 | 2201.5666 | 1114.5665
| 6727 | 2201.3989 | 1114.5665
| 6728 | 2201.3546 | 1114.5665
| 6729 | 2201.2721 | 1114.5665
| 6730 | 2201.1852 | 1114.5665
| 6731 | 2201.1181 | 1114.5665
| 6732 | 2201.0334 | 1114.5665
| 6733 | 2200.9754 | 1114.5665
| 6734 | 2200.9066 | 1114.5665
| 6735 | 2200.8087 | 1114.5665
| 6736 | 2200.7201 | 1114.5665
| 6737 | 2200.6205 | 1114.5665
| 6738 | 2200.5224 | 1114.5665
| 6739 | 2200.451 | 1114.5665
| 6740 | 2200.3678 | 1114.5665
| 6741 | 2200.3169 | 1114.5665
| 6742 | 2200.2598 | 1114.5665
| 6743 | 2200.1442 | 1114.5665
| 6744 | 2200.0253 | 1114.5665
| 6745 | 2199.9394 | 1114.5665
| 6746 | 2199.8649 | 1114.5665
| 6747 | 2199.8109 | 1114.5665
| 6748 | 2199.7365 | 1114.5665
| 6749 | 2199.6178 | 1114.5665
| 6750 | 2199.4812 | 1114.5665
| 6751 | 2199.4272 | 1114.5665
| 6752 | 2199.2667 | 1114.5665
| 6753 | 2199.1883 | 1114.5665
| 6754 | 2199.1008 | 1114.5665
| 6755 | 2198.9955 | 1114.5665
| 6756 | 2198.8619 | 1114.5665
| 6757 | 2198.7623 | 1114.5665
| 6758 | 2198.6588 | 1114.5665
| 6759 | 2198.5758 | 1114.5665
| 6760 | 2198.5144 | 1114.5665
| 6761 | 2198.3376 | 1114.5665
| 6762 | 2198.2302 | 1114.5665
| 6763 | 2198.1789 | 1114.5665
| 6764 | 2198.0881 | 1114.5665
| 6765 | 2197.98 | 1114.5665
| 6766 | 2197.9236 | 1114.5665
| 6767 | 2197.8562 | 1114.5665
| 6768 | 2197.8057 | 1114.5665
| 6769 | 2197.7373 | 1114.5665
| 6770 | 2197.6775 | 1114.5665
| 6771 | 2197.569 | 1114.5665
| 6772 | 2197.4864 | 1114.5665
| 6773 | 2197.4023 | 1114.5665
| 6774 | 2197.3385 | 1114.5665
| 6775 | 2197.2521 | 1114.5665
| 6776 | 2197.1126 | 1114.5665
| 6777 | 2197.0333 | 1114.5665
| 6778 | 2196.9349 | 1114.5665
| 6779 | 2196.8218 | 1114.5665
| 6780 | 2196.6923 | 1114.5665
| 6781 | 2196.6098 | 1114.5665
| 6782 | 2196.4841 | 1114.5665
| 6783 | 2196.417 | 1114.5665
| 6784 | 2196.3306 | 1114.5665
| 6785 | 2196.2329 | 1114.5665
| 6786 | 2196.1662 | 1114.5665
| 6787 | 2196.0939 | 1114.5665
| 6788 | 2195.9887 | 1114.5665
| 6789 | 2195.9033 | 1114.5665
| 6790 | 2195.854 | 1114.5665
| 6791 | 2195.7537 | 1114.5665
| 6792 | 2195.6573 | 1114.5665
| 6793 | 2195.5812 | 1114.5665
| 6794 | 2195.4916 | 1114.5665
| 6795 | 2195.4278 | 1114.5665
| 6796 | 2195.2998 | 1114.5665
| 6797 | 2195.1933 | 1114.5665
| 6798 | 2195.1015 | 1114.5665
| 6799 | 2195.0211 | 1114.5665
| 6800 | 2194.9321 | 1114.5665
| 6801 | 2194.858 | 1114.5665
| 6802 | 2194.7614 | 1114.5665
| 6803 | 2194.7038 | 1114.5665
| 6804 | 2194.6161 | 1114.5665
| 6805 | 2194.4886 | 1114.5665
| 6806 | 2194.4082 | 1114.5665
| 6807 | 2194.3052 | 1114.5665
| 6808 | 2194.1896 | 1114.5665
| 6809 | 2194.098 | 1114.5665
| 6810 | 2193.9763 | 1114.5665
| 6811 | 2193.9012 | 1114.5665
| 6812 | 2193.8275 | 1114.5665
| 6813 | 2193.7769 | 1114.5665
| 6814 | 2193.7071 | 1114.5665
| 6815 | 2193.5806 | 1114.5665
| 6816 | 2193.4742 | 1114.5665
| 6817 | 2193.371 | 1114.5665
| 6818 | 2193.2337 | 1114.5665
| 6819 | 2193.1773 | 1114.5665
| 6820 | 2193.1061 | 1114.5665
| 6821 | 2193.0332 | 1114.5665
| 6822 | 2192.9505 | 1114.5665
| 6823 | 2192.8224 | 1114.5665
| 6824 | 2192.7186 | 1114.5665
| 6825 | 2192.6549 | 1114.5665
| 6826 | 2192.6003 | 1114.5665
| 6827 | 2192.4883 | 1114.5665
| 6828 | 2192.4442 | 1114.5665
| 6829 | 2192.378 | 1114.5665
| 6830 | 2192.2875 | 1114.5665
| 6831 | 2192.1578 | 1114.5665
| 6832 | 2192.0852 | 1114.5665
| 6833 | 2191.9506 | 1114.5665
| 6834 | 2191.8843 | 1114.5665
| 6835 | 2191.8095 | 1114.5665
| 6836 | 2191.7358 | 1114.5665
| 6837 | 2191.6786 | 1114.5665
| 6838 | 2191.5935 | 1114.5665
| 6839 | 2191.4895 | 1114.5665
| 6840 | 2191.4206 | 1114.5665
| 6841 | 2191.3526 | 1114.5665
| 6842 | 2191.2458 | 1114.5665
| 6843 | 2191.1705 | 1114.5665
| 6844 | 2191.1214 | 1114.5665
| 6845 | 2191.0263 | 1114.5665
| 6846 | 2190.9444 | 1114.5665
| 6847 | 2190.8504 | 1114.5665
| 6848 | 2190.7817 | 1114.5665
| 6849 | 2190.7296 | 1114.5665
| 6850 | 2190.6444 | 1114.5665
| 6851 | 2190.5855 | 1114.5665
| 6852 | 2190.4773 | 1114.5665
| 6853 | 2190.3634 | 1114.5665
| 6854 | 2190.2778 | 1114.5665
| 6855 | 2190.2052 | 1114.5665
| 6856 | 2190.146 | 1114.5665
| 6857 | 2190.0773 | 1114.5665
| 6858 | 2189.959 | 1114.5665
| 6859 | 2189.8361 | 1114.5665
| 6860 | 2189.7405 | 1114.5665
| 6861 | 2189.6489 | 1114.5665
| 6862 | 2189.4958 | 1114.5665
| 6863 | 2189.4079 | 1114.5665
| 6864 | 2189.3313 | 1114.5665
| 6865 | 2189.2552 | 1114.5665
| 6866 | 2189.1652 | 1114.5665
| 6867 | 2189.0604 | 1114.5665
| 6868 | 2188.9515 | 1114.5665
| 6869 | 2188.8276 | 1114.5665
| 6870 | 2188.7297 | 1114.5665
| 6871 | 2188.5813 | 1114.5665
| 6872 | 2188.4991 | 1114.5665
| 6873 | 2188.3882 | 1114.5665
| 6874 | 2188.2876 | 1114.5665
| 6875 | 2188.1948 | 1114.5665
| 6876 | 2188.1282 | 1114.5665
| 6877 | 2188.0061 | 1114.5665
| 6878 | 2187.9238 | 1114.5665
| 6879 | 2187.8211 | 1114.5665
| 6880 | 2187.7078 | 1114.5665
| 6881 | 2187.6386 | 1114.5665
| 6882 | 2187.5743 | 1114.5665
| 6883 | 2187.4144 | 1114.5665
| 6884 | 2187.3314 | 1114.5665
| 6885 | 2187.2618 | 1114.5665
| 6886 | 2187.2069 | 1114.5665
| 6887 | 2187.1209 | 1114.5665
| 6888 | 2187.0542 | 1114.5665
| 6889 | 2186.9884 | 1114.5665
| 6890 | 2186.9144 | 1114.5665
| 6891 | 2186.8234 | 1114.5665
| 6892 | 2186.7414 | 1114.5665
| 6893 | 2186.6541 | 1114.5665
| 6894 | 2186.5708 | 1114.5665
| 6895 | 2186.4861 | 1114.5665
| 6896 | 2186.3867 | 1114.5665
| 6897 | 2186.3102 | 1114.5665
| 6898 | 2186.2057 | 1114.5665
| 6899 | 2186.1451 | 1114.5665
| 6900 | 2186.0074 | 1114.5665
| 6901 | 2185.9163 | 1114.5665
| 6902 | 2185.8658 | 1114.5665
| 6903 | 2185.778 | 1114.5665
| 6904 | 2185.6851 | 1114.5665
| 6905 | 2185.5875 | 1114.5665
| 6906 | 2185.5225 | 1114.5665
| 6907 | 2185.432 | 1114.5665
| 6908 | 2185.3588 | 1114.5665
| 6909 | 2185.2547 | 1114.5665
| 6910 | 2185.1855 | 1114.5665
| 6911 | 2185.08 | 1114.5665
| 6912 | 2185.0197 | 1114.5665
| 6913 | 2184.8628 | 1114.5665
| 6914 | 2184.7739 | 1114.5665
| 6915 | 2184.6522 | 1114.5665
| 6916 | 2184.5828 | 1114.5665
| 6917 | 2184.5023 | 1114.5665
| 6918 | 2184.4001 | 1114.5665
| 6919 | 2184.3305 | 1114.5665
| 6920 | 2184.2265 | 1114.5665
| 6921 | 2184.1333 | 1114.5665
| 6922 | 2184.0828 | 1114.5665
| 6923 | 2183.9316 | 1114.5665
| 6924 | 2183.8151 | 1114.5665
| 6925 | 2183.7024 | 1114.5665
| 6926 | 2183.6093 | 1114.5665
| 6927 | 2183.505 | 1114.5665
| 6928 | 2183.4136 | 1114.5665
| 6929 | 2183.3286 | 1114.5665
| 6930 | 2183.2549 | 1114.5665
| 6931 | 2183.1491 | 1114.5665
| 6932 | 2183.0233 | 1114.5665
| 6933 | 2182.9383 | 1114.5665
| 6934 | 2182.8531 | 1114.5665
| 6935 | 2182.7916 | 1114.5665
| 6936 | 2182.727 | 1114.5665
| 6937 | 2182.6573 | 1114.5665
| 6938 | 2182.5845 | 1114.5665
| 6939 | 2182.5214 | 1114.5665
| 6940 | 2182.418 | 1114.5665
| 6941 | 2182.3364 | 1114.5665
| 6942 | 2182.2635 | 1114.5665
| 6943 | 2182.1856 | 1114.5665
| 6944 | 2182.0766 | 1114.5665
| 6945 | 2182.0067 | 1114.5665
| 6946 | 2181.958 | 1114.5665
| 6947 | 2181.8044 | 1114.5665
| 6948 | 2181.7099 | 1114.5665
| 6949 | 2181.5971 | 1114.5665
| 6950 | 2181.5167 | 1114.5665
| 6951 | 2181.4212 | 1114.5665
| 6952 | 2181.3225 | 1114.5665
| 6953 | 2181.2444 | 1114.5665
| 6954 | 2181.1565 | 1114.5665
| 6955 | 2181.0805 | 1114.5665
| 6956 | 2180.9839 | 1114.5665
| 6957 | 2180.8918 | 1114.5665
| 6958 | 2180.8158 | 1114.5665
| 6959 | 2180.7562 | 1114.5665
| 6960 | 2180.6852 | 1114.5665
| 6961 | 2180.608 | 1114.5665
| 6962 | 2180.5508 | 1114.5665
| 6963 | 2180.4811 | 1114.5665
| 6964 | 2180.436 | 1114.5665
| 6965 | 2180.3554 | 1114.5665
| 6966 | 2180.2682 | 1114.5665
| 6967 | 2180.1762 | 1114.5665
| 6968 | 2180.0601 | 1114.5665
| 6969 | 2179.9728 | 1114.5665
| 6970 | 2179.8907 | 1114.5665
| 6971 | 2179.7804 | 1114.5665
| 6972 | 2179.6813 | 1114.5665
| 6973 | 2179.5699 | 1114.5665
| 6974 | 2179.5102 | 1114.5665
| 6975 | 2179.4172 | 1114.5665
| 6976 | 2179.2812 | 1114.5665
| 6977 | 2179.1959 | 1114.5665
| 6978 | 2179.0741 | 1114.5665
| 6979 | 2178.9398 | 1114.5665
| 6980 | 2178.8436 | 1114.5665
| 6981 | 2178.7415 | 1114.5665
| 6982 | 2178.6848 | 1114.5665
| 6983 | 2178.5411 | 1114.5665
| 6984 | 2178.4802 | 1114.5665
| 6985 | 2178.3417 | 1114.5665
| 6986 | 2178.2802 | 1114.5665
| 6987 | 2178.2094 | 1114.5665
| 6988 | 2178.1516 | 1114.5665
| 6989 | 2178.0422 | 1114.5665
| 6990 | 2177.9375 | 1114.5665
| 6991 | 2177.8584 | 1114.5665
| 6992 | 2177.7772 | 1114.5665
| 6993 | 2177.7183 | 1114.5665
| 6994 | 2177.6389 | 1114.5665
| 6995 | 2177.5604 | 1114.5665
| 6996 | 2177.4257 | 1114.5665
| 6997 | 2177.3681 | 1114.5665
| 6998 | 2177.3114 | 1114.5665
| 6999 | 2177.2454 | 1114.5665
| 7000 | 2177.0945 | 1114.5665
| 7001 | 2176.9551 | 1114.5665
| 7002 | 2176.9064 | 1114.5665
| 7003 | 2176.8466 | 1114.5665
| 7004 | 2176.7385 | 1114.5665
| 7005 | 2176.647 | 1114.5665
| 7006 | 2176.516 | 1114.5665
| 7007 | 2176.4344 | 1114.5665
| 7008 | 2176.3035 | 1114.5665
| 7009 | 2176.1823 | 1114.5665
| 7010 | 2176.1181 | 1114.5665
| 7011 | 2176.0479 | 1114.5665
| 7012 | 2175.9728 | 1114.5665
| 7013 | 2175.866 | 1114.5665
| 7014 | 2175.7076 | 1114.5665
| 7015 | 2175.6388 | 1114.5665
| 7016 | 2175.5666 | 1114.5665
| 7017 | 2175.498 | 1114.5665
| 7018 | 2175.4373 | 1114.5665
| 7019 | 2175.3474 | 1114.5665
| 7020 | 2175.2402 | 1114.5665
| 7021 | 2175.1303 | 1114.5665
| 7022 | 2175.0379 | 1114.5665
| 7023 | 2174.9751 | 1114.5665
| 7024 | 2174.8808 | 1114.5665
| 7025 | 2174.8034 | 1114.5665
| 7026 | 2174.7166 | 1114.5665
| 7027 | 2174.606 | 1114.5665
| 7028 | 2174.5142 | 1114.5665
| 7029 | 2174.4407 | 1114.5665
| 7030 | 2174.3216 | 1114.5665
| 7031 | 2174.2277 | 1114.5665
| 7032 | 2174.1322 | 1114.5665
| 7033 | 2174.0684 | 1114.5665
| 7034 | 2174.0113 | 1114.5665
| 7035 | 2173.9347 | 1114.5665
| 7036 | 2173.8457 | 1114.5665
| 7037 | 2173.7101 | 1114.5665
| 7038 | 2173.6615 | 1114.5665
| 7039 | 2173.5994 | 1114.5665
| 7040 | 2173.5385 | 1114.5665
| 7041 | 2173.4257 | 1114.5665
| 7042 | 2173.3726 | 1114.5665
| 7043 | 2173.3298 | 1114.5665
| 7044 | 2173.2698 | 1114.5665
| 7045 | 2173.1869 | 1114.5665
| 7046 | 2173.1039 | 1114.5665
| 7047 | 2173.0534 | 1114.5665
| 7048 | 2172.9752 | 1114.5665
| 7049 | 2172.9025 | 1114.5665
| 7050 | 2172.7944 | 1114.5665
| 7051 | 2172.714 | 1114.5665
| 7052 | 2172.5356 | 1114.5665
| 7053 | 2172.4938 | 1114.5665
| 7054 | 2172.4478 | 1114.5665
| 7055 | 2172.374 | 1114.5665
| 7056 | 2172.2973 | 1114.5665
| 7057 | 2172.2477 | 1114.5665
| 7058 | 2172.1826 | 1114.5665
| 7059 | 2172.1178 | 1114.5665
| 7060 | 2172.0331 | 1114.5665
| 7061 | 2171.8967 | 1114.5665
| 7062 | 2171.8107 | 1114.5665
| 7063 | 2171.7338 | 1114.5665
| 7064 | 2171.5805 | 1114.5665
| 7065 | 2171.4942 | 1114.5665
| 7066 | 2171.4239 | 1114.5665
| 7067 | 2171.3419 | 1114.5665
| 7068 | 2171.2816 | 1114.5665
| 7069 | 2171.2017 | 1114.5665
| 7070 | 2171.1233 | 1114.5665
| 7071 | 2170.9905 | 1114.5665
| 7072 | 2170.904 | 1114.5665
| 7073 | 2170.8138 | 1114.5665
| 7074 | 2170.7176 | 1114.5665
| 7075 | 2170.6091 | 1114.5665
| 7076 | 2170.5386 | 1114.5665
| 7077 | 2170.4434 | 1114.5665
| 7078 | 2170.3276 | 1114.5665
| 7079 | 2170.2353 | 1114.5665
| 7080 | 2170.1491 | 1114.5665
| 7081 | 2170.0795 | 1114.5665
| 7082 | 2170.0231 | 1114.5665
| 7083 | 2169.9197 | 1114.5665
| 7084 | 2169.8726 | 1114.5665
| 7085 | 2169.8098 | 1114.5665
| 7086 | 2169.7066 | 1114.5665
| 7087 | 2169.611 | 1114.5665
| 7088 | 2169.5311 | 1114.5665
| 7089 | 2169.4288 | 1114.5665
| 7090 | 2169.3293 | 1114.5665
| 7091 | 2169.1757 | 1114.5665
| 7092 | 2169.0315 | 1114.5665
| 7093 | 2168.9414 | 1114.5665
| 7094 | 2168.8736 | 1114.5665
| 7095 | 2168.8138 | 1114.5665
| 7096 | 2168.7385 | 1114.5665
| 7097 | 2168.6733 | 1114.5665
| 7098 | 2168.5995 | 1114.5665
| 7099 | 2168.5357 | 1114.5665
| 7100 | 2168.4348 | 1114.5665
| 7101 | 2168.3539 | 1114.5665
| 7102 | 2168.2903 | 1114.5665
| 7103 | 2168.1544 | 1114.5665
| 7104 | 2168.0214 | 1114.5665
| 7105 | 2167.9297 | 1114.5665
| 7106 | 2167.7757 | 1114.5665
| 7107 | 2167.6287 | 1114.5665
| 7108 | 2167.5381 | 1114.5665
| 7109 | 2167.4501 | 1114.5665
| 7110 | 2167.3419 | 1114.5665
| 7111 | 2167.2417 | 1114.5665
| 7112 | 2167.1101 | 1114.5665
| 7113 | 2167.0019 | 1114.5665
| 7114 | 2166.8979 | 1114.5665
| 7115 | 2166.7979 | 1114.5665
| 7116 | 2166.6969 | 1114.5665
| 7117 | 2166.5995 | 1114.5665
| 7118 | 2166.4845 | 1114.5665
| 7119 | 2166.4188 | 1114.5665
| 7120 | 2166.3285 | 1114.5665
| 7121 | 2166.2635 | 1114.5665
| 7122 | 2166.1775 | 1114.5665
| 7123 | 2166.0858 | 1114.5665
| 7124 | 2166.0276 | 1114.5665
| 7125 | 2165.9554 | 1114.5665
| 7126 | 2165.8686 | 1114.5665
| 7127 | 2165.7692 | 1114.5665
| 7128 | 2165.6916 | 1114.5665
| 7129 | 2165.6182 | 1114.5665
| 7130 | 2165.5125 | 1114.5665
| 7131 | 2165.4101 | 1114.5665
| 7132 | 2165.3269 | 1114.5665
| 7133 | 2165.1522 | 1114.5665
| 7134 | 2165.0435 | 1114.5665
| 7135 | 2164.9394 | 1114.5665
| 7136 | 2164.8346 | 1114.5665
| 7137 | 2164.7266 | 1114.5665
| 7138 | 2164.5736 | 1114.5665
| 7139 | 2164.4501 | 1114.5665
| 7140 | 2164.3702 | 1114.5665
| 7141 | 2164.2997 | 1114.5665
| 7142 | 2164.2414 | 1114.5665
| 7143 | 2164.1861 | 1114.5665
| 7144 | 2164.1026 | 1114.5665
| 7145 | 2164.0471 | 1114.5665
| 7146 | 2163.9634 | 1114.5665
| 7147 | 2163.8874 | 1114.5665
| 7148 | 2163.8169 | 1114.5665
| 7149 | 2163.7387 | 1114.5665
| 7150 | 2163.6656 | 1114.5665
| 7151 | 2163.6192 | 1114.5665
| 7152 | 2163.5532 | 1114.5665
| 7153 | 2163.4606 | 1114.5665
| 7154 | 2163.3675 | 1114.5665
| 7155 | 2163.2151 | 1114.5665
| 7156 | 2163.1524 | 1114.5665
| 7157 | 2163.0726 | 1114.5665
| 7158 | 2162.9938 | 1114.5665
| 7159 | 2162.8901 | 1114.5665
| 7160 | 2162.8024 | 1114.5665
| 7161 | 2162.7427 | 1114.5665
| 7162 | 2162.6753 | 1114.5665
| 7163 | 2162.6123 | 1114.5665
| 7164 | 2162.5288 | 1114.5665
| 7165 | 2162.4492 | 1114.5665
| 7166 | 2162.3518 | 1114.5665
| 7167 | 2162.2698 | 1114.5665
| 7168 | 2162.1948 | 1114.5665
| 7169 | 2162.0695 | 1114.5665
| 7170 | 2161.9949 | 1114.5665
| 7171 | 2161.8982 | 1114.5665
| 7172 | 2161.8311 | 1114.5665
| 7173 | 2161.7748 | 1114.5665
| 7174 | 2161.6712 | 1114.5665
| 7175 | 2161.6218 | 1114.5665
| 7176 | 2161.5179 | 1114.5665
| 7177 | 2161.371 | 1114.5665
| 7178 | 2161.3002 | 1114.5665
| 7179 | 2161.2654 | 1114.5665
| 7180 | 2161.1846 | 1114.5665
| 7181 | 2161.1156 | 1114.5665
| 7182 | 2161.0475 | 1114.5665
| 7183 | 2160.9733 | 1114.5665
| 7184 | 2160.9086 | 1114.5665
| 7185 | 2160.8646 | 1114.5665
| 7186 | 2160.7813 | 1114.5665
| 7187 | 2160.7059 | 1114.5665
| 7188 | 2160.5906 | 1114.5665
| 7189 | 2160.5472 | 1114.5665
| 7190 | 2160.4399 | 1114.5665
| 7191 | 2160.3334 | 1114.5665
| 7192 | 2160.2899 | 1114.5665
| 7193 | 2160.1974 | 1114.5665
| 7194 | 2160.1032 | 1114.5665
| 7195 | 2159.9794 | 1114.5665
| 7196 | 2159.926 | 1114.5665
| 7197 | 2159.8639 | 1114.5665
| 7198 | 2159.7078 | 1114.5665
| 7199 | 2159.5974 | 1114.5665
| 7200 | 2159.531 | 1114.5665
| 7201 | 2159.4688 | 1114.5665
| 7202 | 2159.4011 | 1114.5665
| 7203 | 2159.3411 | 1114.5665
| 7204 | 2159.2759 | 1114.5665
| 7205 | 2159.1964 | 1114.5665
| 7206 | 2159.1204 | 1114.5665
| 7207 | 2159.0472 | 1114.5665
| 7208 | 2158.9509 | 1114.5665
| 7209 | 2158.8499 | 1114.5665
| 7210 | 2158.7587 | 1114.5665
| 7211 | 2158.6663 | 1114.5665
| 7212 | 2158.5678 | 1114.5665
| 7213 | 2158.4922 | 1114.5665
| 7214 | 2158.4176 | 1114.5665
| 7215 | 2158.3157 | 1114.5665
| 7216 | 2158.26 | 1114.5665
| 7217 | 2158.1777 | 1114.5665
| 7218 | 2158.0852 | 1114.5665
| 7219 | 2157.9854 | 1114.5665
| 7220 | 2157.8821 | 1114.5665
| 7221 | 2157.7809 | 1114.5665
| 7222 | 2157.6864 | 1114.5665
| 7223 | 2157.6294 | 1114.5665
| 7224 | 2157.5559 | 1114.5665
| 7225 | 2157.4552 | 1114.5665
| 7226 | 2157.3739 | 1114.5665
| 7227 | 2157.2862 | 1114.5665
| 7228 | 2157.1844 | 1114.5665
| 7229 | 2157.1093 | 1114.5665
| 7230 | 2157.0319 | 1114.5665
| 7231 | 2156.9721 | 1114.5665
| 7232 | 2156.8225 | 1114.5665
| 7233 | 2156.7398 | 1114.5665
| 7234 | 2156.6382 | 1114.5665
| 7235 | 2156.5333 | 1114.5665
| 7236 | 2156.4461 | 1114.5665
| 7237 | 2156.3548 | 1114.5665
| 7238 | 2156.2331 | 1114.5665
| 7239 | 2156.1725 | 1114.5665
| 7240 | 2156.0748 | 1114.5665
| 7241 | 2156.0354 | 1114.5665
| 7242 | 2155.9679 | 1114.5665
| 7243 | 2155.8858 | 1114.5665
| 7244 | 2155.8181 | 1114.5665
| 7245 | 2155.7778 | 1114.5665
| 7246 | 2155.6945 | 1114.5665
| 7247 | 2155.5715 | 1114.5665
| 7248 | 2155.4949 | 1114.5665
| 7249 | 2155.4192 | 1114.5665
| 7250 | 2155.3409 | 1114.5665
| 7251 | 2155.2692 | 1114.5665
| 7252 | 2155.1914 | 1114.5665
| 7253 | 2155.0535 | 1114.5665
| 7254 | 2154.9988 | 1114.5665
| 7255 | 2154.9235 | 1114.5665
| 7256 | 2154.8613 | 1114.5665
| 7257 | 2154.7603 | 1114.5665
| 7258 | 2154.6222 | 1114.5665
| 7259 | 2154.5589 | 1114.5665
| 7260 | 2154.477 | 1114.5665
| 7261 | 2154.4057 | 1114.5665
| 7262 | 2154.3499 | 1114.5665
| 7263 | 2154.2574 | 1114.5665
| 7264 | 2154.1315 | 1114.5665
| 7265 | 2154.0468 | 1114.5665
| 7266 | 2153.9977 | 1114.5665
| 7267 | 2153.8856 | 1114.5665
| 7268 | 2153.7543 | 1114.5665
| 7269 | 2153.6706 | 1114.5665
| 7270 | 2153.5913 | 1114.5665
| 7271 | 2153.4875 | 1114.5665
| 7272 | 2153.4247 | 1114.5665
| 7273 | 2153.3453 | 1114.5665
| 7274 | 2153.2832 | 1114.5665
| 7275 | 2153.2252 | 1114.5665
| 7276 | 2153.1474 | 1114.5665
| 7277 | 2153.0026 | 1114.5665
| 7278 | 2152.9205 | 1114.5665
| 7279 | 2152.884 | 1114.5665
| 7280 | 2152.8182 | 1114.5665
| 7281 | 2152.7318 | 1114.5665
| 7282 | 2152.6062 | 1114.5665
| 7283 | 2152.5367 | 1114.5665
| 7284 | 2152.4216 | 1114.5665
| 7285 | 2152.3385 | 1114.5665
| 7286 | 2152.2447 | 1114.5665
| 7287 | 2152.167 | 1114.5665
| 7288 | 2152.087 | 1114.5665
| 7289 | 2152.01 | 1114.5665
| 7290 | 2151.9278 | 1114.5665
| 7291 | 2151.8242 | 1114.5665
| 7292 | 2151.7561 | 1114.5665
| 7293 | 2151.6519 | 1114.5665
| 7294 | 2151.5918 | 1114.5665
| 7295 | 2151.5039 | 1114.5665
| 7296 | 2151.41 | 1114.5665
| 7297 | 2151.3801 | 1114.5665
| 7298 | 2151.3278 | 1114.5665
| 7299 | 2151.2332 | 1114.5665
| 7300 | 2151.1493 | 1114.5665
| 7301 | 2151.0304 | 1114.5665
| 7302 | 2150.946 | 1114.5665
| 7303 | 2150.8791 | 1114.5665
| 7304 | 2150.7753 | 1114.5665
| 7305 | 2150.6797 | 1114.5665
| 7306 | 2150.5997 | 1114.5665
| 7307 | 2150.5416 | 1114.5665
| 7308 | 2150.4202 | 1114.5665
| 7309 | 2150.3611 | 1114.5665
| 7310 | 2150.2621 | 1114.5665
| 7311 | 2150.1984 | 1114.5665
| 7312 | 2150.1348 | 1114.5665
| 7313 | 2150.0642 | 1114.5665
| 7314 | 2149.9775 | 1114.5665
| 7315 | 2149.822 | 1114.5665
| 7316 | 2149.7314 | 1114.5665
| 7317 | 2149.6362 | 1114.5665
| 7318 | 2149.5754 | 1114.5665
| 7319 | 2149.4822 | 1114.5665
| 7320 | 2149.3995 | 1114.5665
| 7321 | 2149.3326 | 1114.5665
| 7322 | 2149.2621 | 1114.5665
| 7323 | 2149.1979 | 1114.5665
| 7324 | 2149.1182 | 1114.5665
| 7325 | 2149.0668 | 1114.5665
| 7326 | 2148.9334 | 1114.5665
| 7327 | 2148.8791 | 1114.5665
| 7328 | 2148.7356 | 1114.5665
| 7329 | 2148.6207 | 1114.5665
| 7330 | 2148.5103 | 1114.5665
| 7331 | 2148.454 | 1114.5665
| 7332 | 2148.3929 | 1114.5665
| 7333 | 2148.2993 | 1114.5665
| 7334 | 2148.2236 | 1114.5665
| 7335 | 2148.1631 | 1114.5665
| 7336 | 2148.062 | 1114.5665
| 7337 | 2148.0044 | 1114.5665
| 7338 | 2147.9452 | 1114.5665
| 7339 | 2147.8604 | 1114.5665
| 7340 | 2147.7504 | 1114.5665
| 7341 | 2147.6949 | 1114.5665
| 7342 | 2147.6119 | 1114.5665
| 7343 | 2147.5261 | 1114.5665
| 7344 | 2147.4652 | 1114.5665
| 7345 | 2147.4015 | 1114.5665
| 7346 | 2147.3248 | 1114.5665
| 7347 | 2147.2288 | 1114.5665
| 7348 | 2147.1798 | 1114.5665
| 7349 | 2147.0843 | 1114.5665
| 7350 | 2147.0126 | 1114.5665
| 7351 | 2146.9626 | 1114.5665
| 7352 | 2146.8785 | 1114.5665
| 7353 | 2146.7961 | 1114.5665
| 7354 | 2146.7253 | 1114.5665
| 7355 | 2146.6332 | 1114.5665
| 7356 | 2146.539 | 1114.5665
| 7357 | 2146.4543 | 1114.5665
| 7358 | 2146.3795 | 1114.5665
| 7359 | 2146.2938 | 1114.5665
| 7360 | 2146.2138 | 1114.5665
| 7361 | 2146.1396 | 1114.5665
| 7362 | 2145.9507 | 1114.5665
| 7363 | 2145.8806 | 1114.5665
| 7364 | 2145.8199 | 1114.5665
| 7365 | 2145.7488 | 1114.5665
| 7366 | 2145.6688 | 1114.5665
| 7367 | 2145.5664 | 1114.5665
| 7368 | 2145.5283 | 1114.5665
| 7369 | 2145.4748 | 1114.5665
| 7370 | 2145.3736 | 1114.5665
| 7371 | 2145.2778 | 1114.5665
| 7372 | 2145.1932 | 1114.5665
| 7373 | 2145.1239 | 1114.5665
| 7374 | 2145.0483 | 1114.5665
| 7375 | 2144.962 | 1114.5665
| 7376 | 2144.8473 | 1114.5665
| 7377 | 2144.7764 | 1114.5665
| 7378 | 2144.6988 | 1114.5665
| 7379 | 2144.5975 | 1114.5665
| 7380 | 2144.5311 | 1114.5665
| 7381 | 2144.4665 | 1114.5665
| 7382 | 2144.3484 | 1114.5665
| 7383 | 2144.3047 | 1114.5665
| 7384 | 2144.2418 | 1114.5665
| 7385 | 2144.1905 | 1114.5665
| 7386 | 2144.0329 | 1114.5665
| 7387 | 2143.967 | 1114.5665
| 7388 | 2143.9241 | 1114.5665
| 7389 | 2143.8322 | 1114.5665
| 7390 | 2143.7048 | 1114.5665
| 7391 | 2143.5829 | 1114.5665
| 7392 | 2143.4848 | 1114.5665
| 7393 | 2143.4163 | 1114.5665
| 7394 | 2143.3484 | 1114.5665
| 7395 | 2143.234 | 1114.5665
| 7396 | 2143.1572 | 1114.5665
| 7397 | 2143.0267 | 1114.5665
| 7398 | 2142.9535 | 1114.5665
| 7399 | 2142.9048 | 1114.5665
| 7400 | 2142.8508 | 1114.5665
| 7401 | 2142.6971 | 1114.5665
| 7402 | 2142.6388 | 1114.5665
| 7403 | 2142.5476 | 1114.5665
| 7404 | 2142.4248 | 1114.5665
| 7405 | 2142.3227 | 1114.5665
| 7406 | 2142.2454 | 1114.5665
| 7407 | 2142.1656 | 1114.5665
| 7408 | 2142.0468 | 1114.5665
| 7409 | 2141.9656 | 1114.5665
| 7410 | 2141.8904 | 1114.5665
| 7411 | 2141.8067 | 1114.5665
| 7412 | 2141.7221 | 1114.5665
| 7413 | 2141.6206 | 1114.5665
| 7414 | 2141.518 | 1114.5665
| 7415 | 2141.4191 | 1114.5665
| 7416 | 2141.3345 | 1114.5665
| 7417 | 2141.2746 | 1114.5665
| 7418 | 2141.237 | 1114.5665
| 7419 | 2141.1837 | 1114.5665
| 7420 | 2141.1014 | 1114.5665
| 7421 | 2141.0178 | 1114.5665
| 7422 | 2140.9199 | 1114.5665
| 7423 | 2140.8768 | 1114.5665
| 7424 | 2140.7671 | 1114.5665
| 7425 | 2140.6879 | 1114.5665
| 7426 | 2140.6238 | 1114.5665
| 7427 | 2140.5621 | 1114.5665
| 7428 | 2140.4837 | 1114.5665
| 7429 | 2140.3443 | 1114.5665
| 7430 | 2140.275 | 1114.5665
| 7431 | 2140.2315 | 1114.5665
| 7432 | 2140.1061 | 1114.5665
| 7433 | 2140.0575 | 1114.5665
| 7434 | 2140.0131 | 1114.5665
| 7435 | 2139.9198 | 1114.5665
| 7436 | 2139.8273 | 1114.5665
| 7437 | 2139.728 | 1114.5665
| 7438 | 2139.6891 | 1114.5665
| 7439 | 2139.5762 | 1114.5665
| 7440 | 2139.4967 | 1114.5665
| 7441 | 2139.4637 | 1114.5665
| 7442 | 2139.4062 | 1114.5665
| 7443 | 2139.341 | 1114.5665
| 7444 | 2139.1994 | 1114.5665
| 7445 | 2139.1491 | 1114.5665
| 7446 | 2139.0639 | 1114.5665
| 7447 | 2138.9798 | 1114.5665
| 7448 | 2138.9292 | 1114.5665
| 7449 | 2138.8439 | 1114.5665
| 7450 | 2138.763 | 1114.5665
| 7451 | 2138.6815 | 1114.5665
| 7452 | 2138.5767 | 1114.5665
| 7453 | 2138.4627 | 1114.5665
| 7454 | 2138.4101 | 1114.5665
| 7455 | 2138.3378 | 1114.5665
| 7456 | 2138.2719 | 1114.5665
| 7457 | 2138.1548 | 1114.5665
| 7458 | 2138.0721 | 1114.5665
| 7459 | 2138.019 | 1114.5665
| 7460 | 2137.9275 | 1114.5665
| 7461 | 2137.8616 | 1114.5665
| 7462 | 2137.8191 | 1114.5665
| 7463 | 2137.7424 | 1114.5665
| 7464 | 2137.6336 | 1114.5665
| 7465 | 2137.5564 | 1114.5665
| 7466 | 2137.465 | 1114.5665
| 7467 | 2137.3759 | 1114.5665
| 7468 | 2137.2528 | 1114.5665
| 7469 | 2137.1848 | 1114.5665
| 7470 | 2137.0946 | 1114.5665
| 7471 | 2136.9553 | 1114.5665
| 7472 | 2136.8869 | 1114.5665
| 7473 | 2136.8095 | 1114.5665
| 7474 | 2136.7622 | 1114.5665
| 7475 | 2136.687 | 1114.5665
| 7476 | 2136.6355 | 1114.5665
| 7477 | 2136.5362 | 1114.5665
| 7478 | 2136.4568 | 1114.5665
| 7479 | 2136.3848 | 1114.5665
| 7480 | 2136.3201 | 1114.5665
| 7481 | 2136.2499 | 1114.5665
| 7482 | 2136.2003 | 1114.5665
| 7483 | 2136.1481 | 1114.5665
| 7484 | 2136.0862 | 1114.5665
| 7485 | 2135.9899 | 1114.5665
| 7486 | 2135.9201 | 1114.5665
| 7487 | 2135.8402 | 1114.5665
| 7488 | 2135.7612 | 1114.5665
| 7489 | 2135.6843 | 1114.5665
| 7490 | 2135.6057 | 1114.5665
| 7491 | 2135.4627 | 1114.5665
| 7492 | 2135.4065 | 1114.5665
| 7493 | 2135.3099 | 1114.5665
| 7494 | 2135.2378 | 1114.5665
| 7495 | 2135.1459 | 1114.5665
| 7496 | 2135.0381 | 1114.5665
| 7497 | 2134.9927 | 1114.5665
| 7498 | 2134.9039 | 1114.5665
| 7499 | 2134.8317 | 1114.5665
| 7500 | 2134.7476 | 1114.5665
| 7501 | 2134.6435 | 1114.5665
| 7502 | 2134.5788 | 1114.5665
| 7503 | 2134.4793 | 1114.5665
| 7504 | 2134.3929 | 1114.5665
| 7505 | 2134.2967 | 1114.5665
| 7506 | 2134.2118 | 1114.5665
| 7507 | 2134.1434 | 1114.5665
| 7508 | 2134.0788 | 1114.5665
| 7509 | 2134.0061 | 1114.5665
| 7510 | 2133.9491 | 1114.5665
| 7511 | 2133.8988 | 1114.5665
| 7512 | 2133.8205 | 1114.5665
| 7513 | 2133.7725 | 1114.5665
| 7514 | 2133.6955 | 1114.5665
| 7515 | 2133.6201 | 1114.5665
| 7516 | 2133.5353 | 1114.5665
| 7517 | 2133.4784 | 1114.5665
| 7518 | 2133.4109 | 1114.5665
| 7519 | 2133.3445 | 1114.5665
| 7520 | 2133.2359 | 1114.5665
| 7521 | 2133.0993 | 1114.5665
| 7522 | 2133.0616 | 1114.5665
| 7523 | 2132.9823 | 1114.5665
| 7524 | 2132.9215 | 1114.5665
| 7525 | 2132.8603 | 1114.5665
| 7526 | 2132.7554 | 1114.5665
| 7527 | 2132.6411 | 1114.5665
| 7528 | 2132.5308 | 1114.5665
| 7529 | 2132.4692 | 1114.5665
| 7530 | 2132.383 | 1114.5665
| 7531 | 2132.3029 | 1114.5665
| 7532 | 2132.2311 | 1114.5665
| 7533 | 2132.1635 | 1114.5665
| 7534 | 2132.0486 | 1114.5665
| 7535 | 2132.0037 | 1114.5665
| 7536 | 2131.8825 | 1114.5665
| 7537 | 2131.8094 | 1114.5665
| 7538 | 2131.756 | 1114.5665
| 7539 | 2131.6468 | 1114.5665
| 7540 | 2131.5763 | 1114.5665
| 7541 | 2131.5255 | 1114.5665
| 7542 | 2131.4629 | 1114.5665
| 7543 | 2131.3821 | 1114.5665
| 7544 | 2131.259 | 1114.5665
| 7545 | 2131.1346 | 1114.5665
| 7546 | 2131.0308 | 1114.5665
| 7547 | 2130.9559 | 1114.5665
| 7548 | 2130.844 | 1114.5665
| 7549 | 2130.7723 | 1114.5665
| 7550 | 2130.6958 | 1114.5665
| 7551 | 2130.5937 | 1114.5665
| 7552 | 2130.5205 | 1114.5665
| 7553 | 2130.4168 | 1114.5665
| 7554 | 2130.336 | 1114.5665
| 7555 | 2130.2419 | 1114.5665
| 7556 | 2130.1128 | 1114.5665
| 7557 | 2130.0315 | 1114.5665
| 7558 | 2129.9457 | 1114.5665
| 7559 | 2129.8505 | 1114.5665
| 7560 | 2129.816 | 1114.5665
| 7561 | 2129.7514 | 1114.5665
| 7562 | 2129.6666 | 1114.5665
| 7563 | 2129.6173 | 1114.5665
| 7564 | 2129.5314 | 1114.5665
| 7565 | 2129.468 | 1114.5665
| 7566 | 2129.412 | 1114.5665
| 7567 | 2129.3157 | 1114.5665
| 7568 | 2129.2486 | 1114.5665
| 7569 | 2129.1577 | 1114.5665
| 7570 | 2129.0786 | 1114.5665
| 7571 | 2128.9751 | 1114.5665
| 7572 | 2128.9136 | 1114.5665
| 7573 | 2128.8049 | 1114.5665
| 7574 | 2128.6998 | 1114.5665
| 7575 | 2128.6296 | 1114.5665
| 7576 | 2128.5562 | 1114.5665
| 7577 | 2128.4167 | 1114.5665
| 7578 | 2128.3717 | 1114.5665
| 7579 | 2128.3013 | 1114.5665
| 7580 | 2128.2147 | 1114.5665
| 7581 | 2128.1506 | 1114.5665
| 7582 | 2128.0606 | 1114.5665
| 7583 | 2128.0018 | 1114.5665
| 7584 | 2127.9164 | 1114.5665
| 7585 | 2127.8475 | 1114.5665
| 7586 | 2127.7714 | 1114.5665
| 7587 | 2127.707 | 1114.5665
| 7588 | 2127.6333 | 1114.5665
| 7589 | 2127.5082 | 1114.5665
| 7590 | 2127.4348 | 1114.5665
| 7591 | 2127.398 | 1114.5665
| 7592 | 2127.3072 | 1114.5665
| 7593 | 2127.2335 | 1114.5665
| 7594 | 2127.17 | 1114.5665
| 7595 | 2127.0557 | 1114.5665
| 7596 | 2126.9871 | 1114.5665
| 7597 | 2126.8974 | 1114.5665
| 7598 | 2126.8079 | 1114.5665
| 7599 | 2126.7258 | 1114.5665
| 7600 | 2126.6991 | 1114.5665
| 7601 | 2126.571 | 1114.5665
| 7602 | 2126.456 | 1114.5665
| 7603 | 2126.4046 | 1114.5665
| 7604 | 2126.3481 | 1114.5665
| 7605 | 2126.262 | 1114.5665
| 7606 | 2126.2189 | 1114.5665
| 7607 | 2126.1426 | 1114.5665
| 7608 | 2126.0915 | 1114.5665
| 7609 | 2125.9914 | 1114.5665
| 7610 | 2125.8863 | 1114.5665
| 7611 | 2125.8192 | 1114.5665
| 7612 | 2125.767 | 1114.5665
| 7613 | 2125.6663 | 1114.5665
| 7614 | 2125.5947 | 1114.5665
| 7615 | 2125.5418 | 1114.5665
| 7616 | 2125.4609 | 1114.5665
| 7617 | 2125.3814 | 1114.5665
| 7618 | 2125.289 | 1114.5665
| 7619 | 2125.2033 | 1114.5665
| 7620 | 2125.1097 | 1114.5665
| 7621 | 2125 | 1114.5665
| 7622 | 2124.8968 | 1114.5665
| 7623 | 2124.8053 | 1114.5665
| 7624 | 2124.726 | 1114.5665
| 7625 | 2124.6087 | 1114.5665
| 7626 | 2124.508 | 1114.5665
| 7627 | 2124.4096 | 1114.5665
| 7628 | 2124.344 | 1114.5665
| 7629 | 2124.2329 | 1114.5665
| 7630 | 2124.1431 | 1114.5665
| 7631 | 2124.0933 | 1114.5665
| 7632 | 2123.9929 | 1114.5665
| 7633 | 2123.8562 | 1114.5665
| 7634 | 2123.7522 | 1114.5665
| 7635 | 2123.6692 | 1114.5665
| 7636 | 2123.5947 | 1114.5665
| 7637 | 2123.5424 | 1114.5665
| 7638 | 2123.4668 | 1114.5665
| 7639 | 2123.3804 | 1114.5665
| 7640 | 2123.2935 | 1114.5665
| 7641 | 2123.235 | 1114.5665
| 7642 | 2123.1343 | 1114.5665
| 7643 | 2123.0137 | 1114.5665
| 7644 | 2122.9352 | 1114.5665
| 7645 | 2122.874 | 1114.5665
| 7646 | 2122.8352 | 1114.5665
| 7647 | 2122.7705 | 1114.5665
| 7648 | 2122.6939 | 1114.5665
| 7649 | 2122.6046 | 1114.5665
| 7650 | 2122.5483 | 1114.5665
| 7651 | 2122.4995 | 1114.5665
| 7652 | 2122.4311 | 1114.5665
| 7653 | 2122.3301 | 1114.5665
| 7654 | 2122.284 | 1114.5665
| 7655 | 2122.224 | 1114.5665
| 7656 | 2122.1637 | 1114.5665
| 7657 | 2122.1001 | 1114.5665
| 7658 | 2122.0125 | 1114.5665
| 7659 | 2121.9297 | 1114.5665
| 7660 | 2121.8752 | 1114.5665
| 7661 | 2121.7711 | 1114.5665
| 7662 | 2121.726 | 1114.5665
| 7663 | 2121.6368 | 1114.5665
| 7664 | 2121.4908 | 1114.5665
| 7665 | 2121.4461 | 1114.5665
| 7666 | 2121.406 | 1114.5665
| 7667 | 2121.3351 | 1114.5665
| 7668 | 2121.2344 | 1114.5665
| 7669 | 2121.1986 | 1114.5665
| 7670 | 2121.1223 | 1114.5665
| 7671 | 2121.0352 | 1114.5665
| 7672 | 2120.9474 | 1114.5665
| 7673 | 2120.8843 | 1114.5665
| 7674 | 2120.826 | 1114.5665
| 7675 | 2120.7546 | 1114.5665
| 7676 | 2120.6535 | 1114.5665
| 7677 | 2120.5539 | 1114.5665
| 7678 | 2120.4899 | 1114.5665
| 7679 | 2120.3948 | 1114.5665
| 7680 | 2120.3123 | 1114.5665
| 7681 | 2120.2519 | 1114.5665
| 7682 | 2120.18 | 1114.5665
| 7683 | 2120.0896 | 1114.5665
| 7684 | 2120.0296 | 1114.5665
| 7685 | 2119.9291 | 1114.5665
| 7686 | 2119.8396 | 1114.5665
| 7687 | 2119.7879 | 1114.5665
| 7688 | 2119.744 | 1114.5665
| 7689 | 2119.6496 | 1114.5665
| 7690 | 2119.5445 | 1114.5665
| 7691 | 2119.4536 | 1114.5665
| 7692 | 2119.3914 | 1114.5665
| 7693 | 2119.3335 | 1114.5665
| 7694 | 2119.2546 | 1114.5665
| 7695 | 2119.1948 | 1114.5665
| 7696 | 2119.1303 | 1114.5665
| 7697 | 2119.0453 | 1114.5665
| 7698 | 2118.9776 | 1114.5665
| 7699 | 2118.8962 | 1114.5665
| 7700 | 2118.8478 | 1114.5665
| 7701 | 2118.771 | 1114.5665
| 7702 | 2118.6644 | 1114.5665
| 7703 | 2118.6053 | 1114.5665
| 7704 | 2118.5422 | 1114.5665
| 7705 | 2118.4402 | 1114.5665
| 7706 | 2118.3148 | 1114.5665
| 7707 | 2118.1989 | 1114.5665
| 7708 | 2118.0603 | 1114.5665
| 7709 | 2117.9457 | 1114.5665
| 7710 | 2117.8677 | 1114.5665
| 7711 | 2117.8116 | 1114.5665
| 7712 | 2117.7266 | 1114.5665
| 7713 | 2117.6321 | 1114.5665
| 7714 | 2117.5563 | 1114.5665
| 7715 | 2117.4739 | 1114.5665
| 7716 | 2117.4156 | 1114.5665
| 7717 | 2117.3494 | 1114.5665
| 7718 | 2117.254 | 1114.5665
| 7719 | 2117.1635 | 1114.5665
| 7720 | 2117.0827 | 1114.5665
| 7721 | 2116.9992 | 1114.5665
| 7722 | 2116.9177 | 1114.5665
| 7723 | 2116.8316 | 1114.5665
| 7724 | 2116.7713 | 1114.5665
| 7725 | 2116.6702 | 1114.5665
| 7726 | 2116.6451 | 1114.5665
| 7727 | 2116.5311 | 1114.5665
| 7728 | 2116.4844 | 1114.5665
| 7729 | 2116.4107 | 1114.5665
| 7730 | 2116.3252 | 1114.5665
| 7731 | 2116.245 | 1114.5665
| 7732 | 2116.1941 | 1114.5665
| 7733 | 2116.1374 | 1114.5665
| 7734 | 2116.0501 | 1114.5665
| 7735 | 2115.9955 | 1114.5665
| 7736 | 2115.891 | 1114.5665
| 7737 | 2115.8271 | 1114.5665
| 7738 | 2115.7607 | 1114.5665
| 7739 | 2115.6498 | 1114.5665
| 7740 | 2115.6009 | 1114.5665
| 7741 | 2115.5421 | 1114.5665
| 7742 | 2115.4544 | 1114.5665
| 7743 | 2115.3646 | 1114.5665
| 7744 | 2115.2876 | 1114.5665
| 7745 | 2115.2239 | 1114.5665
| 7746 | 2115.1642 | 1114.5665
| 7747 | 2115.1106 | 1114.5665
| 7748 | 2115.0609 | 1114.5665
| 7749 | 2114.9571 | 1114.5665
| 7750 | 2114.8856 | 1114.5665
| 7751 | 2114.7893 | 1114.5665
| 7752 | 2114.7509 | 1114.5665
| 7753 | 2114.6326 | 1114.5665
| 7754 | 2114.5754 | 1114.5665
| 7755 | 2114.473 | 1114.5665
| 7756 | 2114.4075 | 1114.5665
| 7757 | 2114.3595 | 1114.5665
| 7758 | 2114.2874 | 1114.5665
| 7759 | 2114.1811 | 1114.5665
| 7760 | 2114.0822 | 1114.5665
| 7761 | 2114.0095 | 1114.5665
| 7762 | 2113.9152 | 1114.5665
| 7763 | 2113.8386 | 1114.5665
| 7764 | 2113.7443 | 1114.5665
| 7765 | 2113.6873 | 1114.5665
| 7766 | 2113.6433 | 1114.5665
| 7767 | 2113.5715 | 1114.5665
| 7768 | 2113.5212 | 1114.5665
| 7769 | 2113.4385 | 1114.5665
| 7770 | 2113.3538 | 1114.5665
| 7771 | 2113.2769 | 1114.5665
| 7772 | 2113.1915 | 1114.5665
| 7773 | 2113.083 | 1114.5665
| 7774 | 2112.9975 | 1114.5665
| 7775 | 2112.9416 | 1114.5665
| 7776 | 2112.9077 | 1114.5665
| 7777 | 2112.8364 | 1114.5665
| 7778 | 2112.7947 | 1114.5665
| 7779 | 2112.6475 | 1114.5665
| 7780 | 2112.583 | 1114.5665
| 7781 | 2112.4965 | 1114.5665
| 7782 | 2112.4447 | 1114.5665
| 7783 | 2112.3449 | 1114.5665
| 7784 | 2112.2422 | 1114.5665
| 7785 | 2112.1713 | 1114.5665
| 7786 | 2112.0404 | 1114.5665
| 7787 | 2111.9763 | 1114.5665
| 7788 | 2111.8707 | 1114.5665
| 7789 | 2111.7754 | 1114.5665
| 7790 | 2111.6483 | 1114.5665
| 7791 | 2111.5948 | 1114.5665
| 7792 | 2111.5406 | 1114.5665
| 7793 | 2111.4449 | 1114.5665
| 7794 | 2111.3709 | 1114.5665
| 7795 | 2111.2815 | 1114.5665
| 7796 | 2111.2339 | 1114.5665
| 7797 | 2111.1571 | 1114.5665
| 7798 | 2111.0677 | 1114.5665
| 7799 | 2110.9789 | 1114.5665
| 7800 | 2110.8979 | 1114.5665
| 7801 | 2110.7988 | 1114.5665
| 7802 | 2110.7268 | 1114.5665
| 7803 | 2110.6592 | 1114.5665
| 7804 | 2110.571 | 1114.5665
| 7805 | 2110.4889 | 1114.5665
| 7806 | 2110.4335 | 1114.5665
| 7807 | 2110.352 | 1114.5665
| 7808 | 2110.2543 | 1114.5665
| 7809 | 2110.1665 | 1114.5665
| 7810 | 2110.0919 | 1114.5665
| 7811 | 2110.0205 | 1114.5665
| 7812 | 2109.9554 | 1114.5665
| 7813 | 2109.8672 | 1114.5665
| 7814 | 2109.7673 | 1114.5665
| 7815 | 2109.6907 | 1114.5665
| 7816 | 2109.6031 | 1114.5665
| 7817 | 2109.4907 | 1114.5665
| 7818 | 2109.4459 | 1114.5665
| 7819 | 2109.4077 | 1114.5665
| 7820 | 2109.3676 | 1114.5665
| 7821 | 2109.252 | 1114.5665
| 7822 | 2109.1395 | 1114.5665
| 7823 | 2109.0962 | 1114.5665
| 7824 | 2109.0356 | 1114.5665
| 7825 | 2108.949 | 1114.5665
| 7826 | 2108.8985 | 1114.5665
| 7827 | 2108.8163 | 1114.5665
| 7828 | 2108.7704 | 1114.5665
| 7829 | 2108.6838 | 1114.5665
| 7830 | 2108.6129 | 1114.5665
| 7831 | 2108.5535 | 1114.5665
| 7832 | 2108.4628 | 1114.5665
| 7833 | 2108.4108 | 1114.5665
| 7834 | 2108.3251 | 1114.5665
| 7835 | 2108.273 | 1114.5665
| 7836 | 2108.1821 | 1114.5665
| 7837 | 2108.1158 | 1114.5665
| 7838 | 2108.0531 | 1114.5665
| 7839 | 2107.9815 | 1114.5665
| 7840 | 2107.91 | 1114.5665
| 7841 | 2107.859 | 1114.5665
| 7842 | 2107.7655 | 1114.5665
| 7843 | 2107.6622 | 1114.5665
| 7844 | 2107.598 | 1114.5665
| 7845 | 2107.5587 | 1114.5665
| 7846 | 2107.4544 | 1114.5665
| 7847 | 2107.3755 | 1114.5665
| 7848 | 2107.2578 | 1114.5665
| 7849 | 2107.1724 | 1114.5665
| 7850 | 2107.0724 | 1114.5665
| 7851 | 2107.0004 | 1114.5665
| 7852 | 2106.9103 | 1114.5665
| 7853 | 2106.8495 | 1114.5665
| 7854 | 2106.772 | 1114.5665
| 7855 | 2106.6972 | 1114.5665
| 7856 | 2106.6255 | 1114.5665
| 7857 | 2106.5499 | 1114.5665
| 7858 | 2106.4554 | 1114.5665
| 7859 | 2106.4096 | 1114.5665
| 7860 | 2106.3561 | 1114.5665
| 7861 | 2106.288 | 1114.5665
| 7862 | 2106.2196 | 1114.5665
| 7863 | 2106.1074 | 1114.5665
| 7864 | 2106.0617 | 1114.5665
| 7865 | 2105.9675 | 1114.5665
| 7866 | 2105.9124 | 1114.5665
| 7867 | 2105.8274 | 1114.5665
| 7868 | 2105.7454 | 1114.5665
| 7869 | 2105.6916 | 1114.5665
| 7870 | 2105.64 | 1114.5665
| 7871 | 2105.5792 | 1114.5665
| 7872 | 2105.5216 | 1114.5665
| 7873 | 2105.425 | 1114.5665
| 7874 | 2105.3722 | 1114.5665
| 7875 | 2105.2756 | 1114.5665
| 7876 | 2105.2316 | 1114.5665
| 7877 | 2105.1745 | 1114.5665
| 7878 | 2105.1199 | 1114.5665
| 7879 | 2105.0735 | 1114.5665
| 7880 | 2104.9761 | 1114.5665
| 7881 | 2104.9158 | 1114.5665
| 7882 | 2104.8029 | 1114.5665
| 7883 | 2104.7373 | 1114.5665
| 7884 | 2104.6991 | 1114.5665
| 7885 | 2104.6155 | 1114.5665
| 7886 | 2104.557 | 1114.5665
| 7887 | 2104.4685 | 1114.5665
| 7888 | 2104.3955 | 1114.5665
| 7889 | 2104.3161 | 1114.5665
| 7890 | 2104.2108 | 1114.5665
| 7891 | 2104.1575 | 1114.5665
| 7892 | 2104.1166 | 1114.5665
| 7893 | 2104.0381 | 1114.5665
| 7894 | 2103.9752 | 1114.5665
| 7895 | 2103.9132 | 1114.5665
| 7896 | 2103.8577 | 1114.5665
| 7897 | 2103.7982 | 1114.5665
| 7898 | 2103.6936 | 1114.5665
| 7899 | 2103.6093 | 1114.5665
| 7900 | 2103.5434 | 1114.5665
| 7901 | 2103.4655 | 1114.5665
| 7902 | 2103.3954 | 1114.5665
| 7903 | 2103.2803 | 1114.5665
| 7904 | 2103.1991 | 1114.5665
| 7905 | 2103.1288 | 1114.5665
| 7906 | 2103.0747 | 1114.5665
| 7907 | 2103.03 | 1114.5665
| 7908 | 2102.9661 | 1114.5665
| 7909 | 2102.9084 | 1114.5665
| 7910 | 2102.8541 | 1114.5665
| 7911 | 2102.783 | 1114.5665
| 7912 | 2102.723 | 1114.5665
| 7913 | 2102.6403 | 1114.5665
| 7914 | 2102.5493 | 1114.5665
| 7915 | 2102.447 | 1114.5665
| 7916 | 2102.3808 | 1114.5665
| 7917 | 2102.2836 | 1114.5665
| 7918 | 2102.2325 | 1114.5665
| 7919 | 2102.1581 | 1114.5665
| 7920 | 2102.1015 | 1114.5665
| 7921 | 2102.022 | 1114.5665
| 7922 | 2101.9228 | 1114.5665
| 7923 | 2101.8543 | 1114.5665
| 7924 | 2101.8169 | 1114.5665
| 7925 | 2101.7608 | 1114.5665
| 7926 | 2101.6996 | 1114.5665
| 7927 | 2101.6388 | 1114.5665
| 7928 | 2101.5737 | 1114.5665
| 7929 | 2101.4847 | 1114.5665
| 7930 | 2101.3918 | 1114.5665
| 7931 | 2101.3053 | 1114.5665
| 7932 | 2101.231 | 1114.5665
| 7933 | 2101.1689 | 1114.5665
| 7934 | 2101.1116 | 1114.5665
| 7935 | 2101.0326 | 1114.5665
| 7936 | 2100.9578 | 1114.5665
| 7937 | 2100.9262 | 1114.5665
| 7938 | 2100.8186 | 1114.5665
| 7939 | 2100.7481 | 1114.5665
| 7940 | 2100.6886 | 1114.5665
| 7941 | 2100.5963 | 1114.5665
| 7942 | 2100.5581 | 1114.5665
| 7943 | 2100.4837 | 1114.5665
| 7944 | 2100.431 | 1114.5665
| 7945 | 2100.3616 | 1114.5665
| 7946 | 2100.2706 | 1114.5665
| 7947 | 2100.1885 | 1114.5665
| 7948 | 2100.1027 | 1114.5665
| 7949 | 2100.0492 | 1114.5665
| 7950 | 2099.9822 | 1114.5665
| 7951 | 2099.9078 | 1114.5665
| 7952 | 2099.8277 | 1114.5665
| 7953 | 2099.7487 | 1114.5665
| 7954 | 2099.6996 | 1114.5665
| 7955 | 2099.6249 | 1114.5665
| 7956 | 2099.557 | 1114.5665
| 7957 | 2099.4829 | 1114.5665
| 7958 | 2099.4425 | 1114.5665
| 7959 | 2099.3764 | 1114.5665
| 7960 | 2099.3136 | 1114.5665
| 7961 | 2099.2573 | 1114.5665
| 7962 | 2099.1669 | 1114.5665
| 7963 | 2099.0985 | 1114.5665
| 7964 | 2099.0263 | 1114.5665
| 7965 | 2098.9612 | 1114.5665
| 7966 | 2098.8662 | 1114.5665
| 7967 | 2098.8031 | 1114.5665
| 7968 | 2098.6937 | 1114.5665
| 7969 | 2098.588 | 1114.5665
| 7970 | 2098.5001 | 1114.5665
| 7971 | 2098.4468 | 1114.5665
| 7972 | 2098.3638 | 1114.5665
| 7973 | 2098.325 | 1114.5665
| 7974 | 2098.2649 | 1114.5665
| 7975 | 2098.2274 | 1114.5665
| 7976 | 2098.1594 | 1114.5665
| 7977 | 2098.0783 | 1114.5665
| 7978 | 2098.0029 | 1114.5665
| 7979 | 2097.9031 | 1114.5665
| 7980 | 2097.8373 | 1114.5665
| 7981 | 2097.7447 | 1114.5665
| 7982 | 2097.6594 | 1114.5665
| 7983 | 2097.5459 | 1114.5665
| 7984 | 2097.5032 | 1114.5665
| 7985 | 2097.4365 | 1114.5665
| 7986 | 2097.3828 | 1114.5665
| 7987 | 2097.3201 | 1114.5665
| 7988 | 2097.2494 | 1114.5665
| 7989 | 2097.1559 | 1114.5665
| 7990 | 2097.03 | 1114.5665
| 7991 | 2096.9604 | 1114.5665
| 7992 | 2096.8716 | 1114.5665
| 7993 | 2096.7936 | 1114.5665
| 7994 | 2096.7131 | 1114.5665
| 7995 | 2096.6127 | 1114.5665
| 7996 | 2096.5464 | 1114.5665
| 7997 | 2096.4723 | 1114.5665
| 7998 | 2096.4275 | 1114.5665
| 7999 | 2096.3542 | 1114.5665
| 8000 | 2096.2026 | 1114.5665
| 8001 | 2096.083 | 1114.5665
| 8002 | 2096.0261 | 1114.5665
| 8003 | 2095.9693 | 1114.5665
| 8004 | 2095.9288 | 1114.5665
| 8005 | 2095.8829 | 1114.5665
| 8006 | 2095.7978 | 1114.5665
| 8007 | 2095.7087 | 1114.5665
| 8008 | 2095.6594 | 1114.5665
| 8009 | 2095.564 | 1114.5665
| 8010 | 2095.4852 | 1114.5665
| 8011 | 2095.4368 | 1114.5665
| 8012 | 2095.3917 | 1114.5665
| 8013 | 2095.2964 | 1114.5665
| 8014 | 2095.2238 | 1114.5665
| 8015 | 2095.1466 | 1114.5665
| 8016 | 2095.0993 | 1114.5665
| 8017 | 2095.057 | 1114.5665
| 8018 | 2094.9775 | 1114.5665
| 8019 | 2094.8698 | 1114.5665
| 8020 | 2094.7785 | 1114.5665
| 8021 | 2094.7262 | 1114.5665
| 8022 | 2094.6636 | 1114.5665
| 8023 | 2094.5709 | 1114.5665
| 8024 | 2094.5199 | 1114.5665
| 8025 | 2094.4429 | 1114.5665
| 8026 | 2094.3832 | 1114.5665
| 8027 | 2094.3072 | 1114.5665
| 8028 | 2094.1586 | 1114.5665
| 8029 | 2094.1109 | 1114.5665
| 8030 | 2094.0625 | 1114.5665
| 8031 | 2093.9763 | 1114.5665
| 8032 | 2093.9218 | 1114.5665
| 8033 | 2093.8545 | 1114.5665
| 8034 | 2093.7483 | 1114.5665
| 8035 | 2093.6868 | 1114.5665
| 8036 | 2093.5916 | 1114.5665
| 8037 | 2093.4867 | 1114.5665
| 8038 | 2093.369 | 1114.5665
| 8039 | 2093.3148 | 1114.5665
| 8040 | 2093.2551 | 1114.5665
| 8041 | 2093.1748 | 1114.5665
| 8042 | 2093.082 | 1114.5665
| 8043 | 2093.0012 | 1114.5665
| 8044 | 2092.9156 | 1114.5665
| 8045 | 2092.8455 | 1114.5665
| 8046 | 2092.7981 | 1114.5665
| 8047 | 2092.751 | 1114.5665
| 8048 | 2092.6613 | 1114.5665
| 8049 | 2092.6103 | 1114.5665
| 8050 | 2092.5314 | 1114.5665
| 8051 | 2092.4351 | 1114.5665
| 8052 | 2092.3926 | 1114.5665
| 8053 | 2092.2921 | 1114.5665
| 8054 | 2092.1891 | 1114.5665
| 8055 | 2092.1194 | 1114.5665
| 8056 | 2092.0447 | 1114.5665
| 8057 | 2091.9889 | 1114.5665
| 8058 | 2091.9415 | 1114.5665
| 8059 | 2091.8485 | 1114.5665
| 8060 | 2091.7723 | 1114.5665
| 8061 | 2091.6659 | 1114.5665
| 8062 | 2091.6042 | 1114.5665
| 8063 | 2091.5573 | 1114.5665
| 8064 | 2091.4527 | 1114.5665
| 8065 | 2091.3936 | 1114.5665
| 8066 | 2091.3226 | 1114.5665
| 8067 | 2091.2416 | 1114.5665
| 8068 | 2091.144 | 1114.5665
| 8069 | 2091.0635 | 1114.5665
| 8070 | 2091.008 | 1114.5665
| 8071 | 2090.9395 | 1114.5665
| 8072 | 2090.8745 | 1114.5665
| 8073 | 2090.7971 | 1114.5665
| 8074 | 2090.7483 | 1114.5665
| 8075 | 2090.6524 | 1114.5665
| 8076 | 2090.5503 | 1114.5665
| 8077 | 2090.4847 | 1114.5665
| 8078 | 2090.4184 | 1114.5665
| 8079 | 2090.3644 | 1114.5665
| 8080 | 2090.2893 | 1114.5665
| 8081 | 2090.2013 | 1114.5665
| 8082 | 2090.1341 | 1114.5665
| 8083 | 2090.0454 | 1114.5665
| 8084 | 2089.9288 | 1114.5665
| 8085 | 2089.8533 | 1114.5665
| 8086 | 2089.7801 | 1114.5665
| 8087 | 2089.7229 | 1114.5665
| 8088 | 2089.6694 | 1114.5665
| 8089 | 2089.5897 | 1114.5665
| 8090 | 2089.528 | 1114.5665
| 8091 | 2089.4504 | 1114.5665
| 8092 | 2089.4033 | 1114.5665
| 8093 | 2089.3529 | 1114.5665
| 8094 | 2089.3042 | 1114.5665
| 8095 | 2089.2304 | 1114.5665
| 8096 | 2089.1553 | 1114.5665
| 8097 | 2089.0732 | 1114.5665
| 8098 | 2089.0168 | 1114.5665
| 8099 | 2088.9529 | 1114.5665
| 8100 | 2088.8572 | 1114.5665
| 8101 | 2088.7783 | 1114.5665
| 8102 | 2088.6856 | 1114.5665
| 8103 | 2088.5425 | 1114.5665
| 8104 | 2088.4678 | 1114.5665
| 8105 | 2088.4039 | 1114.5665
| 8106 | 2088.3085 | 1114.5665
| 8107 | 2088.2013 | 1114.5665
| 8108 | 2088.1133 | 1114.5665
| 8109 | 2088.0856 | 1114.5665
| 8110 | 2087.99 | 1114.5665
| 8111 | 2087.935 | 1114.5665
| 8112 | 2087.8998 | 1114.5665
| 8113 | 2087.8573 | 1114.5665
| 8114 | 2087.8006 | 1114.5665
| 8115 | 2087.732 | 1114.5665
| 8116 | 2087.6631 | 1114.5665
| 8117 | 2087.5701 | 1114.5665
| 8118 | 2087.5058 | 1114.5665
| 8119 | 2087.4305 | 1114.5665
| 8120 | 2087.3827 | 1114.5665
| 8121 | 2087.2525 | 1114.5665
| 8122 | 2087.201 | 1114.5665
| 8123 | 2087.1518 | 1114.5665
| 8124 | 2087.0625 | 1114.5665
| 8125 | 2087.0296 | 1114.5665
| 8126 | 2086.9187 | 1114.5665
| 8127 | 2086.867 | 1114.5665
| 8128 | 2086.827 | 1114.5665
| 8129 | 2086.7507 | 1114.5665
| 8130 | 2086.6628 | 1114.5665
| 8131 | 2086.5622 | 1114.5665
| 8132 | 2086.4996 | 1114.5665
| 8133 | 2086.4231 | 1114.5665
| 8134 | 2086.3336 | 1114.5665
| 8135 | 2086.247 | 1114.5665
| 8136 | 2086.1779 | 1114.5665
| 8137 | 2086.1052 | 1114.5665
| 8138 | 2086.0326 | 1114.5665
| 8139 | 2085.9425 | 1114.5665
| 8140 | 2085.9072 | 1114.5665
| 8141 | 2085.8448 | 1114.5665
| 8142 | 2085.7896 | 1114.5665
| 8143 | 2085.6969 | 1114.5665
| 8144 | 2085.6357 | 1114.5665
| 8145 | 2085.5561 | 1114.5665
| 8146 | 2085.5224 | 1114.5665
| 8147 | 2085.466 | 1114.5665
| 8148 | 2085.4209 | 1114.5665
| 8149 | 2085.3637 | 1114.5665
| 8150 | 2085.3068 | 1114.5665
| 8151 | 2085.2433 | 1114.5665
| 8152 | 2085.1814 | 1114.5665
| 8153 | 2085.0596 | 1114.5665
| 8154 | 2084.9918 | 1114.5665
| 8155 | 2084.9476 | 1114.5665
| 8156 | 2084.8546 | 1114.5665
| 8157 | 2084.8145 | 1114.5665
| 8158 | 2084.7147 | 1114.5665
| 8159 | 2084.6534 | 1114.5665
| 8160 | 2084.6007 | 1114.5665
| 8161 | 2084.5566 | 1114.5665
| 8162 | 2084.5006 | 1114.5665
| 8163 | 2084.4301 | 1114.5665
| 8164 | 2084.3551 | 1114.5665
| 8165 | 2084.2951 | 1114.5665
| 8166 | 2084.2137 | 1114.5665
| 8167 | 2084.1675 | 1114.5665
| 8168 | 2084.1226 | 1114.5665
| 8169 | 2084.065 | 1114.5665
| 8170 | 2084.0194 | 1114.5665
| 8171 | 2083.9459 | 1114.5665
| 8172 | 2083.88 | 1114.5665
| 8173 | 2083.7826 | 1114.5665
| 8174 | 2083.7255 | 1114.5665
| 8175 | 2083.6789 | 1114.5665
| 8176 | 2083.6255 | 1114.5665
| 8177 | 2083.5823 | 1114.5665
| 8178 | 2083.4929 | 1114.5665
| 8179 | 2083.4337 | 1114.5665
| 8180 | 2083.4026 | 1114.5665
| 8181 | 2083.324 | 1114.5665
| 8182 | 2083.2619 | 1114.5665
| 8183 | 2083.1185 | 1114.5665
| 8184 | 2083.0455 | 1114.5665
| 8185 | 2082.9667 | 1114.5665
| 8186 | 2082.8946 | 1114.5665
| 8187 | 2082.8432 | 1114.5665
| 8188 | 2082.7921 | 1114.5665
| 8189 | 2082.7121 | 1114.5665
| 8190 | 2082.6824 | 1114.5665
| 8191 | 2082.6314 | 1114.5665
| 8192 | 2082.5615 | 1114.5665
| 8193 | 2082.4688 | 1114.5665
| 8194 | 2082.3806 | 1114.5665
| 8195 | 2082.3434 | 1114.5665
| 8196 | 2082.2747 | 1114.5665
| 8197 | 2082.2359 | 1114.5665
| 8198 | 2082.1909 | 1114.5665
| 8199 | 2082.1441 | 1114.5665
| 8200 | 2082.0389 | 1114.5665
| 8201 | 2081.9389 | 1114.5665
| 8202 | 2081.8845 | 1114.5665
| 8203 | 2081.8136 | 1114.5665
| 8204 | 2081.7237 | 1114.5665
| 8205 | 2081.6426 | 1114.5665
| 8206 | 2081.5617 | 1114.5665
| 8207 | 2081.5216 | 1114.5665
| 8208 | 2081.4855 | 1114.5665
| 8209 | 2081.4299 | 1114.5665
| 8210 | 2081.2899 | 1114.5665
| 8211 | 2081.2384 | 1114.5665
| 8212 | 2081.1949 | 1114.5665
| 8213 | 2081.1112 | 1114.5665
| 8214 | 2081.0341 | 1114.5665
| 8215 | 2080.957 | 1114.5665
| 8216 | 2080.8943 | 1114.5665
| 8217 | 2080.8294 | 1114.5665
| 8218 | 2080.7528 | 1114.5665
| 8219 | 2080.7103 | 1114.5665
| 8220 | 2080.6566 | 1114.5665
| 8221 | 2080.5897 | 1114.5665
| 8222 | 2080.5186 | 1114.5665
| 8223 | 2080.4571 | 1114.5665
| 8224 | 2080.3809 | 1114.5665
| 8225 | 2080.2538 | 1114.5665
| 8226 | 2080.1896 | 1114.5665
| 8227 | 2080.1409 | 1114.5665
| 8228 | 2080.081 | 1114.5665
| 8229 | 2080.0078 | 1114.5665
| 8230 | 2079.9225 | 1114.5665
| 8231 | 2079.8616 | 1114.5665
| 8232 | 2079.8074 | 1114.5665
| 8233 | 2079.7522 | 1114.5665
| 8234 | 2079.6935 | 1114.5665
| 8235 | 2079.5774 | 1114.5665
| 8236 | 2079.5017 | 1114.5665
| 8237 | 2079.417 | 1114.5665
| 8238 | 2079.3527 | 1114.5665
| 8239 | 2079.2923 | 1114.5665
| 8240 | 2079.1957 | 1114.5665
| 8241 | 2079.1074 | 1114.5665
| 8242 | 2079.0427 | 1114.5665
| 8243 | 2078.9476 | 1114.5665
| 8244 | 2078.8359 | 1114.5665
| 8245 | 2078.7975 | 1114.5665
| 8246 | 2078.7069 | 1114.5665
| 8247 | 2078.6398 | 1114.5665
| 8248 | 2078.5893 | 1114.5665
| 8249 | 2078.4653 | 1114.5665
| 8250 | 2078.4155 | 1114.5665
| 8251 | 2078.3364 | 1114.5665
| 8252 | 2078.2743 | 1114.5665
| 8253 | 2078.2356 | 1114.5665
| 8254 | 2078.1613 | 1114.5665
| 8255 | 2078.1137 | 1114.5665
| 8256 | 2078.0503 | 1114.5665
| 8257 | 2077.9876 | 1114.5665
| 8258 | 2077.882 | 1114.5665
| 8259 | 2077.8138 | 1114.5665
| 8260 | 2077.7552 | 1114.5665
| 8261 | 2077.7061 | 1114.5665
| 8262 | 2077.6148 | 1114.5665
| 8263 | 2077.5577 | 1114.5665
| 8264 | 2077.501 | 1114.5665
| 8265 | 2077.4191 | 1114.5665
| 8266 | 2077.3387 | 1114.5665
| 8267 | 2077.2555 | 1114.5665
| 8268 | 2077.1976 | 1114.5665
| 8269 | 2077.1494 | 1114.5665
| 8270 | 2077.0971 | 1114.5665
| 8271 | 2077.0408 | 1114.5665
| 8272 | 2076.9879 | 1114.5665
| 8273 | 2076.905 | 1114.5665
| 8274 | 2076.8422 | 1114.5665
| 8275 | 2076.7548 | 1114.5665
| 8276 | 2076.7088 | 1114.5665
| 8277 | 2076.6273 | 1114.5665
| 8278 | 2076.5521 | 1114.5665
| 8279 | 2076.4806 | 1114.5665
| 8280 | 2076.3815 | 1114.5665
| 8281 | 2076.3087 | 1114.5665
| 8282 | 2076.2583 | 1114.5665
| 8283 | 2076.1948 | 1114.5665
| 8284 | 2076.1384 | 1114.5665
| 8285 | 2076.0728 | 1114.5665
| 8286 | 2076.0186 | 1114.5665
| 8287 | 2075.9648 | 1114.5665
| 8288 | 2075.9027 | 1114.5665
| 8289 | 2075.851 | 1114.5665
| 8290 | 2075.7747 | 1114.5665
| 8291 | 2075.6686 | 1114.5665
| 8292 | 2075.6039 | 1114.5665
| 8293 | 2075.5238 | 1114.5665
| 8294 | 2075.433 | 1114.5665
| 8295 | 2075.3293 | 1114.5665
| 8296 | 2075.2367 | 1114.5665
| 8297 | 2075.1895 | 1114.5665
| 8298 | 2075.1432 | 1114.5665
| 8299 | 2075.0845 | 1114.5665
| 8300 | 2075.0063 | 1114.5665
| 8301 | 2074.9426 | 1114.5665
| 8302 | 2074.9027 | 1114.5665
| 8303 | 2074.8143 | 1114.5665
| 8304 | 2074.7532 | 1114.5665
| 8305 | 2074.6657 | 1114.5665
| 8306 | 2074.5716 | 1114.5665
| 8307 | 2074.5157 | 1114.5665
| 8308 | 2074.4904 | 1114.5665
| 8309 | 2074.4174 | 1114.5665
| 8310 | 2074.3556 | 1114.5665
| 8311 | 2074.3258 | 1114.5665
| 8312 | 2074.2633 | 1114.5665
| 8313 | 2074.1854 | 1114.5665
| 8314 | 2074.1314 | 1114.5665
| 8315 | 2074.0538 | 1114.5665
| 8316 | 2073.9623 | 1114.5665
| 8317 | 2073.9095 | 1114.5665
| 8318 | 2073.8357 | 1114.5665
| 8319 | 2073.7805 | 1114.5665
| 8320 | 2073.741 | 1114.5665
| 8321 | 2073.6879 | 1114.5665
| 8322 | 2073.625 | 1114.5665
| 8323 | 2073.5155 | 1114.5665
| 8324 | 2073.4333 | 1114.5665
| 8325 | 2073.3813 | 1114.5665
| 8326 | 2073.305 | 1114.5665
| 8327 | 2073.2576 | 1114.5665
| 8328 | 2073.1851 | 1114.5665
| 8329 | 2073.145 | 1114.5665
| 8330 | 2073.1103 | 1114.5665
| 8331 | 2073.0288 | 1114.5665
| 8332 | 2072.9524 | 1114.5665
| 8333 | 2072.8827 | 1114.5665
| 8334 | 2072.8382 | 1114.5665
| 8335 | 2072.7675 | 1114.5665
| 8336 | 2072.7282 | 1114.5665
| 8337 | 2072.6806 | 1114.5665
| 8338 | 2072.5914 | 1114.5665
| 8339 | 2072.5071 | 1114.5665
| 8340 | 2072.4493 | 1114.5665
| 8341 | 2072.3928 | 1114.5665
| 8342 | 2072.3195 | 1114.5665
| 8343 | 2072.2543 | 1114.5665
| 8344 | 2072.1743 | 1114.5665
| 8345 | 2072.1086 | 1114.5665
| 8346 | 2072.027 | 1114.5665
| 8347 | 2071.9785 | 1114.5665
| 8348 | 2071.9519 | 1114.5665
| 8349 | 2071.8854 | 1114.5665
| 8350 | 2071.8114 | 1114.5665
| 8351 | 2071.7506 | 1114.5665
| 8352 | 2071.6963 | 1114.5665
| 8353 | 2071.629 | 1114.5665
| 8354 | 2071.5842 | 1114.5665
| 8355 | 2071.4412 | 1114.5665
| 8356 | 2071.3846 | 1114.5665
| 8357 | 2071.3413 | 1114.5665
| 8358 | 2071.2543 | 1114.5665
| 8359 | 2071.1787 | 1114.5665
| 8360 | 2071.1389 | 1114.5665
| 8361 | 2071.0628 | 1114.5665
| 8362 | 2070.9939 | 1114.5665
| 8363 | 2070.9284 | 1114.5665
| 8364 | 2070.8213 | 1114.5665
| 8365 | 2070.7595 | 1114.5665
| 8366 | 2070.7145 | 1114.5665
| 8367 | 2070.675 | 1114.5665
| 8368 | 2070.6176 | 1114.5665
| 8369 | 2070.5014 | 1114.5665
| 8370 | 2070.3872 | 1114.5665
| 8371 | 2070.316 | 1114.5665
| 8372 | 2070.2395 | 1114.5665
| 8373 | 2070.1912 | 1114.5665
| 8374 | 2070.1184 | 1114.5665
| 8375 | 2070.0542 | 1114.5665
| 8376 | 2070.0076 | 1114.5665
| 8377 | 2069.9375 | 1114.5665
| 8378 | 2069.868 | 1114.5665
| 8379 | 2069.8288 | 1114.5665
| 8380 | 2069.7691 | 1114.5665
| 8381 | 2069.693 | 1114.5665
| 8382 | 2069.63 | 1114.5665
| 8383 | 2069.5484 | 1114.5665
| 8384 | 2069.4728 | 1114.5665
| 8385 | 2069.4028 | 1114.5665
| 8386 | 2069.3393 | 1114.5665
| 8387 | 2069.2577 | 1114.5665
| 8388 | 2069.2044 | 1114.5665
| 8389 | 2069.0861 | 1114.5665
| 8390 | 2069.0195 | 1114.5665
| 8391 | 2068.9405 | 1114.5665
| 8392 | 2068.8783 | 1114.5665
| 8393 | 2068.7789 | 1114.5665
| 8394 | 2068.7005 | 1114.5665
| 8395 | 2068.618 | 1114.5665
| 8396 | 2068.5433 | 1114.5665
| 8397 | 2068.4782 | 1114.5665
| 8398 | 2068.4343 | 1114.5665
| 8399 | 2068.3885 | 1114.5665
| 8400 | 2068.2984 | 1114.5665
| 8401 | 2068.2254 | 1114.5665
| 8402 | 2068.1365 | 1114.5665
| 8403 | 2068.0479 | 1114.5665
| 8404 | 2067.9604 | 1114.5665
| 8405 | 2067.8813 | 1114.5665
| 8406 | 2067.8189 | 1114.5665
| 8407 | 2067.7475 | 1114.5665
| 8408 | 2067.6575 | 1114.5665
| 8409 | 2067.593 | 1114.5665
| 8410 | 2067.5265 | 1114.5665
| 8411 | 2067.494 | 1114.5665
| 8412 | 2067.4385 | 1114.5665
| 8413 | 2067.3502 | 1114.5665
| 8414 | 2067.254 | 1114.5665
| 8415 | 2067.16 | 1114.5665
| 8416 | 2067.1023 | 1114.5665
| 8417 | 2067.0617 | 1114.5665
| 8418 | 2066.9551 | 1114.5665
| 8419 | 2066.8833 | 1114.5665
| 8420 | 2066.8195 | 1114.5665
| 8421 | 2066.7553 | 1114.5665
| 8422 | 2066.6815 | 1114.5665
| 8423 | 2066.6017 | 1114.5665
| 8424 | 2066.5434 | 1114.5665
| 8425 | 2066.4735 | 1114.5665
| 8426 | 2066.4144 | 1114.5665
| 8427 | 2066.3513 | 1114.5665
| 8428 | 2066.2681 | 1114.5665
| 8429 | 2066.1758 | 1114.5665
| 8430 | 2066.1192 | 1114.5665
| 8431 | 2066.0356 | 1114.5665
| 8432 | 2065.969 | 1114.5665
| 8433 | 2065.8988 | 1114.5665
| 8434 | 2065.8386 | 1114.5665
| 8435 | 2065.7833 | 1114.5665
| 8436 | 2065.7087 | 1114.5665
| 8437 | 2065.6329 | 1114.5665
| 8438 | 2065.5627 | 1114.5665
| 8439 | 2065.5012 | 1114.5665
| 8440 | 2065.428 | 1114.5665
| 8441 | 2065.3809 | 1114.5665
| 8442 | 2065.3274 | 1114.5665
| 8443 | 2065.2731 | 1114.5665
| 8444 | 2065.2033 | 1114.5665
| 8445 | 2065.1358 | 1114.5665
| 8446 | 2065.0601 | 1114.5665
| 8447 | 2064.9946 | 1114.5665
| 8448 | 2064.9526 | 1114.5665
| 8449 | 2064.9041 | 1114.5665
| 8450 | 2064.8331 | 1114.5665
| 8451 | 2064.7457 | 1114.5665
| 8452 | 2064.6533 | 1114.5665
| 8453 | 2064.5678 | 1114.5665
| 8454 | 2064.4898 | 1114.5665
| 8455 | 2064.4048 | 1114.5665
| 8456 | 2064.3321 | 1114.5665
| 8457 | 2064.2591 | 1114.5665
| 8458 | 2064.2205 | 1114.5665
| 8459 | 2064.1642 | 1114.5665
| 8460 | 2064.1103 | 1114.5665
| 8461 | 2064.0599 | 1114.5665
| 8462 | 2064.0255 | 1114.5665
| 8463 | 2063.9565 | 1114.5665
| 8464 | 2063.8966 | 1114.5665
| 8465 | 2063.8249 | 1114.5665
| 8466 | 2063.772 | 1114.5665
| 8467 | 2063.7101 | 1114.5665
| 8468 | 2063.6656 | 1114.5665
| 8469 | 2063.611 | 1114.5665
| 8470 | 2063.5679 | 1114.5665
| 8471 | 2063.4934 | 1114.5665
| 8472 | 2063.4561 | 1114.5665
| 8473 | 2063.3716 | 1114.5665
| 8474 | 2063.3001 | 1114.5665
| 8475 | 2063.2206 | 1114.5665
| 8476 | 2063.1272 | 1114.5665
| 8477 | 2063.0577 | 1114.5665
| 8478 | 2063 | 1114.5665
| 8479 | 2062.9491 | 1114.5665
| 8480 | 2062.9223 | 1114.5665
| 8481 | 2062.8708 | 1114.5665
| 8482 | 2062.7556 | 1114.5665
| 8483 | 2062.6946 | 1114.5665
| 8484 | 2062.6191 | 1114.5665
| 8485 | 2062.5447 | 1114.5665
| 8486 | 2062.4935 | 1114.5665
| 8487 | 2062.4135 | 1114.5665
| 8488 | 2062.3259 | 1114.5665
| 8489 | 2062.2773 | 1114.5665
| 8490 | 2062.2111 | 1114.5665
| 8491 | 2062.1561 | 1114.5665
| 8492 | 2062.0797 | 1114.5665
| 8493 | 2062.0322 | 1114.5665
| 8494 | 2061.9123 | 1114.5665
| 8495 | 2061.8579 | 1114.5665
| 8496 | 2061.7687 | 1114.5665
| 8497 | 2061.7008 | 1114.5665
| 8498 | 2061.6513 | 1114.5665
| 8499 | 2061.5606 | 1114.5665
| 8500 | 2061.4738 | 1114.5665
| 8501 | 2061.4171 | 1114.5665
| 8502 | 2061.3587 | 1114.5665
| 8503 | 2061.3226 | 1114.5665
| 8504 | 2061.285 | 1114.5665
| 8505 | 2061.2294 | 1114.5665
| 8506 | 2061.1824 | 1114.5665
| 8507 | 2061.1086 | 1114.5665
| 8508 | 2061.0555 | 1114.5665
| 8509 | 2060.9589 | 1114.5665
| 8510 | 2060.8855 | 1114.5665
| 8511 | 2060.847 | 1114.5665
| 8512 | 2060.8144 | 1114.5665
| 8513 | 2060.7569 | 1114.5665
| 8514 | 2060.6477 | 1114.5665
| 8515 | 2060.588 | 1114.5665
| 8516 | 2060.5028 | 1114.5665
| 8517 | 2060.45 | 1114.5665
| 8518 | 2060.3879 | 1114.5665
| 8519 | 2060.2963 | 1114.5665
| 8520 | 2060.2221 | 1114.5665
| 8521 | 2060.1698 | 1114.5665
| 8522 | 2060.0799 | 1114.5665
| 8523 | 2060.0172 | 1114.5665
| 8524 | 2059.9424 | 1114.5665
| 8525 | 2059.8632 | 1114.5665
| 8526 | 2059.8146 | 1114.5665
| 8527 | 2059.7293 | 1114.5665
| 8528 | 2059.6426 | 1114.5665
| 8529 | 2059.5758 | 1114.5665
| 8530 | 2059.5079 | 1114.5665
| 8531 | 2059.4313 | 1114.5665
| 8532 | 2059.4166 | 1114.5665
| 8533 | 2059.3014 | 1114.5665
| 8534 | 2059.2316 | 1114.5665
| 8535 | 2059.1614 | 1114.5665
| 8536 | 2059.1018 | 1114.5665
| 8537 | 2058.9941 | 1114.5665
| 8538 | 2058.927 | 1114.5665
| 8539 | 2058.8489 | 1114.5665
| 8540 | 2058.7918 | 1114.5665
| 8541 | 2058.7401 | 1114.5665
| 8542 | 2058.6828 | 1114.5665
| 8543 | 2058.599 | 1114.5665
| 8544 | 2058.5449 | 1114.5665
| 8545 | 2058.4626 | 1114.5665
| 8546 | 2058.4048 | 1114.5665
| 8547 | 2058.3696 | 1114.5665
| 8548 | 2058.3091 | 1114.5665
| 8549 | 2058.2716 | 1114.5665
| 8550 | 2058.204 | 1114.5665
| 8551 | 2058.1578 | 1114.5665
| 8552 | 2058.1217 | 1114.5665
| 8553 | 2058.0695 | 1114.5665
| 8554 | 2058.0395 | 1114.5665
| 8555 | 2057.987 | 1114.5665
| 8556 | 2057.9484 | 1114.5665
| 8557 | 2057.8831 | 1114.5665
| 8558 | 2057.8215 | 1114.5665
| 8559 | 2057.7545 | 1114.5665
| 8560 | 2057.7011 | 1114.5665
| 8561 | 2057.6159 | 1114.5665
| 8562 | 2057.5216 | 1114.5665
| 8563 | 2057.4543 | 1114.5665
| 8564 | 2057.3731 | 1114.5665
| 8565 | 2057.3062 | 1114.5665
| 8566 | 2057.225 | 1114.5665
| 8567 | 2057.161 | 1114.5665
| 8568 | 2057.0722 | 1114.5665
| 8569 | 2057.0288 | 1114.5665
| 8570 | 2056.9323 | 1114.5665
| 8571 | 2056.8434 | 1114.5665
| 8572 | 2056.7916 | 1114.5665
| 8573 | 2056.7269 | 1114.5665
| 8574 | 2056.6525 | 1114.5665
| 8575 | 2056.6041 | 1114.5665
| 8576 | 2056.5678 | 1114.5665
| 8577 | 2056.5127 | 1114.5665
| 8578 | 2056.4634 | 1114.5665
| 8579 | 2056.3885 | 1114.5665
| 8580 | 2056.311 | 1114.5665
| 8581 | 2056.2607 | 1114.5665
| 8582 | 2056.2259 | 1114.5665
| 8583 | 2056.1829 | 1114.5665
| 8584 | 2056.1103 | 1114.5665
| 8585 | 2055.9923 | 1114.5665
| 8586 | 2055.9359 | 1114.5665
| 8587 | 2055.8326 | 1114.5665
| 8588 | 2055.7805 | 1114.5665
| 8589 | 2055.7224 | 1114.5665
| 8590 | 2055.6676 | 1114.5665
| 8591 | 2055.594 | 1114.5665
| 8592 | 2055.475 | 1114.5665
| 8593 | 2055.4359 | 1114.5665
| 8594 | 2055.3917 | 1114.5665
| 8595 | 2055.316 | 1114.5665
| 8596 | 2055.2693 | 1114.5665
| 8597 | 2055.2058 | 1114.5665
| 8598 | 2055.1353 | 1114.5665
| 8599 | 2055.0612 | 1114.5665
| 8600 | 2055.0084 | 1114.5665
| 8601 | 2054.9182 | 1114.5665
| 8602 | 2054.8487 | 1114.5665
| 8603 | 2054.8017 | 1114.5665
| 8604 | 2054.759 | 1114.5665
| 8605 | 2054.6892 | 1114.5665
| 8606 | 2054.608 | 1114.5665
| 8607 | 2054.5582 | 1114.5665
| 8608 | 2054.4491 | 1114.5665
| 8609 | 2054.3624 | 1114.5665
| 8610 | 2054.2968 | 1114.5665
| 8611 | 2054.2229 | 1114.5665
| 8612 | 2054.1703 | 1114.5665
| 8613 | 2054.0855 | 1114.5665
| 8614 | 2054.0278 | 1114.5665
| 8615 | 2053.9852 | 1114.5665
| 8616 | 2053.93 | 1114.5665
| 8617 | 2053.8647 | 1114.5665
| 8618 | 2053.774 | 1114.5665
| 8619 | 2053.7066 | 1114.5665
| 8620 | 2053.6513 | 1114.5665
| 8621 | 2053.5967 | 1114.5665
| 8622 | 2053.5659 | 1114.5665
| 8623 | 2053.4937 | 1114.5665
| 8624 | 2053.4364 | 1114.5665
| 8625 | 2053.3614 | 1114.5665
| 8626 | 2053.266 | 1114.5665
| 8627 | 2053.2321 | 1114.5665
| 8628 | 2053.1636 | 1114.5665
| 8629 | 2053.1266 | 1114.5665
| 8630 | 2053.0466 | 1114.5665
| 8631 | 2052.9852 | 1114.5665
| 8632 | 2052.9541 | 1114.5665
| 8633 | 2052.9201 | 1114.5665
| 8634 | 2052.8546 | 1114.5665
| 8635 | 2052.8051 | 1114.5665
| 8636 | 2052.7247 | 1114.5665
| 8637 | 2052.6741 | 1114.5665
| 8638 | 2052.6091 | 1114.5665
| 8639 | 2052.5455 | 1114.5665
| 8640 | 2052.5137 | 1114.5665
| 8641 | 2052.4445 | 1114.5665
| 8642 | 2052.3557 | 1114.5665
| 8643 | 2052.291 | 1114.5665
| 8644 | 2052.22 | 1114.5665
| 8645 | 2052.1316 | 1114.5665
| 8646 | 2052.0266 | 1114.5665
| 8647 | 2051.9599 | 1114.5665
| 8648 | 2051.8786 | 1114.5665
| 8649 | 2051.8227 | 1114.5665
| 8650 | 2051.7446 | 1114.5665
| 8651 | 2051.7197 | 1114.5665
| 8652 | 2051.6514 | 1114.5665
| 8653 | 2051.5524 | 1114.5665
| 8654 | 2051.4483 | 1114.5665
| 8655 | 2051.3808 | 1114.5665
| 8656 | 2051.3288 | 1114.5665
| 8657 | 2051.2725 | 1114.5665
| 8658 | 2051.1486 | 1114.5665
| 8659 | 2051.0771 | 1114.5665
| 8660 | 2051.0389 | 1114.5665
| 8661 | 2050.9602 | 1114.5665
| 8662 | 2050.9191 | 1114.5665
| 8663 | 2050.8556 | 1114.5665
| 8664 | 2050.763 | 1114.5665
| 8665 | 2050.6931 | 1114.5665
| 8666 | 2050.6532 | 1114.5665
| 8667 | 2050.5977 | 1114.5665
| 8668 | 2050.5375 | 1114.5665
| 8669 | 2050.4925 | 1114.5665
| 8670 | 2050.405 | 1114.5665
| 8671 | 2050.3541 | 1114.5665
| 8672 | 2050.265 | 1114.5665
| 8673 | 2050.2108 | 1114.5665
| 8674 | 2050.1668 | 1114.5665
| 8675 | 2050.0642 | 1114.5665
| 8676 | 2049.9789 | 1114.5665
| 8677 | 2049.9448 | 1114.5665
| 8678 | 2049.871 | 1114.5665
| 8679 | 2049.8275 | 1114.5665
| 8680 | 2049.7925 | 1114.5665
| 8681 | 2049.7393 | 1114.5665
| 8682 | 2049.6526 | 1114.5665
| 8683 | 2049.5798 | 1114.5665
| 8684 | 2049.5453 | 1114.5665
| 8685 | 2049.4817 | 1114.5665
| 8686 | 2049.4314 | 1114.5665
| 8687 | 2049.3618 | 1114.5665
| 8688 | 2049.2822 | 1114.5665
| 8689 | 2049.2446 | 1114.5665
| 8690 | 2049.2023 | 1114.5665
| 8691 | 2049.1033 | 1114.5665
| 8692 | 2049.058 | 1114.5665
| 8693 | 2049.0159 | 1114.5665
| 8694 | 2048.9585 | 1114.5665
| 8695 | 2048.8832 | 1114.5665
| 8696 | 2048.8164 | 1114.5665
| 8697 | 2048.7571 | 1114.5665
| 8698 | 2048.6989 | 1114.5665
| 8699 | 2048.6235 | 1114.5665
| 8700 | 2048.5693 | 1114.5665
| 8701 | 2048.5197 | 1114.5665
| 8702 | 2048.4294 | 1114.5665
| 8703 | 2048.3829 | 1114.5665
| 8704 | 2048.2921 | 1114.5665
| 8705 | 2048.205 | 1114.5665
| 8706 | 2048.1673 | 1114.5665
| 8707 | 2048.1032 | 1114.5665
| 8708 | 2048.0319 | 1114.5665
| 8709 | 2047.9514 | 1114.5665
| 8710 | 2047.8712 | 1114.5665
| 8711 | 2047.7634 | 1114.5665
| 8712 | 2047.7145 | 1114.5665
| 8713 | 2047.6192 | 1114.5665
| 8714 | 2047.5578 | 1114.5665
| 8715 | 2047.5239 | 1114.5665
| 8716 | 2047.4586 | 1114.5665
| 8717 | 2047.3967 | 1114.5665
| 8718 | 2047.3455 | 1114.5665
| 8719 | 2047.2741 | 1114.5665
| 8720 | 2047.221 | 1114.5665
| 8721 | 2047.1668 | 1114.5665
| 8722 | 2047.0733 | 1114.5665
| 8723 | 2046.9981 | 1114.5665
| 8724 | 2046.9429 | 1114.5665
| 8725 | 2046.9058 | 1114.5665
| 8726 | 2046.8661 | 1114.5665
| 8727 | 2046.7917 | 1114.5665
| 8728 | 2046.7351 | 1114.5665
| 8729 | 2046.6675 | 1114.5665
| 8730 | 2046.6206 | 1114.5665
| 8731 | 2046.5065 | 1114.5665
| 8732 | 2046.4759 | 1114.5665
| 8733 | 2046.4319 | 1114.5665
| 8734 | 2046.391 | 1114.5665
| 8735 | 2046.3142 | 1114.5665
| 8736 | 2046.2343 | 1114.5665
| 8737 | 2046.1734 | 1114.5665
| 8738 | 2046.1206 | 1114.5665
| 8739 | 2046.0441 | 1114.5665
| 8740 | 2045.9567 | 1114.5665
| 8741 | 2045.8841 | 1114.5665
| 8742 | 2045.8482 | 1114.5665
| 8743 | 2045.7644 | 1114.5665
| 8744 | 2045.7174 | 1114.5665
| 8745 | 2045.6526 | 1114.5665
| 8746 | 2045.579 | 1114.5665
| 8747 | 2045.5112 | 1114.5665
| 8748 | 2045.4651 | 1114.5665
| 8749 | 2045.4169 | 1114.5665
| 8750 | 2045.3637 | 1114.5665
| 8751 | 2045.2973 | 1114.5665
| 8752 | 2045.2418 | 1114.5665
| 8753 | 2045.1626 | 1114.5665
| 8754 | 2045.0971 | 1114.5665
| 8755 | 2044.998 | 1114.5665
| 8756 | 2044.9203 | 1114.5665
| 8757 | 2044.8449 | 1114.5665
| 8758 | 2044.7812 | 1114.5665
| 8759 | 2044.7343 | 1114.5665
| 8760 | 2044.6728 | 1114.5665
| 8761 | 2044.6412 | 1114.5665
| 8762 | 2044.5865 | 1114.5665
| 8763 | 2044.4698 | 1114.5665
| 8764 | 2044.41 | 1114.5665
| 8765 | 2044.3475 | 1114.5665
| 8766 | 2044.2977 | 1114.5665
| 8767 | 2044.2405 | 1114.5665
| 8768 | 2044.1749 | 1114.5665
| 8769 | 2044.0905 | 1114.5665
| 8770 | 2044.0277 | 1114.5665
| 8771 | 2043.9675 | 1114.5665
| 8772 | 2043.9348 | 1114.5665
| 8773 | 2043.8753 | 1114.5665
| 8774 | 2043.7993 | 1114.5665
| 8775 | 2043.6834 | 1114.5665
| 8776 | 2043.5959 | 1114.5665
| 8777 | 2043.5389 | 1114.5665
| 8778 | 2043.4402 | 1114.5665
| 8779 | 2043.3993 | 1114.5665
| 8780 | 2043.3499 | 1114.5665
| 8781 | 2043.2986 | 1114.5665
| 8782 | 2043.2256 | 1114.5665
| 8783 | 2043.1702 | 1114.5665
| 8784 | 2043.0917 | 1114.5665
| 8785 | 2043.0442 | 1114.5665
| 8786 | 2042.975 | 1114.5665
| 8787 | 2042.9109 | 1114.5665
| 8788 | 2042.8606 | 1114.5665
| 8789 | 2042.8186 | 1114.5665
| 8790 | 2042.7563 | 1114.5665
| 8791 | 2042.6808 | 1114.5665
| 8792 | 2042.6119 | 1114.5665
| 8793 | 2042.5412 | 1114.5665
| 8794 | 2042.4866 | 1114.5665
| 8795 | 2042.4267 | 1114.5665
| 8796 | 2042.3423 | 1114.5665
| 8797 | 2042.2881 | 1114.5665
| 8798 | 2042.2378 | 1114.5665
| 8799 | 2042.2053 | 1114.5665
| 8800 | 2042.1706 | 1114.5665
| 8801 | 2042.1236 | 1114.5665
| 8802 | 2042.0444 | 1114.5665
| 8803 | 2041.9783 | 1114.5665
| 8804 | 2041.9173 | 1114.5665
| 8805 | 2041.8681 | 1114.5665
| 8806 | 2041.7799 | 1114.5665
| 8807 | 2041.726 | 1114.5665
| 8808 | 2041.6538 | 1114.5665
| 8809 | 2041.5709 | 1114.5665
| 8810 | 2041.5048 | 1114.5665
| 8811 | 2041.4132 | 1114.5665
| 8812 | 2041.3001 | 1114.5665
| 8813 | 2041.2388 | 1114.5665
| 8814 | 2041.1795 | 1114.5665
| 8815 | 2041.1086 | 1114.5665
| 8816 | 2041.0604 | 1114.5665
| 8817 | 2041.0307 | 1114.5665
| 8818 | 2040.9817 | 1114.5665
| 8819 | 2040.8741 | 1114.5665
| 8820 | 2040.8271 | 1114.5665
| 8821 | 2040.7783 | 1114.5665
| 8822 | 2040.6972 | 1114.5665
| 8823 | 2040.6526 | 1114.5665
| 8824 | 2040.5967 | 1114.5665
| 8825 | 2040.5258 | 1114.5665
| 8826 | 2040.4655 | 1114.5665
| 8827 | 2040.4247 | 1114.5665
| 8828 | 2040.3654 | 1114.5665
| 8829 | 2040.3158 | 1114.5665
| 8830 | 2040.2529 | 1114.5665
| 8831 | 2040.1866 | 1114.5665
| 8832 | 2040.1197 | 1114.5665
| 8833 | 2040.0355 | 1114.5665
| 8834 | 2039.999 | 1114.5665
| 8835 | 2039.9622 | 1114.5665
| 8836 | 2039.8953 | 1114.5665
| 8837 | 2039.8601 | 1114.5665
| 8838 | 2039.8163 | 1114.5665
| 8839 | 2039.7619 | 1114.5665
| 8840 | 2039.7079 | 1114.5665
| 8841 | 2039.6421 | 1114.5665
| 8842 | 2039.5931 | 1114.5665
| 8843 | 2039.5566 | 1114.5665
| 8844 | 2039.4956 | 1114.5665
| 8845 | 2039.4556 | 1114.5665
| 8846 | 2039.4022 | 1114.5665
| 8847 | 2039.3129 | 1114.5665
| 8848 | 2039.2539 | 1114.5665
| 8849 | 2039.1917 | 1114.5665
| 8850 | 2039.1494 | 1114.5665
| 8851 | 2039.0868 | 1114.5665
| 8852 | 2039.0419 | 1114.5665
| 8853 | 2038.9999 | 1114.5665
| 8854 | 2038.9652 | 1114.5665
| 8855 | 2038.9098 | 1114.5665
| 8856 | 2038.8313 | 1114.5665
| 8857 | 2038.771 | 1114.5665
| 8858 | 2038.7383 | 1114.5665
| 8859 | 2038.6846 | 1114.5665
| 8860 | 2038.5842 | 1114.5665
| 8861 | 2038.5608 | 1114.5665
| 8862 | 2038.4947 | 1114.5665
| 8863 | 2038.4559 | 1114.5665
| 8864 | 2038.4024 | 1114.5665
| 8865 | 2038.3057 | 1114.5665
| 8866 | 2038.2123 | 1114.5665
| 8867 | 2038.1493 | 1114.5665
| 8868 | 2038.0979 | 1114.5665
| 8869 | 2038.0269 | 1114.5665
| 8870 | 2037.9544 | 1114.5665
| 8871 | 2037.8782 | 1114.5665
| 8872 | 2037.7737 | 1114.5665
| 8873 | 2037.7129 | 1114.5665
| 8874 | 2037.6516 | 1114.5665
| 8875 | 2037.5925 | 1114.5665
| 8876 | 2037.5338 | 1114.5665
| 8877 | 2037.471 | 1114.5665
| 8878 | 2037.4132 | 1114.5665
| 8879 | 2037.3703 | 1114.5665
| 8880 | 2037.2837 | 1114.5665
| 8881 | 2037.221 | 1114.5665
| 8882 | 2037.1513 | 1114.5665
| 8883 | 2037.0641 | 1114.5665
| 8884 | 2037.0304 | 1114.5665
| 8885 | 2036.968 | 1114.5665
| 8886 | 2036.9062 | 1114.5665
| 8887 | 2036.8683 | 1114.5665
| 8888 | 2036.8118 | 1114.5665
| 8889 | 2036.754 | 1114.5665
| 8890 | 2036.7097 | 1114.5665
| 8891 | 2036.6436 | 1114.5665
| 8892 | 2036.5833 | 1114.5665
| 8893 | 2036.541 | 1114.5665
| 8894 | 2036.4702 | 1114.5665
| 8895 | 2036.4038 | 1114.5665
| 8896 | 2036.3496 | 1114.5665
| 8897 | 2036.3071 | 1114.5665
| 8898 | 2036.2484 | 1114.5665
| 8899 | 2036.1645 | 1114.5665
| 8900 | 2036.0559 | 1114.5665
| 8901 | 2036.0271 | 1114.5665
| 8902 | 2035.96 | 1114.5665
| 8903 | 2035.8879 | 1114.5665
| 8904 | 2035.8608 | 1114.5665
| 8905 | 2035.8215 | 1114.5665
| 8906 | 2035.7387 | 1114.5665
| 8907 | 2035.6395 | 1114.5665
| 8908 | 2035.5628 | 1114.5665
| 8909 | 2035.5003 | 1114.5665
| 8910 | 2035.4457 | 1114.5665
| 8911 | 2035.3994 | 1114.5665
| 8912 | 2035.3572 | 1114.5665
| 8913 | 2035.2728 | 1114.5665
| 8914 | 2035.2278 | 1114.5665
| 8915 | 2035.1806 | 1114.5665
| 8916 | 2035.1361 | 1114.5665
| 8917 | 2035.0921 | 1114.5665
| 8918 | 2035.0338 | 1114.5665
| 8919 | 2034.9865 | 1114.5665
| 8920 | 2034.9335 | 1114.5665
| 8921 | 2034.8658 | 1114.5665
| 8922 | 2034.8347 | 1114.5665
| 8923 | 2034.7744 | 1114.5665
| 8924 | 2034.6772 | 1114.5665
| 8925 | 2034.6299 | 1114.5665
| 8926 | 2034.575 | 1114.5665
| 8927 | 2034.5301 | 1114.5665
| 8928 | 2034.4697 | 1114.5665
| 8929 | 2034.4312 | 1114.5665
| 8930 | 2034.3665 | 1114.5665
| 8931 | 2034.3044 | 1114.5665
| 8932 | 2034.2548 | 1114.5665
| 8933 | 2034.197 | 1114.5665
| 8934 | 2034.1682 | 1114.5665
| 8935 | 2034.1157 | 1114.5665
| 8936 | 2034.028 | 1114.5665
| 8937 | 2033.9828 | 1114.5665
| 8938 | 2033.9405 | 1114.5665
| 8939 | 2033.8764 | 1114.5665
| 8940 | 2033.797 | 1114.5665
| 8941 | 2033.7395 | 1114.5665
| 8942 | 2033.6949 | 1114.5665
| 8943 | 2033.6428 | 1114.5665
| 8944 | 2033.5943 | 1114.5665
| 8945 | 2033.5377 | 1114.5665
| 8946 | 2033.493 | 1114.5665
| 8947 | 2033.3915 | 1114.5665
| 8948 | 2033.3231 | 1114.5665
| 8949 | 2033.2054 | 1114.5665
| 8950 | 2033.136 | 1114.5665
| 8951 | 2033.0971 | 1114.5665
| 8952 | 2033.0276 | 1114.5665
| 8953 | 2032.9656 | 1114.5665
| 8954 | 2032.926 | 1114.5665
| 8955 | 2032.8428 | 1114.5665
| 8956 | 2032.7994 | 1114.5665
| 8957 | 2032.7414 | 1114.5665
| 8958 | 2032.6953 | 1114.5665
| 8959 | 2032.6374 | 1114.5665
| 8960 | 2032.5518 | 1114.5665
| 8961 | 2032.5034 | 1114.5665
| 8962 | 2032.4526 | 1114.5665
| 8963 | 2032.3443 | 1114.5665
| 8964 | 2032.2789 | 1114.5665
| 8965 | 2032.2191 | 1114.5665
| 8966 | 2032.1234 | 1114.5665
| 8967 | 2032.0462 | 1114.5665
| 8968 | 2031.9747 | 1114.5665
| 8969 | 2031.9088 | 1114.5665
| 8970 | 2031.8578 | 1114.5665
| 8971 | 2031.8212 | 1114.5665
| 8972 | 2031.7749 | 1114.5665
| 8973 | 2031.7141 | 1114.5665
| 8974 | 2031.6776 | 1114.5665
| 8975 | 2031.6406 | 1114.5665
| 8976 | 2031.5464 | 1114.5665
| 8977 | 2031.5093 | 1114.5665
| 8978 | 2031.4183 | 1114.5665
| 8979 | 2031.3747 | 1114.5665
| 8980 | 2031.3427 | 1114.5665
| 8981 | 2031.3115 | 1114.5665
| 8982 | 2031.2651 | 1114.5665
| 8983 | 2031.1815 | 1114.5665
| 8984 | 2031.1405 | 1114.5665
| 8985 | 2031.0579 | 1114.5665
| 8986 | 2031.0043 | 1114.5665
| 8987 | 2030.9569 | 1114.5665
| 8988 | 2030.844 | 1114.5665
| 8989 | 2030.7755 | 1114.5665
| 8990 | 2030.7392 | 1114.5665
| 8991 | 2030.6955 | 1114.5665
| 8992 | 2030.6587 | 1114.5665
| 8993 | 2030.5905 | 1114.5665
| 8994 | 2030.5263 | 1114.5665
| 8995 | 2030.4437 | 1114.5665
| 8996 | 2030.3758 | 1114.5665
| 8997 | 2030.2752 | 1114.5665
| 8998 | 2030.236 | 1114.5665
| 8999 | 2030.1414 | 1114.5665
| 9000 | 2030.0804 | 1114.5665
| 9001 | 2030.0342 | 1114.5665
| 9002 | 2029.981 | 1114.5665
| 9003 | 2029.924 | 1114.5665
| 9004 | 2029.876 | 1114.5665
| 9005 | 2029.8205 | 1114.5665
| 9006 | 2029.7655 | 1114.5665
| 9007 | 2029.6956 | 1114.5665
| 9008 | 2029.6312 | 1114.5665
| 9009 | 2029.5891 | 1114.5665
| 9010 | 2029.5027 | 1114.5665
| 9011 | 2029.4462 | 1114.5665
| 9012 | 2029.3617 | 1114.5665
| 9013 | 2029.298 | 1114.5665
| 9014 | 2029.2238 | 1114.5665
| 9015 | 2029.1752 | 1114.5665
| 9016 | 2029.1146 | 1114.5665
| 9017 | 2029.0415 | 1114.5665
| 9018 | 2028.9832 | 1114.5665
| 9019 | 2028.9488 | 1114.5665
| 9020 | 2028.8772 | 1114.5665
| 9021 | 2028.805 | 1114.5665
| 9022 | 2028.7597 | 1114.5665
| 9023 | 2028.7308 | 1114.5665
| 9024 | 2028.6891 | 1114.5665
| 9025 | 2028.603 | 1114.5665
| 9026 | 2028.5491 | 1114.5665
| 9027 | 2028.4678 | 1114.5665
| 9028 | 2028.3979 | 1114.5665
| 9029 | 2028.3317 | 1114.5665
| 9030 | 2028.2747 | 1114.5665
| 9031 | 2028.2239 | 1114.5665
| 9032 | 2028.1708 | 1114.5665
| 9033 | 2028.094 | 1114.5665
| 9034 | 2028.0114 | 1114.5665
| 9035 | 2027.9836 | 1114.5665
| 9036 | 2027.9293 | 1114.5665
| 9037 | 2027.8874 | 1114.5665
| 9038 | 2027.8488 | 1114.5665
| 9039 | 2027.7805 | 1114.5665
| 9040 | 2027.731 | 1114.5665
| 9041 | 2027.6877 | 1114.5665
| 9042 | 2027.6333 | 1114.5665
| 9043 | 2027.5766 | 1114.5665
| 9044 | 2027.525 | 1114.5665
| 9045 | 2027.431 | 1114.5665
| 9046 | 2027.3847 | 1114.5665
| 9047 | 2027.3283 | 1114.5665
| 9048 | 2027.2806 | 1114.5665
| 9049 | 2027.2165 | 1114.5665
| 9050 | 2027.1526 | 1114.5665
| 9051 | 2027.0539 | 1114.5665
| 9052 | 2026.9959 | 1114.5665
| 9053 | 2026.932 | 1114.5665
| 9054 | 2026.8467 | 1114.5665
| 9055 | 2026.7875 | 1114.5665
| 9056 | 2026.7373 | 1114.5665
| 9057 | 2026.6265 | 1114.5665
| 9058 | 2026.5583 | 1114.5665
| 9059 | 2026.4929 | 1114.5665
| 9060 | 2026.4322 | 1114.5665
| 9061 | 2026.3425 | 1114.5665
| 9062 | 2026.2966 | 1114.5665
| 9063 | 2026.2415 | 1114.5665
| 9064 | 2026.1853 | 1114.5665
| 9065 | 2026.1144 | 1114.5665
| 9066 | 2026.0546 | 1114.5665
| 9067 | 2026.0289 | 1114.5665
| 9068 | 2025.9628 | 1114.5665
| 9069 | 2025.9204 | 1114.5665
| 9070 | 2025.8683 | 1114.5665
| 9071 | 2025.8076 | 1114.5665
| 9072 | 2025.7393 | 1114.5665
| 9073 | 2025.7142 | 1114.5665
| 9074 | 2025.641 | 1114.5665
| 9075 | 2025.5823 | 1114.5665
| 9076 | 2025.5324 | 1114.5665
| 9077 | 2025.4658 | 1114.5665
| 9078 | 2025.415 | 1114.5665
| 9079 | 2025.3617 | 1114.5665
| 9080 | 2025.2838 | 1114.5665
| 9081 | 2025.2113 | 1114.5665
| 9082 | 2025.1448 | 1114.5665
| 9083 | 2025.0511 | 1114.5665
| 9084 | 2024.9969 | 1114.5665
| 9085 | 2024.9508 | 1114.5665
| 9086 | 2024.8877 | 1114.5665
| 9087 | 2024.8274 | 1114.5665
| 9088 | 2024.7545 | 1114.5665
| 9089 | 2024.6867 | 1114.5665
| 9090 | 2024.6181 | 1114.5665
| 9091 | 2024.5521 | 1114.5665
| 9092 | 2024.4684 | 1114.5665
| 9093 | 2024.4177 | 1114.5665
| 9094 | 2024.3397 | 1114.5665
| 9095 | 2024.2964 | 1114.5665
| 9096 | 2024.2482 | 1114.5665
| 9097 | 2024.1902 | 1114.5665
| 9098 | 2024.1283 | 1114.5665
| 9099 | 2024.0558 | 1114.5665
| 9100 | 2024.0097 | 1114.5665
| 9101 | 2023.9512 | 1114.5665
| 9102 | 2023.8733 | 1114.5665
| 9103 | 2023.8182 | 1114.5665
| 9104 | 2023.7551 | 1114.5665
| 9105 | 2023.7245 | 1114.5665
| 9106 | 2023.6618 | 1114.5665
| 9107 | 2023.6122 | 1114.5665
| 9108 | 2023.5485 | 1114.5665
| 9109 | 2023.4597 | 1114.5665
| 9110 | 2023.4014 | 1114.5665
| 9111 | 2023.362 | 1114.5665
| 9112 | 2023.28 | 1114.5665
| 9113 | 2023.2161 | 1114.5665
| 9114 | 2023.1482 | 1114.5665
| 9115 | 2023.062 | 1114.5665
| 9116 | 2023.0022 | 1114.5665
| 9117 | 2022.9404 | 1114.5665
| 9118 | 2022.8804 | 1114.5665
| 9119 | 2022.8196 | 1114.5665
| 9120 | 2022.7421 | 1114.5665
| 9121 | 2022.6647 | 1114.5665
| 9122 | 2022.5692 | 1114.5665
| 9123 | 2022.5207 | 1114.5665
| 9124 | 2022.4639 | 1114.5665
| 9125 | 2022.3846 | 1114.5665
| 9126 | 2022.3426 | 1114.5665
| 9127 | 2022.2877 | 1114.5665
| 9128 | 2022.2295 | 1114.5665
| 9129 | 2022.1677 | 1114.5665
| 9130 | 2022.089 | 1114.5665
| 9131 | 2022.0288 | 1114.5665
| 9132 | 2021.9679 | 1114.5665
| 9133 | 2021.8884 | 1114.5665
| 9134 | 2021.8551 | 1114.5665
| 9135 | 2021.8218 | 1114.5665
| 9136 | 2021.7767 | 1114.5665
| 9137 | 2021.6949 | 1114.5665
| 9138 | 2021.6372 | 1114.5665
| 9139 | 2021.5576 | 1114.5665
| 9140 | 2021.5146 | 1114.5665
| 9141 | 2021.4534 | 1114.5665
| 9142 | 2021.386 | 1114.5665
| 9143 | 2021.3254 | 1114.5665
| 9144 | 2021.2741 | 1114.5665
| 9145 | 2021.2006 | 1114.5665
| 9146 | 2021.1493 | 1114.5665
| 9147 | 2021.1142 | 1114.5665
| 9148 | 2021.0434 | 1114.5665
| 9149 | 2020.9778 | 1114.5665
| 9150 | 2020.8961 | 1114.5665
| 9151 | 2020.84 | 1114.5665
| 9152 | 2020.7822 | 1114.5665
| 9153 | 2020.7208 | 1114.5665
| 9154 | 2020.6515 | 1114.5665
| 9155 | 2020.5808 | 1114.5665
| 9156 | 2020.5246 | 1114.5665
| 9157 | 2020.4737 | 1114.5665
| 9158 | 2020.4323 | 1114.5665
| 9159 | 2020.383 | 1114.5665
| 9160 | 2020.3283 | 1114.5665
| 9161 | 2020.236 | 1114.5665
| 9162 | 2020.1755 | 1114.5665
| 9163 | 2020.1125 | 1114.5665
| 9164 | 2020.048 | 1114.5665
| 9165 | 2019.9689 | 1114.5665
| 9166 | 2019.9205 | 1114.5665
| 9167 | 2019.859 | 1114.5665
| 9168 | 2019.8013 | 1114.5665
| 9169 | 2019.7234 | 1114.5665
| 9170 | 2019.6876 | 1114.5665
| 9171 | 2019.6105 | 1114.5665
| 9172 | 2019.5676 | 1114.5665
| 9173 | 2019.4838 | 1114.5665
| 9174 | 2019.4129 | 1114.5665
| 9175 | 2019.3451 | 1114.5665
| 9176 | 2019.2798 | 1114.5665
| 9177 | 2019.2203 | 1114.5665
| 9178 | 2019.158 | 1114.5665
| 9179 | 2019.1213 | 1114.5665
| 9180 | 2019.0397 | 1114.5665
| 9181 | 2018.9907 | 1114.5665
| 9182 | 2018.944 | 1114.5665
| 9183 | 2018.8864 | 1114.5665
| 9184 | 2018.8373 | 1114.5665
| 9185 | 2018.7857 | 1114.5665
| 9186 | 2018.7241 | 1114.5665
| 9187 | 2018.6606 | 1114.5665
| 9188 | 2018.589 | 1114.5665
| 9189 | 2018.5292 | 1114.5665
| 9190 | 2018.4491 | 1114.5665
| 9191 | 2018.3749 | 1114.5665
| 9192 | 2018.334 | 1114.5665
| 9193 | 2018.2758 | 1114.5665
| 9194 | 2018.2241 | 1114.5665
| 9195 | 2018.1645 | 1114.5665
| 9196 | 2018.1182 | 1114.5665
| 9197 | 2018.0371 | 1114.5665
| 9198 | 2017.9455 | 1114.5665
| 9199 | 2017.8389 | 1114.5665
| 9200 | 2017.8006 | 1114.5665
| 9201 | 2017.7478 | 1114.5665
| 9202 | 2017.6855 | 1114.5665
| 9203 | 2017.603 | 1114.5665
| 9204 | 2017.5258 | 1114.5665
| 9205 | 2017.4656 | 1114.5665
| 9206 | 2017.3893 | 1114.5665
| 9207 | 2017.3644 | 1114.5665
| 9208 | 2017.3245 | 1114.5665
| 9209 | 2017.2426 | 1114.5665
| 9210 | 2017.1975 | 1114.5665
| 9211 | 2017.1317 | 1114.5665
| 9212 | 2017.0891 | 1114.5665
| 9213 | 2017.0272 | 1114.5665
| 9214 | 2016.9798 | 1114.5665
| 9215 | 2016.8813 | 1114.5665
| 9216 | 2016.8546 | 1114.5665
| 9217 | 2016.7656 | 1114.5665
| 9218 | 2016.7353 | 1114.5665
| 9219 | 2016.6654 | 1114.5665
| 9220 | 2016.5909 | 1114.5665
| 9221 | 2016.5215 | 1114.5665
| 9222 | 2016.46 | 1114.5665
| 9223 | 2016.3855 | 1114.5665
| 9224 | 2016.3096 | 1114.5665
| 9225 | 2016.2693 | 1114.5665
| 9226 | 2016.2397 | 1114.5665
| 9227 | 2016.1758 | 1114.5665
| 9228 | 2016.142 | 1114.5665
| 9229 | 2016.0837 | 1114.5665
| 9230 | 2016.0257 | 1114.5665
| 9231 | 2015.9708 | 1114.5665
| 9232 | 2015.8926 | 1114.5665
| 9233 | 2015.8299 | 1114.5665
| 9234 | 2015.7848 | 1114.5665
| 9235 | 2015.7567 | 1114.5665
| 9236 | 2015.7076 | 1114.5665
| 9237 | 2015.6517 | 1114.5665
| 9238 | 2015.5978 | 1114.5665
| 9239 | 2015.5426 | 1114.5665
| 9240 | 2015.4688 | 1114.5665
| 9241 | 2015.4258 | 1114.5665
| 9242 | 2015.3827 | 1114.5665
| 9243 | 2015.3154 | 1114.5665
| 9244 | 2015.262 | 1114.5665
| 9245 | 2015.1952 | 1114.5665
| 9246 | 2015.1465 | 1114.5665
| 9247 | 2015.0487 | 1114.5665
| 9248 | 2014.9994 | 1114.5665
| 9249 | 2014.949 | 1114.5665
| 9250 | 2014.8753 | 1114.5665
| 9251 | 2014.8144 | 1114.5665
| 9252 | 2014.7751 | 1114.5665
| 9253 | 2014.7246 | 1114.5665
| 9254 | 2014.6145 | 1114.5665
| 9255 | 2014.5482 | 1114.5665
| 9256 | 2014.4952 | 1114.5665
| 9257 | 2014.4537 | 1114.5665
| 9258 | 2014.4057 | 1114.5665
| 9259 | 2014.3621 | 1114.5665
| 9260 | 2014.3164 | 1114.5665
| 9261 | 2014.2452 | 1114.5665
| 9262 | 2014.2113 | 1114.5665
| 9263 | 2014.166 | 1114.5665
| 9264 | 2014.1024 | 1114.5665
| 9265 | 2014.0496 | 1114.5665
| 9266 | 2013.9715 | 1114.5665
| 9267 | 2013.9112 | 1114.5665
| 9268 | 2013.8663 | 1114.5665
| 9269 | 2013.8249 | 1114.5665
| 9270 | 2013.7884 | 1114.5665
| 9271 | 2013.7396 | 1114.5665
| 9272 | 2013.6917 | 1114.5665
| 9273 | 2013.6444 | 1114.5665
| 9274 | 2013.6 | 1114.5665
| 9275 | 2013.5457 | 1114.5665
| 9276 | 2013.5004 | 1114.5665
| 9277 | 2013.4377 | 1114.5665
| 9278 | 2013.3757 | 1114.5665
| 9279 | 2013.3103 | 1114.5665
| 9280 | 2013.264 | 1114.5665
| 9281 | 2013.148 | 1114.5665
| 9282 | 2013.0908 | 1114.5665
| 9283 | 2013.0494 | 1114.5665
| 9284 | 2012.9905 | 1114.5665
| 9285 | 2012.9528 | 1114.5665
| 9286 | 2012.8785 | 1114.5665
| 9287 | 2012.8031 | 1114.5665
| 9288 | 2012.7387 | 1114.5665
| 9289 | 2012.6599 | 1114.5665
| 9290 | 2012.6076 | 1114.5665
| 9291 | 2012.5639 | 1114.5665
| 9292 | 2012.4773 | 1114.5665
| 9293 | 2012.4327 | 1114.5665
| 9294 | 2012.3806 | 1114.5665
| 9295 | 2012.3616 | 1114.5665
| 9296 | 2012.2814 | 1114.5665
| 9297 | 2012.2274 | 1114.5665
| 9298 | 2012.1946 | 1114.5665
| 9299 | 2012.1453 | 1114.5665
| 9300 | 2012.106 | 1114.5665
| 9301 | 2012.0431 | 1114.5665
| 9302 | 2012.0034 | 1114.5665
| 9303 | 2011.9646 | 1114.5665
| 9304 | 2011.9267 | 1114.5665
| 9305 | 2011.8862 | 1114.5665
| 9306 | 2011.8322 | 1114.5665
| 9307 | 2011.7969 | 1114.5665
| 9308 | 2011.7538 | 1114.5665
| 9309 | 2011.6712 | 1114.5665
| 9310 | 2011.6334 | 1114.5665
| 9311 | 2011.5546 | 1114.5665
| 9312 | 2011.532 | 1114.5665
| 9313 | 2011.4529 | 1114.5665
| 9314 | 2011.4038 | 1114.5665
| 9315 | 2011.2997 | 1114.5665
| 9316 | 2011.2608 | 1114.5665
| 9317 | 2011.2305 | 1114.5665
| 9318 | 2011.181 | 1114.5665
| 9319 | 2011.1222 | 1114.5665
| 9320 | 2011.0715 | 1114.5665
| 9321 | 2011.0158 | 1114.5665
| 9322 | 2010.9377 | 1114.5665
| 9323 | 2010.9026 | 1114.5665
| 9324 | 2010.836 | 1114.5665
| 9325 | 2010.762 | 1114.5665
| 9326 | 2010.6977 | 1114.5665
| 9327 | 2010.6525 | 1114.5665
| 9328 | 2010.6171 | 1114.5665
| 9329 | 2010.5699 | 1114.5665
| 9330 | 2010.5115 | 1114.5665
| 9331 | 2010.4323 | 1114.5665
| 9332 | 2010.3782 | 1114.5665
| 9333 | 2010.336 | 1114.5665
| 9334 | 2010.2947 | 1114.5665
| 9335 | 2010.2483 | 1114.5665
| 9336 | 2010.2082 | 1114.5665
| 9337 | 2010.1477 | 1114.5665
| 9338 | 2010.1191 | 1114.5665
| 9339 | 2010.0143 | 1114.5665
| 9340 | 2009.9684 | 1114.5665
| 9341 | 2009.8632 | 1114.5665
| 9342 | 2009.8096 | 1114.5665
| 9343 | 2009.755 | 1114.5665
| 9344 | 2009.691 | 1114.5665
| 9345 | 2009.646 | 1114.5665
| 9346 | 2009.5223 | 1114.5665
| 9347 | 2009.4616 | 1114.5665
| 9348 | 2009.3762 | 1114.5665
| 9349 | 2009.3164 | 1114.5665
| 9350 | 2009.2588 | 1114.5665
| 9351 | 2009.2049 | 1114.5665
| 9352 | 2009.1449 | 1114.5665
| 9353 | 2009.1005 | 1114.5665
| 9354 | 2009.0627 | 1114.5665
| 9355 | 2009.0038 | 1114.5665
| 9356 | 2008.9422 | 1114.5665
| 9357 | 2008.8873 | 1114.5665
| 9358 | 2008.8513 | 1114.5665
| 9359 | 2008.8061 | 1114.5665
| 9360 | 2008.7547 | 1114.5665
| 9361 | 2008.6801 | 1114.5665
| 9362 | 2008.6271 | 1114.5665
| 9363 | 2008.5634 | 1114.5665
| 9364 | 2008.5351 | 1114.5665
| 9365 | 2008.49 | 1114.5665
| 9366 | 2008.4262 | 1114.5665
| 9367 | 2008.3814 | 1114.5665
| 9368 | 2008.3403 | 1114.5665
| 9369 | 2008.2912 | 1114.5665
| 9370 | 2008.2027 | 1114.5665
| 9371 | 2008.1314 | 1114.5665
| 9372 | 2008.0781 | 1114.5665
| 9373 | 2008.0031 | 1114.5665
| 9374 | 2007.97 | 1114.5665
| 9375 | 2007.9195 | 1114.5665
| 9376 | 2007.8591 | 1114.5665
| 9377 | 2007.8338 | 1114.5665
| 9378 | 2007.7985 | 1114.5665
| 9379 | 2007.7524 | 1114.5665
| 9380 | 2007.7291 | 1114.5665
| 9381 | 2007.6747 | 1114.5665
| 9382 | 2007.6095 | 1114.5665
| 9383 | 2007.5531 | 1114.5665
| 9384 | 2007.5004 | 1114.5665
| 9385 | 2007.419 | 1114.5665
| 9386 | 2007.3369 | 1114.5665
| 9387 | 2007.2729 | 1114.5665
| 9388 | 2007.226 | 1114.5665
| 9389 | 2007.1504 | 1114.5665
| 9390 | 2007.0423 | 1114.5665
| 9391 | 2006.9833 | 1114.5665
| 9392 | 2006.9201 | 1114.5665
| 9393 | 2006.8337 | 1114.5665
| 9394 | 2006.7677 | 1114.5665
| 9395 | 2006.7259 | 1114.5665
| 9396 | 2006.6592 | 1114.5665
| 9397 | 2006.5915 | 1114.5665
| 9398 | 2006.5356 | 1114.5665
| 9399 | 2006.4857 | 1114.5665
| 9400 | 2006.4406 | 1114.5665
| 9401 | 2006.3925 | 1114.5665
| 9402 | 2006.3443 | 1114.5665
| 9403 | 2006.2857 | 1114.5665
| 9404 | 2006.2532 | 1114.5665
| 9405 | 2006.2122 | 1114.5665
| 9406 | 2006.1341 | 1114.5665
| 9407 | 2006.0759 | 1114.5665
| 9408 | 2006.002 | 1114.5665
| 9409 | 2005.9376 | 1114.5665
| 9410 | 2005.8929 | 1114.5665
| 9411 | 2005.8246 | 1114.5665
| 9412 | 2005.7602 | 1114.5665
| 9413 | 2005.7114 | 1114.5665
| 9414 | 2005.6519 | 1114.5665
| 9415 | 2005.5707 | 1114.5665
| 9416 | 2005.5234 | 1114.5665
| 9417 | 2005.4831 | 1114.5665
| 9418 | 2005.425 | 1114.5665
| 9419 | 2005.3741 | 1114.5665
| 9420 | 2005.3182 | 1114.5665
| 9421 | 2005.2615 | 1114.5665
| 9422 | 2005.1995 | 1114.5665
| 9423 | 2005.139 | 1114.5665
| 9424 | 2005.0736 | 1114.5665
| 9425 | 2005.0271 | 1114.5665
| 9426 | 2004.9666 | 1114.5665
| 9427 | 2004.929 | 1114.5665
| 9428 | 2004.8561 | 1114.5665
| 9429 | 2004.8132 | 1114.5665
| 9430 | 2004.7366 | 1114.5665
| 9431 | 2004.6705 | 1114.5665
| 9432 | 2004.592 | 1114.5665
| 9433 | 2004.5464 | 1114.5665
| 9434 | 2004.5047 | 1114.5665
| 9435 | 2004.4481 | 1114.5665
| 9436 | 2004.4014 | 1114.5665
| 9437 | 2004.3601 | 1114.5665
| 9438 | 2004.3149 | 1114.5665
| 9439 | 2004.2796 | 1114.5665
| 9440 | 2004.2187 | 1114.5665
| 9441 | 2004.1634 | 1114.5665
| 9442 | 2004.1195 | 1114.5665
| 9443 | 2004.0744 | 1114.5665
| 9444 | 2004.0245 | 1114.5665
| 9445 | 2003.9525 | 1114.5665
| 9446 | 2003.837 | 1114.5665
| 9447 | 2003.7778 | 1114.5665
| 9448 | 2003.7102 | 1114.5665
| 9449 | 2003.6409 | 1114.5665
| 9450 | 2003.5868 | 1114.5665
| 9451 | 2003.5596 | 1114.5665
| 9452 | 2003.5263 | 1114.5665
| 9453 | 2003.4603 | 1114.5665
| 9454 | 2003.4151 | 1114.5665
| 9455 | 2003.3472 | 1114.5665
| 9456 | 2003.3195 | 1114.5665
| 9457 | 2003.2702 | 1114.5665
| 9458 | 2003.2147 | 1114.5665
| 9459 | 2003.1687 | 1114.5665
| 9460 | 2003.1112 | 1114.5665
| 9461 | 2003.0554 | 1114.5665
| 9462 | 2002.9744 | 1114.5665
| 9463 | 2002.9282 | 1114.5665
| 9464 | 2002.867 | 1114.5665
| 9465 | 2002.8149 | 1114.5665
| 9466 | 2002.7529 | 1114.5665
| 9467 | 2002.7169 | 1114.5665
| 9468 | 2002.6756 | 1114.5665
| 9469 | 2002.6124 | 1114.5665
| 9470 | 2002.5538 | 1114.5665
| 9471 | 2002.5085 | 1114.5665
| 9472 | 2002.459 | 1114.5665
| 9473 | 2002.4069 | 1114.5665
| 9474 | 2002.3579 | 1114.5665
| 9475 | 2002.3171 | 1114.5665
| 9476 | 2002.2597 | 1114.5665
| 9477 | 2002.1842 | 1114.5665
| 9478 | 2002.1441 | 1114.5665
| 9479 | 2002.0987 | 1114.5665
| 9480 | 2002.0596 | 1114.5665
| 9481 | 2002.0135 | 1114.5665
| 9482 | 2001.9566 | 1114.5665
| 9483 | 2001.8925 | 1114.5665
| 9484 | 2001.8397 | 1114.5665
| 9485 | 2001.7731 | 1114.5665
| 9486 | 2001.704 | 1114.5665
| 9487 | 2001.6461 | 1114.5665
| 9488 | 2001.5917 | 1114.5665
| 9489 | 2001.5309 | 1114.5665
| 9490 | 2001.4787 | 1114.5665
| 9491 | 2001.3978 | 1114.5665
| 9492 | 2001.3581 | 1114.5665
| 9493 | 2001.2822 | 1114.5665
| 9494 | 2001.2368 | 1114.5665
| 9495 | 2001.1932 | 1114.5665
| 9496 | 2001.1286 | 1114.5665
| 9497 | 2001.0629 | 1114.5665
| 9498 | 2001.031 | 1114.5665
| 9499 | 2000.9989 | 1114.5665
| 9500 | 2000.9068 | 1114.5665
| 9501 | 2000.8651 | 1114.5665
| 9502 | 2000.8186 | 1114.5665
| 9503 | 2000.753 | 1114.5665
| 9504 | 2000.6987 | 1114.5665
| 9505 | 2000.6657 | 1114.5665
| 9506 | 2000.5859 | 1114.5665
| 9507 | 2000.5211 | 1114.5665
| 9508 | 2000.4834 | 1114.5665
| 9509 | 2000.4441 | 1114.5665
| 9510 | 2000.3963 | 1114.5665
| 9511 | 2000.2825 | 1114.5665
| 9512 | 2000.2279 | 1114.5665
| 9513 | 2000.1723 | 1114.5665
| 9514 | 2000.1281 | 1114.5665
| 9515 | 2000.0768 | 1114.5665
| 9516 | 2000.0099 | 1114.5665
| 9517 | 1999.9457 | 1114.5665
| 9518 | 1999.9001 | 1114.5665
| 9519 | 1999.8289 | 1114.5665
| 9520 | 1999.7836 | 1114.5665
| 9521 | 1999.7399 | 1114.5665
| 9522 | 1999.6843 | 1114.5665
| 9523 | 1999.6206 | 1114.5665
| 9524 | 1999.5574 | 1114.5665
| 9525 | 1999.4988 | 1114.5665
| 9526 | 1999.4348 | 1114.5665
| 9527 | 1999.3583 | 1114.5665
| 9528 | 1999.3055 | 1114.5665
| 9529 | 1999.2446 | 1114.5665
| 9530 | 1999.1886 | 1114.5665
| 9531 | 1999.1206 | 1114.5665
| 9532 | 1999.0774 | 1114.5665
| 9533 | 1999.0262 | 1114.5665
| 9534 | 1998.9699 | 1114.5665
| 9535 | 1998.915 | 1114.5665
| 9536 | 1998.862 | 1114.5665
| 9537 | 1998.8042 | 1114.5665
| 9538 | 1998.7489 | 1114.5665
| 9539 | 1998.6681 | 1114.5665
| 9540 | 1998.608 | 1114.5665
| 9541 | 1998.5753 | 1114.5665
| 9542 | 1998.5349 | 1114.5665
| 9543 | 1998.5017 | 1114.5665
| 9544 | 1998.4409 | 1114.5665
| 9545 | 1998.3733 | 1114.5665
| 9546 | 1998.3111 | 1114.5665
| 9547 | 1998.252 | 1114.5665
| 9548 | 1998.181 | 1114.5665
| 9549 | 1998.126 | 1114.5665
| 9550 | 1998.0762 | 1114.5665
| 9551 | 1998.0269 | 1114.5665
| 9552 | 1997.9914 | 1114.5665
| 9553 | 1997.9352 | 1114.5665
| 9554 | 1997.8975 | 1114.5665
| 9555 | 1997.8188 | 1114.5665
| 9556 | 1997.7466 | 1114.5665
| 9557 | 1997.6705 | 1114.5665
| 9558 | 1997.6339 | 1114.5665
| 9559 | 1997.6013 | 1114.5665
| 9560 | 1997.5575 | 1114.5665
| 9561 | 1997.5226 | 1114.5665
| 9562 | 1997.4634 | 1114.5665
| 9563 | 1997.4152 | 1114.5665
| 9564 | 1997.3794 | 1114.5665
| 9565 | 1997.3387 | 1114.5665
| 9566 | 1997.2779 | 1114.5665
| 9567 | 1997.1852 | 1114.5665
| 9568 | 1997.1314 | 1114.5665
| 9569 | 1997.0539 | 1114.5665
| 9570 | 1997.0101 | 1114.5665
| 9571 | 1996.9353 | 1114.5665
| 9572 | 1996.8741 | 1114.5665
| 9573 | 1996.8251 | 1114.5665
| 9574 | 1996.7629 | 1114.5665
| 9575 | 1996.7058 | 1114.5665
| 9576 | 1996.6501 | 1114.5665
| 9577 | 1996.6034 | 1114.5665
| 9578 | 1996.5749 | 1114.5665
| 9579 | 1996.5 | 1114.5665
| 9580 | 1996.4221 | 1114.5665
| 9581 | 1996.38 | 1114.5665
| 9582 | 1996.3279 | 1114.5665
| 9583 | 1996.2586 | 1114.5665
| 9584 | 1996.2046 | 1114.5665
| 9585 | 1996.1408 | 1114.5665
| 9586 | 1996.1037 | 1114.5665
| 9587 | 1996.0261 | 1114.5665
| 9588 | 1995.9877 | 1114.5665
| 9589 | 1995.944 | 1114.5665
| 9590 | 1995.9092 | 1114.5665
| 9591 | 1995.8554 | 1114.5665
| 9592 | 1995.801 | 1114.5665
| 9593 | 1995.7655 | 1114.5665
| 9594 | 1995.7116 | 1114.5665
| 9595 | 1995.6492 | 1114.5665
| 9596 | 1995.5769 | 1114.5665
| 9597 | 1995.5184 | 1114.5665
| 9598 | 1995.4738 | 1114.5665
| 9599 | 1995.4319 | 1114.5665
| 9600 | 1995.3806 | 1114.5665
| 9601 | 1995.3445 | 1114.5665
| 9602 | 1995.2943 | 1114.5665
| 9603 | 1995.256 | 1114.5665
| 9604 | 1995.2118 | 1114.5665
| 9605 | 1995.1665 | 1114.5665
| 9606 | 1995.1151 | 1114.5665
| 9607 | 1995.0775 | 1114.5665
| 9608 | 1994.9975 | 1114.5665
| 9609 | 1994.9453 | 1114.5665
| 9610 | 1994.8738 | 1114.5665
| 9611 | 1994.8162 | 1114.5665
| 9612 | 1994.7824 | 1114.5665
| 9613 | 1994.7104 | 1114.5665
| 9614 | 1994.6673 | 1114.5665
| 9615 | 1994.6156 | 1114.5665
| 9616 | 1994.517 | 1114.5665
| 9617 | 1994.4337 | 1114.5665
| 9618 | 1994.3555 | 1114.5665
| 9619 | 1994.2937 | 1114.5665
| 9620 | 1994.2551 | 1114.5665
| 9621 | 1994.1894 | 1114.5665
| 9622 | 1994.1373 | 1114.5665
| 9623 | 1994.0585 | 1114.5665
| 9624 | 1994.0058 | 1114.5665
| 9625 | 1993.9295 | 1114.5665
| 9626 | 1993.8897 | 1114.5665
| 9627 | 1993.8157 | 1114.5665
| 9628 | 1993.7574 | 1114.5665
| 9629 | 1993.6934 | 1114.5665
| 9630 | 1993.6404 | 1114.5665
| 9631 | 1993.5785 | 1114.5665
| 9632 | 1993.5368 | 1114.5665
| 9633 | 1993.4894 | 1114.5665
| 9634 | 1993.4315 | 1114.5665
| 9635 | 1993.3797 | 1114.5665
| 9636 | 1993.3475 | 1114.5665
| 9637 | 1993.2979 | 1114.5665
| 9638 | 1993.2467 | 1114.5665
| 9639 | 1993.1844 | 1114.5665
| 9640 | 1993.1352 | 1114.5665
| 9641 | 1993.0566 | 1114.5665
| 9642 | 1992.9735 | 1114.5665
| 9643 | 1992.9211 | 1114.5665
| 9644 | 1992.8478 | 1114.5665
| 9645 | 1992.7405 | 1114.5665
| 9646 | 1992.656 | 1114.5665
| 9647 | 1992.613 | 1114.5665
| 9648 | 1992.5146 | 1114.5665
| 9649 | 1992.4328 | 1114.5665
| 9650 | 1992.3826 | 1114.5665
| 9651 | 1992.3437 | 1114.5665
| 9652 | 1992.2283 | 1114.5665
| 9653 | 1992.1847 | 1114.5665
| 9654 | 1992.1316 | 1114.5665
| 9655 | 1992.0822 | 1114.5665
| 9656 | 1992.0554 | 1114.5665
| 9657 | 1991.9857 | 1114.5665
| 9658 | 1991.922 | 1114.5665
| 9659 | 1991.8607 | 1114.5665
| 9660 | 1991.8006 | 1114.5665
| 9661 | 1991.7581 | 1114.5665
| 9662 | 1991.7151 | 1114.5665
| 9663 | 1991.666 | 1114.5665
| 9664 | 1991.5964 | 1114.5665
| 9665 | 1991.5178 | 1114.5665
| 9666 | 1991.4713 | 1114.5665
| 9667 | 1991.393 | 1114.5665
| 9668 | 1991.3451 | 1114.5665
| 9669 | 1991.3094 | 1114.5665
| 9670 | 1991.2372 | 1114.5665
| 9671 | 1991.1669 | 1114.5665
| 9672 | 1991.0894 | 1114.5665
| 9673 | 1991.0505 | 1114.5665
| 9674 | 1991.0111 | 1114.5665
| 9675 | 1990.9646 | 1114.5665
| 9676 | 1990.9296 | 1114.5665
| 9677 | 1990.8568 | 1114.5665
| 9678 | 1990.8105 | 1114.5665
| 9679 | 1990.7756 | 1114.5665
| 9680 | 1990.7306 | 1114.5665
| 9681 | 1990.6724 | 1114.5665
| 9682 | 1990.6215 | 1114.5665
| 9683 | 1990.5766 | 1114.5665
| 9684 | 1990.4975 | 1114.5665
| 9685 | 1990.4497 | 1114.5665
| 9686 | 1990.4038 | 1114.5665
| 9687 | 1990.3689 | 1114.5665
| 9688 | 1990.3407 | 1114.5665
| 9689 | 1990.2961 | 1114.5665
| 9690 | 1990.2308 | 1114.5665
| 9691 | 1990.1735 | 1114.5665
| 9692 | 1990.1076 | 1114.5665
| 9693 | 1990.0209 | 1114.5665
| 9694 | 1989.9856 | 1114.5665
| 9695 | 1989.9163 | 1114.5665
| 9696 | 1989.8664 | 1114.5665
| 9697 | 1989.8309 | 1114.5665
| 9698 | 1989.7639 | 1114.5665
| 9699 | 1989.7163 | 1114.5665
| 9700 | 1989.6512 | 1114.5665
| 9701 | 1989.5655 | 1114.5665
| 9702 | 1989.5269 | 1114.5665
| 9703 | 1989.4944 | 1114.5665
| 9704 | 1989.4236 | 1114.5665
| 9705 | 1989.3816 | 1114.5665
| 9706 | 1989.3198 | 1114.5665
| 9707 | 1989.2778 | 1114.5665
| 9708 | 1989.2257 | 1114.5665
| 9709 | 1989.1864 | 1114.5665
| 9710 | 1989.1562 | 1114.5665
| 9711 | 1989.1157 | 1114.5665
| 9712 | 1989.0365 | 1114.5665
| 9713 | 1988.9887 | 1114.5665
| 9714 | 1988.9114 | 1114.5665
| 9715 | 1988.8532 | 1114.5665
| 9716 | 1988.7864 | 1114.5665
| 9717 | 1988.7371 | 1114.5665
| 9718 | 1988.705 | 1114.5665
| 9719 | 1988.6617 | 1114.5665
| 9720 | 1988.6067 | 1114.5665
| 9721 | 1988.5497 | 1114.5665
| 9722 | 1988.4637 | 1114.5665
| 9723 | 1988.4241 | 1114.5665
| 9724 | 1988.3673 | 1114.5665
| 9725 | 1988.3041 | 1114.5665
| 9726 | 1988.2539 | 1114.5665
| 9727 | 1988.2174 | 1114.5665
| 9728 | 1988.1585 | 1114.5665
| 9729 | 1988.1187 | 1114.5665
| 9730 | 1988.0544 | 1114.5665
| 9731 | 1988.0056 | 1114.5665
| 9732 | 1987.9303 | 1114.5665
| 9733 | 1987.8691 | 1114.5665
| 9734 | 1987.8007 | 1114.5665
| 9735 | 1987.764 | 1114.5665
| 9736 | 1987.6986 | 1114.5665
| 9737 | 1987.6376 | 1114.5665
| 9738 | 1987.5662 | 1114.5665
| 9739 | 1987.5414 | 1114.5665
| 9740 | 1987.4807 | 1114.5665
| 9741 | 1987.43 | 1114.5665
| 9742 | 1987.3658 | 1114.5665
| 9743 | 1987.3329 | 1114.5665
| 9744 | 1987.2931 | 1114.5665
| 9745 | 1987.2189 | 1114.5665
| 9746 | 1987.169 | 1114.5665
| 9747 | 1987.1295 | 1114.5665
| 9748 | 1987.0689 | 1114.5665
| 9749 | 1987.0301 | 1114.5665
| 9750 | 1986.9895 | 1114.5665
| 9751 | 1986.9424 | 1114.5665
| 9752 | 1986.876 | 1114.5665
| 9753 | 1986.8012 | 1114.5665
| 9754 | 1986.7253 | 1114.5665
| 9755 | 1986.6403 | 1114.5665
| 9756 | 1986.5938 | 1114.5665
| 9757 | 1986.5636 | 1114.5665
| 9758 | 1986.4857 | 1114.5665
| 9759 | 1986.449 | 1114.5665
| 9760 | 1986.3956 | 1114.5665
| 9761 | 1986.3552 | 1114.5665
| 9762 | 1986.2879 | 1114.5665
| 9763 | 1986.2335 | 1114.5665
| 9764 | 1986.1954 | 1114.5665
| 9765 | 1986.1343 | 1114.5665
| 9766 | 1986.0841 | 1114.5665
| 9767 | 1986.0297 | 1114.5665
| 9768 | 1985.9692 | 1114.5665
| 9769 | 1985.9137 | 1114.5665
| 9770 | 1985.8728 | 1114.5665
| 9771 | 1985.81 | 1114.5665
| 9772 | 1985.7757 | 1114.5665
| 9773 | 1985.7396 | 1114.5665
| 9774 | 1985.6757 | 1114.5665
| 9775 | 1985.6411 | 1114.5665
| 9776 | 1985.5673 | 1114.5665
| 9777 | 1985.5172 | 1114.5665
| 9778 | 1985.4486 | 1114.5665
| 9779 | 1985.3865 | 1114.5665
| 9780 | 1985.3041 | 1114.5665
| 9781 | 1985.2303 | 1114.5665
| 9782 | 1985.1649 | 1114.5665
| 9783 | 1985.1119 | 1114.5665
| 9784 | 1985.0531 | 1114.5665
| 9785 | 1985.0074 | 1114.5665
| 9786 | 1984.9822 | 1114.5665
| 9787 | 1984.9216 | 1114.5665
| 9788 | 1984.8937 | 1114.5665
| 9789 | 1984.8621 | 1114.5665
| 9790 | 1984.7754 | 1114.5665
| 9791 | 1984.6918 | 1114.5665
| 9792 | 1984.6301 | 1114.5665
| 9793 | 1984.5703 | 1114.5665
| 9794 | 1984.5059 | 1114.5665
| 9795 | 1984.4524 | 1114.5665
| 9796 | 1984.3837 | 1114.5665
| 9797 | 1984.3415 | 1114.5665
| 9798 | 1984.3014 | 1114.5665
| 9799 | 1984.2691 | 1114.5665
| 9800 | 1984.2076 | 1114.5665
| 9801 | 1984.1507 | 1114.5665
| 9802 | 1984.1253 | 1114.5665
| 9803 | 1984.0667 | 1114.5665
| 9804 | 1983.9813 | 1114.5665
| 9805 | 1983.9055 | 1114.5665
| 9806 | 1983.8574 | 1114.5665
| 9807 | 1983.7948 | 1114.5665
| 9808 | 1983.7593 | 1114.5665
| 9809 | 1983.7124 | 1114.5665
| 9810 | 1983.6722 | 1114.5665
| 9811 | 1983.6114 | 1114.5665
| 9812 | 1983.5673 | 1114.5665
| 9813 | 1983.5159 | 1114.5665
| 9814 | 1983.4545 | 1114.5665
| 9815 | 1983.3843 | 1114.5665
| 9816 | 1983.3484 | 1114.5665
| 9817 | 1983.2931 | 1114.5665
| 9818 | 1983.2692 | 1114.5665
| 9819 | 1983.2175 | 1114.5665
| 9820 | 1983.1451 | 1114.5665
| 9821 | 1983.0841 | 1114.5665
| 9822 | 1983.0113 | 1114.5665
| 9823 | 1982.9791 | 1114.5665
| 9824 | 1982.9099 | 1114.5665
| 9825 | 1982.8687 | 1114.5665
| 9826 | 1982.8187 | 1114.5665
| 9827 | 1982.7573 | 1114.5665
| 9828 | 1982.7116 | 1114.5665
| 9829 | 1982.6723 | 1114.5665
| 9830 | 1982.6027 | 1114.5665
| 9831 | 1982.5226 | 1114.5665
| 9832 | 1982.413 | 1114.5665
| 9833 | 1982.3605 | 1114.5665
| 9834 | 1982.3077 | 1114.5665
| 9835 | 1982.2446 | 1114.5665
| 9836 | 1982.2036 | 1114.5665
| 9837 | 1982.1318 | 1114.5665
| 9838 | 1982.1019 | 1114.5665
| 9839 | 1982.0359 | 1114.5665
| 9840 | 1981.9677 | 1114.5665
| 9841 | 1981.9094 | 1114.5665
| 9842 | 1981.8611 | 1114.5665
| 9843 | 1981.7846 | 1114.5665
| 9844 | 1981.7374 | 1114.5665
| 9845 | 1981.6779 | 1114.5665
| 9846 | 1981.6043 | 1114.5665
| 9847 | 1981.549 | 1114.5665
| 9848 | 1981.49 | 1114.5665
| 9849 | 1981.4377 | 1114.5665
| 9850 | 1981.3595 | 1114.5665
| 9851 | 1981.2909 | 1114.5665
| 9852 | 1981.2514 | 1114.5665
| 9853 | 1981.203 | 1114.5665
| 9854 | 1981.1766 | 1114.5665
| 9855 | 1981.127 | 1114.5665
| 9856 | 1981.0852 | 1114.5665
| 9857 | 1981.0384 | 1114.5665
| 9858 | 1980.9848 | 1114.5665
| 9859 | 1980.9257 | 1114.5665
| 9860 | 1980.8779 | 1114.5665
| 9861 | 1980.8278 | 1114.5665
| 9862 | 1980.7649 | 1114.5665
| 9863 | 1980.7226 | 1114.5665
| 9864 | 1980.6787 | 1114.5665
| 9865 | 1980.633 | 1114.5665
| 9866 | 1980.5814 | 1114.5665
| 9867 | 1980.5333 | 1114.5665
| 9868 | 1980.485 | 1114.5665
| 9869 | 1980.4529 | 1114.5665
| 9870 | 1980.3865 | 1114.5665
| 9871 | 1980.3303 | 1114.5665
| 9872 | 1980.2781 | 1114.5665
| 9873 | 1980.2399 | 1114.5665
| 9874 | 1980.1736 | 1114.5665
| 9875 | 1980.1444 | 1114.5665
| 9876 | 1980.0847 | 1114.5665
| 9877 | 1980.0396 | 1114.5665
| 9878 | 1979.9857 | 1114.5665
| 9879 | 1979.9358 | 1114.5665
| 9880 | 1979.8686 | 1114.5665
| 9881 | 1979.8113 | 1114.5665
| 9882 | 1979.7461 | 1114.5665
| 9883 | 1979.7065 | 1114.5665
| 9884 | 1979.6601 | 1114.5665
| 9885 | 1979.6235 | 1114.5665
| 9886 | 1979.5707 | 1114.5665
| 9887 | 1979.5225 | 1114.5665
| 9888 | 1979.44 | 1114.5665
| 9889 | 1979.4139 | 1114.5665
| 9890 | 1979.3807 | 1114.5665
| 9891 | 1979.3 | 1114.5665
| 9892 | 1979.2494 | 1114.5665
| 9893 | 1979.2038 | 1114.5665
| 9894 | 1979.1329 | 1114.5665
| 9895 | 1979.0768 | 1114.5665
| 9896 | 1979.0084 | 1114.5665
| 9897 | 1978.9454 | 1114.5665
| 9898 | 1978.8979 | 1114.5665
| 9899 | 1978.8586 | 1114.5665
| 9900 | 1978.7506 | 1114.5665
| 9901 | 1978.6763 | 1114.5665
| 9902 | 1978.6374 | 1114.5665
| 9903 | 1978.5823 | 1114.5665
| 9904 | 1978.5383 | 1114.5665
| 9905 | 1978.5041 | 1114.5665
| 9906 | 1978.4706 | 1114.5665
| 9907 | 1978.4398 | 1114.5665
| 9908 | 1978.3951 | 1114.5665
| 9909 | 1978.3309 | 1114.5665
| 9910 | 1978.2716 | 1114.5665
| 9911 | 1978.2456 | 1114.5665
| 9912 | 1978.2153 | 1114.5665
| 9913 | 1978.1591 | 1114.5665
| 9914 | 1978.1107 | 1114.5665
| 9915 | 1978.0689 | 1114.5665
| 9916 | 1978.0069 | 1114.5665
| 9917 | 1977.9581 | 1114.5665
| 9918 | 1977.9044 | 1114.5665
| 9919 | 1977.8461 | 1114.5665
| 9920 | 1977.8055 | 1114.5665
| 9921 | 1977.7393 | 1114.5665
| 9922 | 1977.6887 | 1114.5665
| 9923 | 1977.6331 | 1114.5665
| 9924 | 1977.5737 | 1114.5665
| 9925 | 1977.5271 | 1114.5665
| 9926 | 1977.4842 | 1114.5665
| 9927 | 1977.4125 | 1114.5665
| 9928 | 1977.3728 | 1114.5665
| 9929 | 1977.3138 | 1114.5665
| 9930 | 1977.2752 | 1114.5665
| 9931 | 1977.2301 | 1114.5665
| 9932 | 1977.2017 | 1114.5665
| 9933 | 1977.1484 | 1114.5665
| 9934 | 1977.0943 | 1114.5665
| 9935 | 1977.0187 | 1114.5665
| 9936 | 1976.9582 | 1114.5665
| 9937 | 1976.9131 | 1114.5665
| 9938 | 1976.8512 | 1114.5665
| 9939 | 1976.7776 | 1114.5665
| 9940 | 1976.723 | 1114.5665
| 9941 | 1976.6529 | 1114.5665
| 9942 | 1976.54 | 1114.5665
| 9943 | 1976.4567 | 1114.5665
| 9944 | 1976.4074 | 1114.5665
| 9945 | 1976.3299 | 1114.5665
| 9946 | 1976.2901 | 1114.5665
| 9947 | 1976.2322 | 1114.5665
| 9948 | 1976.1855 | 1114.5665
| 9949 | 1976.1335 | 1114.5665
| 9950 | 1976.0669 | 1114.5665
| 9951 | 1976.0354 | 1114.5665
| 9952 | 1975.9729 | 1114.5665
| 9953 | 1975.9165 | 1114.5665
| 9954 | 1975.89 | 1114.5665
| 9955 | 1975.8579 | 1114.5665
| 9956 | 1975.7871 | 1114.5665
| 9957 | 1975.7316 | 1114.5665
| 9958 | 1975.6843 | 1114.5665
| 9959 | 1975.6413 | 1114.5665
| 9960 | 1975.5966 | 1114.5665
| 9961 | 1975.5318 | 1114.5665
| 9962 | 1975.4761 | 1114.5665
| 9963 | 1975.4233 | 1114.5665
| 9964 | 1975.3663 | 1114.5665
| 9965 | 1975.3395 | 1114.5665
| 9966 | 1975.2705 | 1114.5665
| 9967 | 1975.2324 | 1114.5665
| 9968 | 1975.1859 | 1114.5665
| 9969 | 1975.1162 | 1114.5665
| 9970 | 1975.0647 | 1114.5665
| 9971 | 1975.0268 | 1114.5665
| 9972 | 1974.9835 | 1114.5665
| 9973 | 1974.9587 | 1114.5665
| 9974 | 1974.9006 | 1114.5665
| 9975 | 1974.818 | 1114.5665
| 9976 | 1974.7619 | 1114.5665
| 9977 | 1974.7092 | 1114.5665
| 9978 | 1974.6495 | 1114.5665
| 9979 | 1974.5983 | 1114.5665
| 9980 | 1974.5615 | 1114.5665
| 9981 | 1974.4912 | 1114.5665
| 9982 | 1974.416 | 1114.5665
| 9983 | 1974.3615 | 1114.5665
| 9984 | 1974.3027 | 1114.5665
| 9985 | 1974.2655 | 1114.5665
| 9986 | 1974.1918 | 1114.5665
| 9987 | 1974.1292 | 1114.5665
| 9988 | 1974.0923 | 1114.5665
| 9989 | 1974.028 | 1114.5665
| 9990 | 1973.9838 | 1114.5665
| 9991 | 1973.93 | 1114.5665
| 9992 | 1973.8863 | 1114.5665
| 9993 | 1973.8238 | 1114.5665
| 9994 | 1973.7642 | 1114.5665
| 9995 | 1973.7128 | 1114.5665
| 9996 | 1973.6343 | 1114.5665
| 9997 | 1973.5877 | 1114.5665
| 9998 | 1973.5474 | 1114.5665
| 9999 | 1973.483 | 1114.5665
| 10000 | 1973.426 | 1114.5665
| 10001 | 1973.3848 | 1114.5665
| 10002 | 1973.3401 | 1114.5665
| 10003 | 1973.2778 | 1114.5665
| 10004 | 1973.2396 | 1114.5665
| 10005 | 1973.2008 | 1114.5665
| 10006 | 1973.1602 | 1114.5665
| 10007 | 1973.1171 | 1114.5665
| 10008 | 1973.0607 | 1114.5665
| 10009 | 1973.0289 | 1114.5665
| 10010 | 1972.9925 | 1114.5665
| 10011 | 1972.9576 | 1114.5665
| 10012 | 1972.8989 | 1114.5665
| 10013 | 1972.8544 | 1114.5665
| 10014 | 1972.8148 | 1114.5665
| 10015 | 1972.7758 | 1114.5665
| 10016 | 1972.7189 | 1114.5665
| 10017 | 1972.6728 | 1114.5665
| 10018 | 1972.6125 | 1114.5665
| 10019 | 1972.5718 | 1114.5665
| 10020 | 1972.5143 | 1114.5665
| 10021 | 1972.4714 | 1114.5665
| 10022 | 1972.4132 | 1114.5665
| 10023 | 1972.3264 | 1114.5665
| 10024 | 1972.2564 | 1114.5665
| 10025 | 1972.2039 | 1114.5665
| 10026 | 1972.1549 | 1114.5665
| 10027 | 1972.1049 | 1114.5665
| 10028 | 1972.0538 | 1114.5665
| 10029 | 1971.9834 | 1114.5665
| 10030 | 1971.9355 | 1114.5665
| 10031 | 1971.8765 | 1114.5665
| 10032 | 1971.8112 | 1114.5665
| 10033 | 1971.7317 | 1114.5665
| 10034 | 1971.7009 | 1114.5665
| 10035 | 1971.6361 | 1114.5665
| 10036 | 1971.5932 | 1114.5665
| 10037 | 1971.5446 | 1114.5665
| 10038 | 1971.4955 | 1114.5665
| 10039 | 1971.4595 | 1114.5665
| 10040 | 1971.4047 | 1114.5665
| 10041 | 1971.3611 | 1114.5665
| 10042 | 1971.2926 | 1114.5665
| 10043 | 1971.2645 | 1114.5665
| 10044 | 1971.2078 | 1114.5665
| 10045 | 1971.1436 | 1114.5665
| 10046 | 1971.087 | 1114.5665
| 10047 | 1971.0406 | 1114.5665
| 10048 | 1971.0117 | 1114.5665
| 10049 | 1970.9601 | 1114.5665
| 10050 | 1970.9215 | 1114.5665
| 10051 | 1970.8757 | 1114.5665
| 10052 | 1970.8263 | 1114.5665
| 10053 | 1970.7802 | 1114.5665
| 10054 | 1970.7178 | 1114.5665
| 10055 | 1970.6661 | 1114.5665
| 10056 | 1970.635 | 1114.5665
| 10057 | 1970.6035 | 1114.5665
| 10058 | 1970.5537 | 1114.5665
| 10059 | 1970.5062 | 1114.5665
| 10060 | 1970.4703 | 1114.5665
| 10061 | 1970.4183 | 1114.5665
| 10062 | 1970.3455 | 1114.5665
| 10063 | 1970.2935 | 1114.5665
| 10064 | 1970.2651 | 1114.5665
| 10065 | 1970.2059 | 1114.5665
| 10066 | 1970.1744 | 1114.5665
| 10067 | 1970.1348 | 1114.5665
| 10068 | 1970.1031 | 1114.5665
| 10069 | 1970.0733 | 1114.5665
| 10070 | 1969.9945 | 1114.5665
| 10071 | 1969.9165 | 1114.5665
| 10072 | 1969.8523 | 1114.5665
| 10073 | 1969.7957 | 1114.5665
| 10074 | 1969.7528 | 1114.5665
| 10075 | 1969.7057 | 1114.5665
| 10076 | 1969.6513 | 1114.5665
| 10077 | 1969.6111 | 1114.5665
| 10078 | 1969.5537 | 1114.5665
| 10079 | 1969.4938 | 1114.5665
| 10080 | 1969.4634 | 1114.5665
| 10081 | 1969.4314 | 1114.5665
| 10082 | 1969.3769 | 1114.5665
| 10083 | 1969.3282 | 1114.5665
| 10084 | 1969.2594 | 1114.5665
| 10085 | 1969.1998 | 1114.5665
| 10086 | 1969.1291 | 1114.5665
| 10087 | 1969.0374 | 1114.5665
| 10088 | 1968.9898 | 1114.5665
| 10089 | 1968.9381 | 1114.5665
| 10090 | 1968.8839 | 1114.5665
| 10091 | 1968.8413 | 1114.5665
| 10092 | 1968.802 | 1114.5665
| 10093 | 1968.7719 | 1114.5665
| 10094 | 1968.721 | 1114.5665
| 10095 | 1968.6749 | 1114.5665
| 10096 | 1968.6213 | 1114.5665
| 10097 | 1968.5752 | 1114.5665
| 10098 | 1968.5382 | 1114.5665
| 10099 | 1968.4776 | 1114.5665
| 10100 | 1968.412 | 1114.5665
| 10101 | 1968.3636 | 1114.5665
| 10102 | 1968.3362 | 1114.5665
| 10103 | 1968.2869 | 1114.5665
| 10104 | 1968.2282 | 1114.5665
| 10105 | 1968.1587 | 1114.5665
| 10106 | 1968.0756 | 1114.5665
| 10107 | 1968.0036 | 1114.5665
| 10108 | 1967.9694 | 1114.5665
| 10109 | 1967.9208 | 1114.5665
| 10110 | 1967.8694 | 1114.5665
| 10111 | 1967.776 | 1114.5665
| 10112 | 1967.7023 | 1114.5665
| 10113 | 1967.6279 | 1114.5665
| 10114 | 1967.5311 | 1114.5665
| 10115 | 1967.4931 | 1114.5665
| 10116 | 1967.439 | 1114.5665
| 10117 | 1967.3802 | 1114.5665
| 10118 | 1967.3508 | 1114.5665
| 10119 | 1967.2801 | 1114.5665
| 10120 | 1967.2375 | 1114.5665
| 10121 | 1967.2025 | 1114.5665
| 10122 | 1967.1721 | 1114.5665
| 10123 | 1967.1285 | 1114.5665
| 10124 | 1967.0647 | 1114.5665
| 10125 | 1966.9847 | 1114.5665
| 10126 | 1966.9153 | 1114.5665
| 10127 | 1966.8533 | 1114.5665
| 10128 | 1966.7805 | 1114.5665
| 10129 | 1966.7408 | 1114.5665
| 10130 | 1966.6909 | 1114.5665
| 10131 | 1966.6318 | 1114.5665
| 10132 | 1966.5724 | 1114.5665
| 10133 | 1966.5148 | 1114.5665
| 10134 | 1966.4762 | 1114.5665
| 10135 | 1966.4274 | 1114.5665
| 10136 | 1966.3836 | 1114.5665
| 10137 | 1966.3401 | 1114.5665
| 10138 | 1966.3089 | 1114.5665
| 10139 | 1966.2556 | 1114.5665
| 10140 | 1966.2057 | 1114.5665
| 10141 | 1966.1271 | 1114.5665
| 10142 | 1966.0773 | 1114.5665
| 10143 | 1966.0283 | 1114.5665
| 10144 | 1965.9489 | 1114.5665
| 10145 | 1965.9129 | 1114.5665
| 10146 | 1965.8645 | 1114.5665
| 10147 | 1965.8092 | 1114.5665
| 10148 | 1965.7274 | 1114.5665
| 10149 | 1965.684 | 1114.5665
| 10150 | 1965.6222 | 1114.5665
| 10151 | 1965.5832 | 1114.5665
| 10152 | 1965.5476 | 1114.5665
| 10153 | 1965.4781 | 1114.5665
| 10154 | 1965.4336 | 1114.5665
| 10155 | 1965.3864 | 1114.5665
| 10156 | 1965.3413 | 1114.5665
| 10157 | 1965.304 | 1114.5665
| 10158 | 1965.2618 | 1114.5665
| 10159 | 1965.1972 | 1114.5665
| 10160 | 1965.1348 | 1114.5665
| 10161 | 1965.093 | 1114.5665
| 10162 | 1965.0334 | 1114.5665
| 10163 | 1964.9718 | 1114.5665
| 10164 | 1964.9147 | 1114.5665
| 10165 | 1964.8551 | 1114.5665
| 10166 | 1964.7934 | 1114.5665
| 10167 | 1964.7123 | 1114.5665
| 10168 | 1964.6711 | 1114.5665
| 10169 | 1964.5864 | 1114.5665
| 10170 | 1964.5427 | 1114.5665
| 10171 | 1964.4997 | 1114.5665
| 10172 | 1964.4382 | 1114.5665
| 10173 | 1964.372 | 1114.5665
| 10174 | 1964.3355 | 1114.5665
| 10175 | 1964.2959 | 1114.5665
| 10176 | 1964.2595 | 1114.5665
| 10177 | 1964.2215 | 1114.5665
| 10178 | 1964.1744 | 1114.5665
| 10179 | 1964.1318 | 1114.5665
| 10180 | 1964.073 | 1114.5665
| 10181 | 1964.0156 | 1114.5665
| 10182 | 1963.9342 | 1114.5665
| 10183 | 1963.8734 | 1114.5665
| 10184 | 1963.8209 | 1114.5665
| 10185 | 1963.7831 | 1114.5665
| 10186 | 1963.7505 | 1114.5665
| 10187 | 1963.6876 | 1114.5665
| 10188 | 1963.6488 | 1114.5665
| 10189 | 1963.6122 | 1114.5665
| 10190 | 1963.5526 | 1114.5665
| 10191 | 1963.5041 | 1114.5665
| 10192 | 1963.4556 | 1114.5665
| 10193 | 1963.415 | 1114.5665
| 10194 | 1963.3831 | 1114.5665
| 10195 | 1963.3182 | 1114.5665
| 10196 | 1963.2615 | 1114.5665
| 10197 | 1963.2077 | 1114.5665
| 10198 | 1963.143 | 1114.5665
| 10199 | 1963.0738 | 1114.5665
| 10200 | 1963.0306 | 1114.5665
| 10201 | 1962.9983 | 1114.5665
| 10202 | 1962.9544 | 1114.5665
| 10203 | 1962.8972 | 1114.5665
| 10204 | 1962.861 | 1114.5665
| 10205 | 1962.7953 | 1114.5665
| 10206 | 1962.76 | 1114.5665
| 10207 | 1962.708 | 1114.5665
| 10208 | 1962.6408 | 1114.5665
| 10209 | 1962.5785 | 1114.5665
| 10210 | 1962.5397 | 1114.5665
| 10211 | 1962.4871 | 1114.5665
| 10212 | 1962.4445 | 1114.5665
| 10213 | 1962.3919 | 1114.5665
| 10214 | 1962.3473 | 1114.5665
| 10215 | 1962.3127 | 1114.5665
| 10216 | 1962.2776 | 1114.5665
| 10217 | 1962.2232 | 1114.5665
| 10218 | 1962.1795 | 1114.5665
| 10219 | 1962.1225 | 1114.5665
| 10220 | 1962.0768 | 1114.5665
| 10221 | 1962.0415 | 1114.5665
| 10222 | 1961.9726 | 1114.5665
| 10223 | 1961.9155 | 1114.5665
| 10224 | 1961.8843 | 1114.5665
| 10225 | 1961.8338 | 1114.5665
| 10226 | 1961.7878 | 1114.5665
| 10227 | 1961.7308 | 1114.5665
| 10228 | 1961.6969 | 1114.5665
| 10229 | 1961.656 | 1114.5665
| 10230 | 1961.6069 | 1114.5665
| 10231 | 1961.5697 | 1114.5665
| 10232 | 1961.5058 | 1114.5665
| 10233 | 1961.4145 | 1114.5665
| 10234 | 1961.3751 | 1114.5665
| 10235 | 1961.3248 | 1114.5665
| 10236 | 1961.2683 | 1114.5665
| 10237 | 1961.2079 | 1114.5665
| 10238 | 1961.1493 | 1114.5665
| 10239 | 1961.0691 | 1114.5665
| 10240 | 1961.0186 | 1114.5665
| 10241 | 1960.9341 | 1114.5665
| 10242 | 1960.8923 | 1114.5665
| 10243 | 1960.847 | 1114.5665
| 10244 | 1960.7538 | 1114.5665
| 10245 | 1960.7184 | 1114.5665
| 10246 | 1960.66 | 1114.5665
| 10247 | 1960.5899 | 1114.5665
| 10248 | 1960.5409 | 1114.5665
| 10249 | 1960.468 | 1114.5665
| 10250 | 1960.4168 | 1114.5665
| 10251 | 1960.3711 | 1114.5665
| 10252 | 1960.2861 | 1114.5665
| 10253 | 1960.2477 | 1114.5665
| 10254 | 1960.1728 | 1114.5665
| 10255 | 1960.1329 | 1114.5665
| 10256 | 1960.09 | 1114.5665
| 10257 | 1960.05 | 1114.5665
| 10258 | 1960.0008 | 1114.5665
| 10259 | 1959.919 | 1114.5665
| 10260 | 1959.8523 | 1114.5665
| 10261 | 1959.8201 | 1114.5665
| 10262 | 1959.7684 | 1114.5665
| 10263 | 1959.7065 | 1114.5665
| 10264 | 1959.6609 | 1114.5665
| 10265 | 1959.6084 | 1114.5665
| 10266 | 1959.5627 | 1114.5665
| 10267 | 1959.5122 | 1114.5665
| 10268 | 1959.4676 | 1114.5665
| 10269 | 1959.4083 | 1114.5665
| 10270 | 1959.3395 | 1114.5665
| 10271 | 1959.2956 | 1114.5665
| 10272 | 1959.2458 | 1114.5665
| 10273 | 1959.2059 | 1114.5665
| 10274 | 1959.1767 | 1114.5665
| 10275 | 1959.1073 | 1114.5665
| 10276 | 1959.0543 | 1114.5665
| 10277 | 1959.0165 | 1114.5665
| 10278 | 1958.9563 | 1114.5665
| 10279 | 1958.8656 | 1114.5665
| 10280 | 1958.8115 | 1114.5665
| 10281 | 1958.7647 | 1114.5665
| 10282 | 1958.7211 | 1114.5665
| 10283 | 1958.6804 | 1114.5665
| 10284 | 1958.6192 | 1114.5665
| 10285 | 1958.5793 | 1114.5665
| 10286 | 1958.5181 | 1114.5665
| 10287 | 1958.4762 | 1114.5665
| 10288 | 1958.4107 | 1114.5665
| 10289 | 1958.3454 | 1114.5665
| 10290 | 1958.2973 | 1114.5665
| 10291 | 1958.2616 | 1114.5665
| 10292 | 1958.2326 | 1114.5665
| 10293 | 1958.1834 | 1114.5665
| 10294 | 1958.1364 | 1114.5665
| 10295 | 1958.0763 | 1114.5665
| 10296 | 1958.0412 | 1114.5665
| 10297 | 1958.0158 | 1114.5665
| 10298 | 1957.9841 | 1114.5665
| 10299 | 1957.9095 | 1114.5665
| 10300 | 1957.8511 | 1114.5665
| 10301 | 1957.8006 | 1114.5665
| 10302 | 1957.77 | 1114.5665
| 10303 | 1957.7356 | 1114.5665
| 10304 | 1957.68 | 1114.5665
| 10305 | 1957.63 | 1114.5665
| 10306 | 1957.5662 | 1114.5665
| 10307 | 1957.5323 | 1114.5665
| 10308 | 1957.4729 | 1114.5665
| 10309 | 1957.4265 | 1114.5665
| 10310 | 1957.377 | 1114.5665
| 10311 | 1957.3221 | 1114.5665
| 10312 | 1957.2669 | 1114.5665
| 10313 | 1957.2383 | 1114.5665
| 10314 | 1957.1939 | 1114.5665
| 10315 | 1957.1532 | 1114.5665
| 10316 | 1957.1107 | 1114.5665
| 10317 | 1957.0664 | 1114.5665
| 10318 | 1957.0025 | 1114.5665
| 10319 | 1956.9378 | 1114.5665
| 10320 | 1956.909 | 1114.5665
| 10321 | 1956.8849 | 1114.5665
| 10322 | 1956.8023 | 1114.5665
| 10323 | 1956.7449 | 1114.5665
| 10324 | 1956.6598 | 1114.5665
| 10325 | 1956.624 | 1114.5665
| 10326 | 1956.5536 | 1114.5665
| 10327 | 1956.5225 | 1114.5665
| 10328 | 1956.4741 | 1114.5665
| 10329 | 1956.4099 | 1114.5665
| 10330 | 1956.3705 | 1114.5665
| 10331 | 1956.286 | 1114.5665
| 10332 | 1956.2358 | 1114.5665
| 10333 | 1956.1649 | 1114.5665
| 10334 | 1956.1283 | 1114.5665
| 10335 | 1956.1002 | 1114.5665
| 10336 | 1956.0495 | 1114.5665
| 10337 | 1955.9902 | 1114.5665
| 10338 | 1955.9568 | 1114.5665
| 10339 | 1955.9037 | 1114.5665
| 10340 | 1955.8551 | 1114.5665
| 10341 | 1955.8038 | 1114.5665
| 10342 | 1955.7484 | 1114.5665
| 10343 | 1955.6938 | 1114.5665
| 10344 | 1955.6437 | 1114.5665
| 10345 | 1955.6066 | 1114.5665
| 10346 | 1955.5554 | 1114.5665
| 10347 | 1955.4932 | 1114.5665
| 10348 | 1955.4545 | 1114.5665
| 10349 | 1955.3918 | 1114.5665
| 10350 | 1955.3022 | 1114.5665
| 10351 | 1955.2346 | 1114.5665
| 10352 | 1955.1834 | 1114.5665
| 10353 | 1955.1211 | 1114.5665
| 10354 | 1955.0561 | 1114.5665
| 10355 | 1955.0185 | 1114.5665
| 10356 | 1954.9692 | 1114.5665
| 10357 | 1954.9292 | 1114.5665
| 10358 | 1954.8697 | 1114.5665
| 10359 | 1954.8135 | 1114.5665
| 10360 | 1954.731 | 1114.5665
| 10361 | 1954.6796 | 1114.5665
| 10362 | 1954.6266 | 1114.5665
| 10363 | 1954.5753 | 1114.5665
| 10364 | 1954.5286 | 1114.5665
| 10365 | 1954.4833 | 1114.5665
| 10366 | 1954.4415 | 1114.5665
| 10367 | 1954.4011 | 1114.5665
| 10368 | 1954.3378 | 1114.5665
| 10369 | 1954.2897 | 1114.5665
| 10370 | 1954.2086 | 1114.5665
| 10371 | 1954.154 | 1114.5665
| 10372 | 1954.0992 | 1114.5665
| 10373 | 1954.0528 | 1114.5665
| 10374 | 1953.9888 | 1114.5665
| 10375 | 1953.9223 | 1114.5665
| 10376 | 1953.8637 | 1114.5665
| 10377 | 1953.8063 | 1114.5665
| 10378 | 1953.7454 | 1114.5665
| 10379 | 1953.7052 | 1114.5665
| 10380 | 1953.6681 | 1114.5665
| 10381 | 1953.593 | 1114.5665
| 10382 | 1953.5602 | 1114.5665
| 10383 | 1953.5353 | 1114.5665
| 10384 | 1953.5014 | 1114.5665
| 10385 | 1953.4624 | 1114.5665
| 10386 | 1953.3919 | 1114.5665
| 10387 | 1953.3374 | 1114.5665
| 10388 | 1953.2748 | 1114.5665
| 10389 | 1953.2013 | 1114.5665
| 10390 | 1953.1768 | 1114.5665
| 10391 | 1953.1382 | 1114.5665
| 10392 | 1953.0931 | 1114.5665
| 10393 | 1953.0527 | 1114.5665
| 10394 | 1953.0097 | 1114.5665
| 10395 | 1952.9456 | 1114.5665
| 10396 | 1952.9065 | 1114.5665
| 10397 | 1952.8433 | 1114.5665
| 10398 | 1952.786 | 1114.5665
| 10399 | 1952.7674 | 1114.5665
| 10400 | 1952.732 | 1114.5665
| 10401 | 1952.691 | 1114.5665
| 10402 | 1952.6503 | 1114.5665
| 10403 | 1952.5953 | 1114.5665
| 10404 | 1952.5594 | 1114.5665
| 10405 | 1952.5023 | 1114.5665
| 10406 | 1952.4662 | 1114.5665
| 10407 | 1952.408 | 1114.5665
| 10408 | 1952.3561 | 1114.5665
| 10409 | 1952.3285 | 1114.5665
| 10410 | 1952.296 | 1114.5665
| 10411 | 1952.2404 | 1114.5665
| 10412 | 1952.1888 | 1114.5665
| 10413 | 1952.1358 | 1114.5665
| 10414 | 1952.0809 | 1114.5665
| 10415 | 1952.0202 | 1114.5665
| 10416 | 1951.9632 | 1114.5665
| 10417 | 1951.9171 | 1114.5665
| 10418 | 1951.8842 | 1114.5665
| 10419 | 1951.8152 | 1114.5665
| 10420 | 1951.749 | 1114.5665
| 10421 | 1951.71 | 1114.5665
| 10422 | 1951.6773 | 1114.5665
| 10423 | 1951.611 | 1114.5665
| 10424 | 1951.5726 | 1114.5665
| 10425 | 1951.5468 | 1114.5665
| 10426 | 1951.4805 | 1114.5665
| 10427 | 1951.4308 | 1114.5665
| 10428 | 1951.38 | 1114.5665
| 10429 | 1951.3454 | 1114.5665
| 10430 | 1951.2949 | 1114.5665
| 10431 | 1951.2202 | 1114.5665
| 10432 | 1951.1714 | 1114.5665
| 10433 | 1951.1257 | 1114.5665
| 10434 | 1951.0969 | 1114.5665
| 10435 | 1951.0091 | 1114.5665
| 10436 | 1950.9518 | 1114.5665
| 10437 | 1950.9069 | 1114.5665
| 10438 | 1950.8508 | 1114.5665
| 10439 | 1950.8018 | 1114.5665
| 10440 | 1950.7505 | 1114.5665
| 10441 | 1950.7109 | 1114.5665
| 10442 | 1950.6589 | 1114.5665
| 10443 | 1950.6084 | 1114.5665
| 10444 | 1950.5548 | 1114.5665
| 10445 | 1950.5077 | 1114.5665
| 10446 | 1950.4159 | 1114.5665
| 10447 | 1950.3778 | 1114.5665
| 10448 | 1950.3397 | 1114.5665
| 10449 | 1950.2837 | 1114.5665
| 10450 | 1950.2314 | 1114.5665
| 10451 | 1950.1753 | 1114.5665
| 10452 | 1950.0931 | 1114.5665
| 10453 | 1950.0053 | 1114.5665
| 10454 | 1949.9336 | 1114.5665
| 10455 | 1949.8765 | 1114.5665
| 10456 | 1949.8196 | 1114.5665
| 10457 | 1949.7843 | 1114.5665
| 10458 | 1949.7029 | 1114.5665
| 10459 | 1949.6516 | 1114.5665
| 10460 | 1949.5827 | 1114.5665
| 10461 | 1949.5107 | 1114.5665
| 10462 | 1949.4304 | 1114.5665
| 10463 | 1949.3998 | 1114.5665
| 10464 | 1949.3482 | 1114.5665
| 10465 | 1949.2672 | 1114.5665
| 10466 | 1949.2065 | 1114.5665
| 10467 | 1949.1663 | 1114.5665
| 10468 | 1949.1241 | 1114.5665
| 10469 | 1949.0761 | 1114.5665
| 10470 | 1949.0309 | 1114.5665
| 10471 | 1948.9586 | 1114.5665
| 10472 | 1948.9062 | 1114.5665
| 10473 | 1948.8446 | 1114.5665
| 10474 | 1948.8148 | 1114.5665
| 10475 | 1948.778 | 1114.5665
| 10476 | 1948.7158 | 1114.5665
| 10477 | 1948.6759 | 1114.5665
| 10478 | 1948.6229 | 1114.5665
| 10479 | 1948.5615 | 1114.5665
| 10480 | 1948.5333 | 1114.5665
| 10481 | 1948.478 | 1114.5665
| 10482 | 1948.4257 | 1114.5665
| 10483 | 1948.3809 | 1114.5665
| 10484 | 1948.3469 | 1114.5665
| 10485 | 1948.2953 | 1114.5665
| 10486 | 1948.2269 | 1114.5665
| 10487 | 1948.1886 | 1114.5665
| 10488 | 1948.1512 | 1114.5665
| 10489 | 1948.1126 | 1114.5665
| 10490 | 1948.0539 | 1114.5665
| 10491 | 1947.9997 | 1114.5665
| 10492 | 1947.9555 | 1114.5665
| 10493 | 1947.8941 | 1114.5665
| 10494 | 1947.8408 | 1114.5665
| 10495 | 1947.7622 | 1114.5665
| 10496 | 1947.711 | 1114.5665
| 10497 | 1947.6482 | 1114.5665
| 10498 | 1947.5904 | 1114.5665
| 10499 | 1947.5544 | 1114.5665
| 10500 | 1947.5069 | 1114.5665
| 10501 | 1947.44 | 1114.5665
| 10502 | 1947.4119 | 1114.5665
| 10503 | 1947.3561 | 1114.5665
| 10504 | 1947.3122 | 1114.5665
| 10505 | 1947.2724 | 1114.5665
| 10506 | 1947.2299 | 1114.5665
| 10507 | 1947.1962 | 1114.5665
| 10508 | 1947.1558 | 1114.5665
| 10509 | 1947.1044 | 1114.5665
| 10510 | 1947.0542 | 1114.5665
| 10511 | 1947.0068 | 1114.5665
| 10512 | 1946.9402 | 1114.5665
| 10513 | 1946.8968 | 1114.5665
| 10514 | 1946.8417 | 1114.5665
| 10515 | 1946.7953 | 1114.5665
| 10516 | 1946.7632 | 1114.5665
| 10517 | 1946.7131 | 1114.5665
| 10518 | 1946.6678 | 1114.5665
| 10519 | 1946.6193 | 1114.5665
| 10520 | 1946.5761 | 1114.5665
| 10521 | 1946.5345 | 1114.5665
| 10522 | 1946.4866 | 1114.5665
| 10523 | 1946.4426 | 1114.5665
| 10524 | 1946.4123 | 1114.5665
| 10525 | 1946.3621 | 1114.5665
| 10526 | 1946.2793 | 1114.5665
| 10527 | 1946.2124 | 1114.5665
| 10528 | 1946.1671 | 1114.5665
| 10529 | 1946.1186 | 1114.5665
| 10530 | 1946.0667 | 1114.5665
| 10531 | 1945.9992 | 1114.5665
| 10532 | 1945.9304 | 1114.5665
| 10533 | 1945.8847 | 1114.5665
| 10534 | 1945.8312 | 1114.5665
| 10535 | 1945.8027 | 1114.5665
| 10536 | 1945.7254 | 1114.5665
| 10537 | 1945.709 | 1114.5665
| 10538 | 1945.6574 | 1114.5665
| 10539 | 1945.5915 | 1114.5665
| 10540 | 1945.534 | 1114.5665
| 10541 | 1945.4807 | 1114.5665
| 10542 | 1945.4376 | 1114.5665
| 10543 | 1945.3936 | 1114.5665
| 10544 | 1945.3485 | 1114.5665
| 10545 | 1945.3085 | 1114.5665
| 10546 | 1945.2373 | 1114.5665
| 10547 | 1945.1846 | 1114.5665
| 10548 | 1945.1589 | 1114.5665
| 10549 | 1945.1241 | 1114.5665
| 10550 | 1945.0893 | 1114.5665
| 10551 | 1945.0226 | 1114.5665
| 10552 | 1944.9926 | 1114.5665
| 10553 | 1944.9559 | 1114.5665
| 10554 | 1944.8838 | 1114.5665
| 10555 | 1944.8492 | 1114.5665
| 10556 | 1944.7529 | 1114.5665
| 10557 | 1944.7302 | 1114.5665
| 10558 | 1944.6391 | 1114.5665
| 10559 | 1944.5936 | 1114.5665
| 10560 | 1944.5307 | 1114.5665
| 10561 | 1944.4812 | 1114.5665
| 10562 | 1944.4474 | 1114.5665
| 10563 | 1944.3852 | 1114.5665
| 10564 | 1944.3253 | 1114.5665
| 10565 | 1944.2837 | 1114.5665
| 10566 | 1944.2189 | 1114.5665
| 10567 | 1944.1797 | 1114.5665
| 10568 | 1944.1498 | 1114.5665
| 10569 | 1944.0988 | 1114.5665
| 10570 | 1944.038 | 1114.5665
| 10571 | 1944.0151 | 1114.5665
| 10572 | 1943.9611 | 1114.5665
| 10573 | 1943.9061 | 1114.5665
| 10574 | 1943.8803 | 1114.5665
| 10575 | 1943.8362 | 1114.5665
| 10576 | 1943.7963 | 1114.5665
| 10577 | 1943.7647 | 1114.5665
| 10578 | 1943.7313 | 1114.5665
| 10579 | 1943.6848 | 1114.5665
| 10580 | 1943.6475 | 1114.5665
| 10581 | 1943.5786 | 1114.5665
| 10582 | 1943.5272 | 1114.5665
| 10583 | 1943.4526 | 1114.5665
| 10584 | 1943.4167 | 1114.5665
| 10585 | 1943.3718 | 1114.5665
| 10586 | 1943.3246 | 1114.5665
| 10587 | 1943.2941 | 1114.5665
| 10588 | 1943.2602 | 1114.5665
| 10589 | 1943.2168 | 1114.5665
| 10590 | 1943.1716 | 1114.5665
| 10591 | 1943.1461 | 1114.5665
| 10592 | 1943.1179 | 1114.5665
| 10593 | 1943.072 | 1114.5665
| 10594 | 1943.0373 | 1114.5665
| 10595 | 1942.9841 | 1114.5665
| 10596 | 1942.9291 | 1114.5665
| 10597 | 1942.8522 | 1114.5665
| 10598 | 1942.8089 | 1114.5665
| 10599 | 1942.7671 | 1114.5665
| 10600 | 1942.7443 | 1114.5665
| 10601 | 1942.6842 | 1114.5665
| 10602 | 1942.6372 | 1114.5665
| 10603 | 1942.5957 | 1114.5665
| 10604 | 1942.5591 | 1114.5665
| 10605 | 1942.4663 | 1114.5665
| 10606 | 1942.4169 | 1114.5665
| 10607 | 1942.3818 | 1114.5665
| 10608 | 1942.3371 | 1114.5665
| 10609 | 1942.3047 | 1114.5665
| 10610 | 1942.2562 | 1114.5665
| 10611 | 1942.2193 | 1114.5665
| 10612 | 1942.1592 | 1114.5665
| 10613 | 1942.1117 | 1114.5665
| 10614 | 1942.0348 | 1114.5665
| 10615 | 1941.9804 | 1114.5665
| 10616 | 1941.9327 | 1114.5665
| 10617 | 1941.8938 | 1114.5665
| 10618 | 1941.8558 | 1114.5665
| 10619 | 1941.7725 | 1114.5665
| 10620 | 1941.7167 | 1114.5665
| 10621 | 1941.6739 | 1114.5665
| 10622 | 1941.6402 | 1114.5665
| 10623 | 1941.5833 | 1114.5665
| 10624 | 1941.5136 | 1114.5665
| 10625 | 1941.4665 | 1114.5665
| 10626 | 1941.4252 | 1114.5665
| 10627 | 1941.3866 | 1114.5665
| 10628 | 1941.3367 | 1114.5665
| 10629 | 1941.297 | 1114.5665
| 10630 | 1941.2426 | 1114.5665
| 10631 | 1941.1999 | 1114.5665
| 10632 | 1941.1611 | 1114.5665
| 10633 | 1941.1025 | 1114.5665
| 10634 | 1941.0691 | 1114.5665
| 10635 | 1941.006 | 1114.5665
| 10636 | 1940.9453 | 1114.5665
| 10637 | 1940.9174 | 1114.5665
| 10638 | 1940.8756 | 1114.5665
| 10639 | 1940.8396 | 1114.5665
| 10640 | 1940.7797 | 1114.5665
| 10641 | 1940.691 | 1114.5665
| 10642 | 1940.6532 | 1114.5665
| 10643 | 1940.5975 | 1114.5665
| 10644 | 1940.5586 | 1114.5665
| 10645 | 1940.5093 | 1114.5665
| 10646 | 1940.458 | 1114.5665
| 10647 | 1940.3856 | 1114.5665
| 10648 | 1940.3446 | 1114.5665
| 10649 | 1940.3102 | 1114.5665
| 10650 | 1940.241 | 1114.5665
| 10651 | 1940.2083 | 1114.5665
| 10652 | 1940.1431 | 1114.5665
| 10653 | 1940.0745 | 1114.5665
| 10654 | 1939.9733 | 1114.5665
| 10655 | 1939.9235 | 1114.5665
| 10656 | 1939.8584 | 1114.5665
| 10657 | 1939.806 | 1114.5665
| 10658 | 1939.7492 | 1114.5665
| 10659 | 1939.6852 | 1114.5665
| 10660 | 1939.625 | 1114.5665
| 10661 | 1939.5698 | 1114.5665
| 10662 | 1939.5191 | 1114.5665
| 10663 | 1939.4861 | 1114.5665
| 10664 | 1939.4352 | 1114.5665
| 10665 | 1939.3843 | 1114.5665
| 10666 | 1939.3283 | 1114.5665
| 10667 | 1939.2589 | 1114.5665
| 10668 | 1939.1997 | 1114.5665
| 10669 | 1939.1441 | 1114.5665
| 10670 | 1939.0914 | 1114.5665
| 10671 | 1939.0496 | 1114.5665
| 10672 | 1938.9982 | 1114.5665
| 10673 | 1938.9411 | 1114.5665
| 10674 | 1938.8661 | 1114.5665
| 10675 | 1938.8269 | 1114.5665
| 10676 | 1938.7772 | 1114.5665
| 10677 | 1938.7336 | 1114.5665
| 10678 | 1938.6833 | 1114.5665
| 10679 | 1938.6374 | 1114.5665
| 10680 | 1938.5671 | 1114.5665
| 10681 | 1938.5242 | 1114.5665
| 10682 | 1938.4813 | 1114.5665
| 10683 | 1938.4385 | 1114.5665
| 10684 | 1938.3961 | 1114.5665
| 10685 | 1938.3532 | 1114.5665
| 10686 | 1938.2981 | 1114.5665
| 10687 | 1938.2547 | 1114.5665
| 10688 | 1938.2098 | 1114.5665
| 10689 | 1938.1592 | 1114.5665
| 10690 | 1938.1186 | 1114.5665
| 10691 | 1938.0693 | 1114.5665
| 10692 | 1938.0293 | 1114.5665
| 10693 | 1937.9824 | 1114.5665
| 10694 | 1937.9551 | 1114.5665
| 10695 | 1937.8681 | 1114.5665
| 10696 | 1937.7999 | 1114.5665
| 10697 | 1937.7471 | 1114.5665
| 10698 | 1937.6798 | 1114.5665
| 10699 | 1937.5919 | 1114.5665
| 10700 | 1937.5468 | 1114.5665
| 10701 | 1937.4936 | 1114.5665
| 10702 | 1937.4421 | 1114.5665
| 10703 | 1937.3799 | 1114.5665
| 10704 | 1937.3447 | 1114.5665
| 10705 | 1937.2656 | 1114.5665
| 10706 | 1937.2156 | 1114.5665
| 10707 | 1937.1588 | 1114.5665
| 10708 | 1937.1125 | 1114.5665
| 10709 | 1937.0422 | 1114.5665
| 10710 | 1937.0054 | 1114.5665
| 10711 | 1936.9708 | 1114.5665
| 10712 | 1936.9111 | 1114.5665
| 10713 | 1936.8513 | 1114.5665
| 10714 | 1936.791 | 1114.5665
| 10715 | 1936.7231 | 1114.5665
| 10716 | 1936.6468 | 1114.5665
| 10717 | 1936.6179 | 1114.5665
| 10718 | 1936.5407 | 1114.5665
| 10719 | 1936.4893 | 1114.5665
| 10720 | 1936.454 | 1114.5665
| 10721 | 1936.419 | 1114.5665
| 10722 | 1936.3821 | 1114.5665
| 10723 | 1936.3235 | 1114.5665
| 10724 | 1936.2863 | 1114.5665
| 10725 | 1936.2033 | 1114.5665
| 10726 | 1936.1604 | 1114.5665
| 10727 | 1936.1319 | 1114.5665
| 10728 | 1936.0732 | 1114.5665
| 10729 | 1935.995 | 1114.5665
| 10730 | 1935.9528 | 1114.5665
| 10731 | 1935.9066 | 1114.5665
| 10732 | 1935.8747 | 1114.5665
| 10733 | 1935.808 | 1114.5665
| 10734 | 1935.7333 | 1114.5665
| 10735 | 1935.6719 | 1114.5665
| 10736 | 1935.6217 | 1114.5665
| 10737 | 1935.5784 | 1114.5665
| 10738 | 1935.5306 | 1114.5665
| 10739 | 1935.4999 | 1114.5665
| 10740 | 1935.4326 | 1114.5665
| 10741 | 1935.3752 | 1114.5665
| 10742 | 1935.3345 | 1114.5665
| 10743 | 1935.2995 | 1114.5665
| 10744 | 1935.2439 | 1114.5665
| 10745 | 1935.1714 | 1114.5665
| 10746 | 1935.1431 | 1114.5665
| 10747 | 1935.1029 | 1114.5665
| 10748 | 1935.0703 | 1114.5665
| 10749 | 1934.9849 | 1114.5665
| 10750 | 1934.932 | 1114.5665
| 10751 | 1934.8802 | 1114.5665
| 10752 | 1934.8439 | 1114.5665
| 10753 | 1934.7882 | 1114.5665
| 10754 | 1934.7295 | 1114.5665
| 10755 | 1934.6834 | 1114.5665
| 10756 | 1934.6463 | 1114.5665
| 10757 | 1934.5954 | 1114.5665
| 10758 | 1934.5521 | 1114.5665
| 10759 | 1934.5122 | 1114.5665
| 10760 | 1934.4356 | 1114.5665
| 10761 | 1934.4056 | 1114.5665
| 10762 | 1934.3486 | 1114.5665
| 10763 | 1934.3206 | 1114.5665
| 10764 | 1934.2863 | 1114.5665
| 10765 | 1934.2204 | 1114.5665
| 10766 | 1934.155 | 1114.5665
| 10767 | 1934.1122 | 1114.5665
| 10768 | 1934.0412 | 1114.5665
| 10769 | 1934.01 | 1114.5665
| 10770 | 1933.9446 | 1114.5665
| 10771 | 1933.9218 | 1114.5665
| 10772 | 1933.8711 | 1114.5665
| 10773 | 1933.8301 | 1114.5665
| 10774 | 1933.796 | 1114.5665
| 10775 | 1933.7503 | 1114.5665
| 10776 | 1933.7142 | 1114.5665
| 10777 | 1933.6969 | 1114.5665
| 10778 | 1933.659 | 1114.5665
| 10779 | 1933.5987 | 1114.5665
| 10780 | 1933.5356 | 1114.5665
| 10781 | 1933.4954 | 1114.5665
| 10782 | 1933.4247 | 1114.5665
| 10783 | 1933.3395 | 1114.5665
| 10784 | 1933.2986 | 1114.5665
| 10785 | 1933.255 | 1114.5665
| 10786 | 1933.2221 | 1114.5665
| 10787 | 1933.1702 | 1114.5665
| 10788 | 1933.0927 | 1114.5665
| 10789 | 1933.0539 | 1114.5665
| 10790 | 1933.0076 | 1114.5665
| 10791 | 1932.9532 | 1114.5665
| 10792 | 1932.8844 | 1114.5665
| 10793 | 1932.8627 | 1114.5665
| 10794 | 1932.8024 | 1114.5665
| 10795 | 1932.7428 | 1114.5665
| 10796 | 1932.6616 | 1114.5665
| 10797 | 1932.6047 | 1114.5665
| 10798 | 1932.574 | 1114.5665
| 10799 | 1932.5152 | 1114.5665
| 10800 | 1932.46 | 1114.5665
| 10801 | 1932.4157 | 1114.5665
| 10802 | 1932.3349 | 1114.5665
| 10803 | 1932.2695 | 1114.5665
| 10804 | 1932.2193 | 1114.5665
| 10805 | 1932.1634 | 1114.5665
| 10806 | 1932.1032 | 1114.5665
| 10807 | 1932.0666 | 1114.5665
| 10808 | 1932.0368 | 1114.5665
| 10809 | 1932.0084 | 1114.5665
| 10810 | 1931.9605 | 1114.5665
| 10811 | 1931.9092 | 1114.5665
| 10812 | 1931.8492 | 1114.5665
| 10813 | 1931.7993 | 1114.5665
| 10814 | 1931.7525 | 1114.5665
| 10815 | 1931.7042 | 1114.5665
| 10816 | 1931.6412 | 1114.5665
| 10817 | 1931.6019 | 1114.5665
| 10818 | 1931.5567 | 1114.5665
| 10819 | 1931.522 | 1114.5665
| 10820 | 1931.4694 | 1114.5665
| 10821 | 1931.4369 | 1114.5665
| 10822 | 1931.3772 | 1114.5665
| 10823 | 1931.3301 | 1114.5665
| 10824 | 1931.209 | 1114.5665
| 10825 | 1931.1519 | 1114.5665
| 10826 | 1931.1022 | 1114.5665
| 10827 | 1931.0587 | 1114.5665
| 10828 | 1931.0303 | 1114.5665
| 10829 | 1930.9645 | 1114.5665
| 10830 | 1930.9117 | 1114.5665
| 10831 | 1930.8637 | 1114.5665
| 10832 | 1930.7974 | 1114.5665
| 10833 | 1930.7109 | 1114.5665
| 10834 | 1930.6632 | 1114.5665
| 10835 | 1930.6067 | 1114.5665
| 10836 | 1930.5662 | 1114.5665
| 10837 | 1930.5213 | 1114.5665
| 10838 | 1930.4683 | 1114.5665
| 10839 | 1930.418 | 1114.5665
| 10840 | 1930.3703 | 1114.5665
| 10841 | 1930.3109 | 1114.5665
| 10842 | 1930.2777 | 1114.5665
| 10843 | 1930.2375 | 1114.5665
| 10844 | 1930.1892 | 1114.5665
| 10845 | 1930.1345 | 1114.5665
| 10846 | 1930.0807 | 1114.5665
| 10847 | 1930.0546 | 1114.5665
| 10848 | 1929.9913 | 1114.5665
| 10849 | 1929.9425 | 1114.5665
| 10850 | 1929.9147 | 1114.5665
| 10851 | 1929.8979 | 1114.5665
| 10852 | 1929.8466 | 1114.5665
| 10853 | 1929.8103 | 1114.5665
| 10854 | 1929.7777 | 1114.5665
| 10855 | 1929.7146 | 1114.5665
| 10856 | 1929.6804 | 1114.5665
| 10857 | 1929.6423 | 1114.5665
| 10858 | 1929.5685 | 1114.5665
| 10859 | 1929.5147 | 1114.5665
| 10860 | 1929.466 | 1114.5665
| 10861 | 1929.4177 | 1114.5665
| 10862 | 1929.38 | 1114.5665
| 10863 | 1929.3143 | 1114.5665
| 10864 | 1929.2536 | 1114.5665
| 10865 | 1929.2108 | 1114.5665
| 10866 | 1929.1586 | 1114.5665
| 10867 | 1929.1111 | 1114.5665
| 10868 | 1929.0605 | 1114.5665
| 10869 | 1928.9849 | 1114.5665
| 10870 | 1928.9314 | 1114.5665
| 10871 | 1928.8812 | 1114.5665
| 10872 | 1928.8476 | 1114.5665
| 10873 | 1928.8056 | 1114.5665
| 10874 | 1928.7361 | 1114.5665
| 10875 | 1928.694 | 1114.5665
| 10876 | 1928.6339 | 1114.5665
| 10877 | 1928.5751 | 1114.5665
| 10878 | 1928.5308 | 1114.5665
| 10879 | 1928.4767 | 1114.5665
| 10880 | 1928.423 | 1114.5665
| 10881 | 1928.3703 | 1114.5665
| 10882 | 1928.3349 | 1114.5665
| 10883 | 1928.2985 | 1114.5665
| 10884 | 1928.2298 | 1114.5665
| 10885 | 1928.1755 | 1114.5665
| 10886 | 1928.1241 | 1114.5665
| 10887 | 1928.083 | 1114.5665
| 10888 | 1928.0516 | 1114.5665
| 10889 | 1928.0143 | 1114.5665
| 10890 | 1927.9633 | 1114.5665
| 10891 | 1927.9117 | 1114.5665
| 10892 | 1927.8504 | 1114.5665
| 10893 | 1927.7934 | 1114.5665
| 10894 | 1927.7486 | 1114.5665
| 10895 | 1927.6858 | 1114.5665
| 10896 | 1927.6433 | 1114.5665
| 10897 | 1927.6066 | 1114.5665
| 10898 | 1927.5154 | 1114.5665
| 10899 | 1927.4766 | 1114.5665
| 10900 | 1927.4341 | 1114.5665
| 10901 | 1927.3995 | 1114.5665
| 10902 | 1927.3547 | 1114.5665
| 10903 | 1927.3027 | 1114.5665
| 10904 | 1927.2594 | 1114.5665
| 10905 | 1927.1902 | 1114.5665
| 10906 | 1927.1258 | 1114.5665
| 10907 | 1927.0717 | 1114.5665
| 10908 | 1927.0214 | 1114.5665
| 10909 | 1926.9544 | 1114.5665
| 10910 | 1926.9217 | 1114.5665
| 10911 | 1926.8689 | 1114.5665
| 10912 | 1926.8349 | 1114.5665
| 10913 | 1926.7803 | 1114.5665
| 10914 | 1926.7459 | 1114.5665
| 10915 | 1926.6953 | 1114.5665
| 10916 | 1926.6538 | 1114.5665
| 10917 | 1926.5992 | 1114.5665
| 10918 | 1926.521 | 1114.5665
| 10919 | 1926.4794 | 1114.5665
| 10920 | 1926.4499 | 1114.5665
| 10921 | 1926.3981 | 1114.5665
| 10922 | 1926.3301 | 1114.5665
| 10923 | 1926.2683 | 1114.5665
| 10924 | 1926.2241 | 1114.5665
| 10925 | 1926.1898 | 1114.5665
| 10926 | 1926.1354 | 1114.5665
| 10927 | 1926.0931 | 1114.5665
| 10928 | 1926.0472 | 1114.5665
| 10929 | 1926.0115 | 1114.5665
| 10930 | 1925.943 | 1114.5665
| 10931 | 1925.8902 | 1114.5665
| 10932 | 1925.8464 | 1114.5665
| 10933 | 1925.8042 | 1114.5665
| 10934 | 1925.7704 | 1114.5665
| 10935 | 1925.7276 | 1114.5665
| 10936 | 1925.6878 | 1114.5665
| 10937 | 1925.6422 | 1114.5665
| 10938 | 1925.6006 | 1114.5665
| 10939 | 1925.5867 | 1114.5665
| 10940 | 1925.541 | 1114.5665
| 10941 | 1925.4741 | 1114.5665
| 10942 | 1925.4215 | 1114.5665
| 10943 | 1925.3968 | 1114.5665
| 10944 | 1925.3481 | 1114.5665
| 10945 | 1925.3009 | 1114.5665
| 10946 | 1925.2571 | 1114.5665
| 10947 | 1925.2083 | 1114.5665
| 10948 | 1925.1648 | 1114.5665
| 10949 | 1925.1248 | 1114.5665
| 10950 | 1925.0523 | 1114.5665
| 10951 | 1925.0058 | 1114.5665
| 10952 | 1924.9478 | 1114.5665
| 10953 | 1924.8888 | 1114.5665
| 10954 | 1924.8587 | 1114.5665
| 10955 | 1924.7993 | 1114.5665
| 10956 | 1924.7483 | 1114.5665
| 10957 | 1924.716 | 1114.5665
| 10958 | 1924.6759 | 1114.5665
| 10959 | 1924.6374 | 1114.5665
| 10960 | 1924.5884 | 1114.5665
| 10961 | 1924.5364 | 1114.5665
| 10962 | 1924.5009 | 1114.5665
| 10963 | 1924.4658 | 1114.5665
| 10964 | 1924.4366 | 1114.5665
| 10965 | 1924.3819 | 1114.5665
| 10966 | 1924.3439 | 1114.5665
| 10967 | 1924.2899 | 1114.5665
| 10968 | 1924.2341 | 1114.5665
| 10969 | 1924.186 | 1114.5665
| 10970 | 1924.1314 | 1114.5665
| 10971 | 1924.0837 | 1114.5665
| 10972 | 1924.0397 | 1114.5665
| 10973 | 1923.9849 | 1114.5665
| 10974 | 1923.9469 | 1114.5665
| 10975 | 1923.8897 | 1114.5665
| 10976 | 1923.8492 | 1114.5665
| 10977 | 1923.8064 | 1114.5665
| 10978 | 1923.7863 | 1114.5665
| 10979 | 1923.7277 | 1114.5665
| 10980 | 1923.6974 | 1114.5665
| 10981 | 1923.6716 | 1114.5665
| 10982 | 1923.6159 | 1114.5665
| 10983 | 1923.5881 | 1114.5665
| 10984 | 1923.5571 | 1114.5665
| 10985 | 1923.5039 | 1114.5665
| 10986 | 1923.4361 | 1114.5665
| 10987 | 1923.404 | 1114.5665
| 10988 | 1923.3505 | 1114.5665
| 10989 | 1923.2863 | 1114.5665
| 10990 | 1923.2508 | 1114.5665
| 10991 | 1923.2128 | 1114.5665
| 10992 | 1923.1626 | 1114.5665
| 10993 | 1923.1125 | 1114.5665
| 10994 | 1923.0618 | 1114.5665
| 10995 | 1923.0216 | 1114.5665
| 10996 | 1922.9725 | 1114.5665
| 10997 | 1922.9131 | 1114.5665
| 10998 | 1922.8801 | 1114.5665
| 10999 | 1922.8206 | 1114.5665
| 11000 | 1922.7852 | 1114.5665
| 11001 | 1922.7633 | 1114.5665
| 11002 | 1922.7317 | 1114.5665
| 11003 | 1922.6771 | 1114.5665
| 11004 | 1922.644 | 1114.5665
| 11005 | 1922.5728 | 1114.5665
| 11006 | 1922.5313 | 1114.5665
| 11007 | 1922.4969 | 1114.5665
| 11008 | 1922.4426 | 1114.5665
| 11009 | 1922.3863 | 1114.5665
| 11010 | 1922.3353 | 1114.5665
| 11011 | 1922.2725 | 1114.5665
| 11012 | 1922.1859 | 1114.5665
| 11013 | 1922.1353 | 1114.5665
| 11014 | 1922.1023 | 1114.5665
| 11015 | 1922.0701 | 1114.5665
| 11016 | 1922.0379 | 1114.5665
| 11017 | 1921.948 | 1114.5665
| 11018 | 1921.9004 | 1114.5665
| 11019 | 1921.8426 | 1114.5665
| 11020 | 1921.7966 | 1114.5665
| 11021 | 1921.7539 | 1114.5665
| 11022 | 1921.6962 | 1114.5665
| 11023 | 1921.6608 | 1114.5665
| 11024 | 1921.6127 | 1114.5665
| 11025 | 1921.5828 | 1114.5665
| 11026 | 1921.5064 | 1114.5665
| 11027 | 1921.4713 | 1114.5665
| 11028 | 1921.4151 | 1114.5665
| 11029 | 1921.3577 | 1114.5665
| 11030 | 1921.299 | 1114.5665
| 11031 | 1921.2622 | 1114.5665
| 11032 | 1921.1868 | 1114.5665
| 11033 | 1921.1417 | 1114.5665
| 11034 | 1921.0838 | 1114.5665
| 11035 | 1921.0389 | 1114.5665
| 11036 | 1920.9984 | 1114.5665
| 11037 | 1920.969 | 1114.5665
| 11038 | 1920.9264 | 1114.5665
| 11039 | 1920.8813 | 1114.5665
| 11040 | 1920.8367 | 1114.5665
| 11041 | 1920.7668 | 1114.5665
| 11042 | 1920.7093 | 1114.5665
| 11043 | 1920.6495 | 1114.5665
| 11044 | 1920.6249 | 1114.5665
| 11045 | 1920.5642 | 1114.5665
| 11046 | 1920.5022 | 1114.5665
| 11047 | 1920.4441 | 1114.5665
| 11048 | 1920.4072 | 1114.5665
| 11049 | 1920.3662 | 1114.5665
| 11050 | 1920.3237 | 1114.5665
| 11051 | 1920.2641 | 1114.5665
| 11052 | 1920.2073 | 1114.5665
| 11053 | 1920.1524 | 1114.5665
| 11054 | 1920.0964 | 1114.5665
| 11055 | 1920.0691 | 1114.5665
| 11056 | 1920.0239 | 1114.5665
| 11057 | 1919.9678 | 1114.5665
| 11058 | 1919.9197 | 1114.5665
| 11059 | 1919.8727 | 1114.5665
| 11060 | 1919.8405 | 1114.5665
| 11061 | 1919.8127 | 1114.5665
| 11062 | 1919.7688 | 1114.5665
| 11063 | 1919.7237 | 1114.5665
| 11064 | 1919.6711 | 1114.5665
| 11065 | 1919.5911 | 1114.5665
| 11066 | 1919.5234 | 1114.5665
| 11067 | 1919.4561 | 1114.5665
| 11068 | 1919.4094 | 1114.5665
| 11069 | 1919.351 | 1114.5665
| 11070 | 1919.292 | 1114.5665
| 11071 | 1919.2347 | 1114.5665
| 11072 | 1919.1905 | 1114.5665
| 11073 | 1919.1262 | 1114.5665
| 11074 | 1919.0916 | 1114.5665
| 11075 | 1919.0511 | 1114.5665
| 11076 | 1918.9783 | 1114.5665
| 11077 | 1918.9338 | 1114.5665
| 11078 | 1918.8738 | 1114.5665
| 11079 | 1918.7898 | 1114.5665
| 11080 | 1918.7428 | 1114.5665
| 11081 | 1918.6999 | 1114.5665
| 11082 | 1918.6527 | 1114.5665
| 11083 | 1918.5994 | 1114.5665
| 11084 | 1918.5633 | 1114.5665
| 11085 | 1918.5355 | 1114.5665
| 11086 | 1918.4701 | 1114.5665
| 11087 | 1918.4233 | 1114.5665
| 11088 | 1918.3747 | 1114.5665
| 11089 | 1918.3275 | 1114.5665
| 11090 | 1918.2882 | 1114.5665
| 11091 | 1918.254 | 1114.5665
| 11092 | 1918.2073 | 1114.5665
| 11093 | 1918.1592 | 1114.5665
| 11094 | 1918.1295 | 1114.5665
| 11095 | 1918.0926 | 1114.5665
| 11096 | 1918.054 | 1114.5665
| 11097 | 1918.0218 | 1114.5665
| 11098 | 1918.0038 | 1114.5665
| 11099 | 1917.9201 | 1114.5665
| 11100 | 1917.8782 | 1114.5665
| 11101 | 1917.8329 | 1114.5665
| 11102 | 1917.7943 | 1114.5665
| 11103 | 1917.7115 | 1114.5665
| 11104 | 1917.6703 | 1114.5665
| 11105 | 1917.6064 | 1114.5665
| 11106 | 1917.5685 | 1114.5665
| 11107 | 1917.5078 | 1114.5665
| 11108 | 1917.4596 | 1114.5665
| 11109 | 1917.3998 | 1114.5665
| 11110 | 1917.3404 | 1114.5665
| 11111 | 1917.2848 | 1114.5665
| 11112 | 1917.2508 | 1114.5665
| 11113 | 1917.2242 | 1114.5665
| 11114 | 1917.1795 | 1114.5665
| 11115 | 1917.1321 | 1114.5665
| 11116 | 1917.0668 | 1114.5665
| 11117 | 1917.0154 | 1114.5665
| 11118 | 1916.9433 | 1114.5665
| 11119 | 1916.898 | 1114.5665
| 11120 | 1916.8425 | 1114.5665
| 11121 | 1916.8106 | 1114.5665
| 11122 | 1916.754 | 1114.5665
| 11123 | 1916.7112 | 1114.5665
| 11124 | 1916.6632 | 1114.5665
| 11125 | 1916.6238 | 1114.5665
| 11126 | 1916.5741 | 1114.5665
| 11127 | 1916.536 | 1114.5665
| 11128 | 1916.4893 | 1114.5665
| 11129 | 1916.4489 | 1114.5665
| 11130 | 1916.3857 | 1114.5665
| 11131 | 1916.3667 | 1114.5665
| 11132 | 1916.3232 | 1114.5665
| 11133 | 1916.2855 | 1114.5665
| 11134 | 1916.2467 | 1114.5665
| 11135 | 1916.1965 | 1114.5665
| 11136 | 1916.1588 | 1114.5665
| 11137 | 1916.124 | 1114.5665
| 11138 | 1916.0831 | 1114.5665
| 11139 | 1916.0222 | 1114.5665
| 11140 | 1915.9493 | 1114.5665
| 11141 | 1915.9181 | 1114.5665
| 11142 | 1915.874 | 1114.5665
| 11143 | 1915.8309 | 1114.5665
| 11144 | 1915.807 | 1114.5665
| 11145 | 1915.7404 | 1114.5665
| 11146 | 1915.6881 | 1114.5665
| 11147 | 1915.623 | 1114.5665
| 11148 | 1915.5898 | 1114.5665
| 11149 | 1915.5432 | 1114.5665
| 11150 | 1915.5065 | 1114.5665
| 11151 | 1915.4576 | 1114.5665
| 11152 | 1915.3904 | 1114.5665
| 11153 | 1915.3359 | 1114.5665
| 11154 | 1915.2993 | 1114.5665
| 11155 | 1915.2538 | 1114.5665
| 11156 | 1915.2173 | 1114.5665
| 11157 | 1915.151 | 1114.5665
| 11158 | 1915.101 | 1114.5665
| 11159 | 1915.0266 | 1114.5665
| 11160 | 1914.988 | 1114.5665
| 11161 | 1914.9564 | 1114.5665
| 11162 | 1914.925 | 1114.5665
| 11163 | 1914.8785 | 1114.5665
| 11164 | 1914.8314 | 1114.5665
| 11165 | 1914.7658 | 1114.5665
| 11166 | 1914.7274 | 1114.5665
| 11167 | 1914.6781 | 1114.5665
| 11168 | 1914.6324 | 1114.5665
| 11169 | 1914.5785 | 1114.5665
| 11170 | 1914.5192 | 1114.5665
| 11171 | 1914.4647 | 1114.5665
| 11172 | 1914.4303 | 1114.5665
| 11173 | 1914.3926 | 1114.5665
| 11174 | 1914.333 | 1114.5665
| 11175 | 1914.2674 | 1114.5665
| 11176 | 1914.2212 | 1114.5665
| 11177 | 1914.1793 | 1114.5665
| 11178 | 1914.1034 | 1114.5665
| 11179 | 1914.0316 | 1114.5665
| 11180 | 1913.9911 | 1114.5665
| 11181 | 1913.9529 | 1114.5665
| 11182 | 1913.917 | 1114.5665
| 11183 | 1913.8744 | 1114.5665
| 11184 | 1913.7917 | 1114.5665
| 11185 | 1913.7139 | 1114.5665
| 11186 | 1913.6731 | 1114.5665
| 11187 | 1913.6164 | 1114.5665
| 11188 | 1913.5243 | 1114.5665
| 11189 | 1913.4734 | 1114.5665
| 11190 | 1913.4094 | 1114.5665
| 11191 | 1913.3727 | 1114.5665
| 11192 | 1913.3176 | 1114.5665
| 11193 | 1913.2828 | 1114.5665
| 11194 | 1913.236 | 1114.5665
| 11195 | 1913.1987 | 1114.5665
| 11196 | 1913.1456 | 1114.5665
| 11197 | 1913.1006 | 1114.5665
| 11198 | 1913.0682 | 1114.5665
| 11199 | 1913.0143 | 1114.5665
| 11200 | 1912.9753 | 1114.5665
| 11201 | 1912.9473 | 1114.5665
| 11202 | 1912.8984 | 1114.5665
| 11203 | 1912.8564 | 1114.5665
| 11204 | 1912.8077 | 1114.5665
| 11205 | 1912.7465 | 1114.5665
| 11206 | 1912.6912 | 1114.5665
| 11207 | 1912.6321 | 1114.5665
| 11208 | 1912.5985 | 1114.5665
| 11209 | 1912.5616 | 1114.5665
| 11210 | 1912.5239 | 1114.5665
| 11211 | 1912.4903 | 1114.5665
| 11212 | 1912.4512 | 1114.5665
| 11213 | 1912.3923 | 1114.5665
| 11214 | 1912.3449 | 1114.5665
| 11215 | 1912.2866 | 1114.5665
| 11216 | 1912.249 | 1114.5665
| 11217 | 1912.1948 | 1114.5665
| 11218 | 1912.1484 | 1114.5665
| 11219 | 1912.0742 | 1114.5665
| 11220 | 1912.0335 | 1114.5665
| 11221 | 1911.9805 | 1114.5665
| 11222 | 1911.9238 | 1114.5665
| 11223 | 1911.8779 | 1114.5665
| 11224 | 1911.8399 | 1114.5665
| 11225 | 1911.7472 | 1114.5665
| 11226 | 1911.7031 | 1114.5665
| 11227 | 1911.6605 | 1114.5665
| 11228 | 1911.6198 | 1114.5665
| 11229 | 1911.5492 | 1114.5665
| 11230 | 1911.4881 | 1114.5665
| 11231 | 1911.4481 | 1114.5665
| 11232 | 1911.3993 | 1114.5665
| 11233 | 1911.3545 | 1114.5665
| 11234 | 1911.3164 | 1114.5665
| 11235 | 1911.2951 | 1114.5665
| 11236 | 1911.2505 | 1114.5665
| 11237 | 1911.196 | 1114.5665
| 11238 | 1911.1659 | 1114.5665
| 11239 | 1911.1375 | 1114.5665
| 11240 | 1911.0845 | 1114.5665
| 11241 | 1911.0274 | 1114.5665
| 11242 | 1910.9696 | 1114.5665
| 11243 | 1910.9145 | 1114.5665
| 11244 | 1910.8524 | 1114.5665
| 11245 | 1910.8134 | 1114.5665
| 11246 | 1910.7798 | 1114.5665
| 11247 | 1910.7228 | 1114.5665
| 11248 | 1910.6642 | 1114.5665
| 11249 | 1910.6141 | 1114.5665
| 11250 | 1910.5703 | 1114.5665
| 11251 | 1910.5202 | 1114.5665
| 11252 | 1910.4325 | 1114.5665
| 11253 | 1910.3714 | 1114.5665
| 11254 | 1910.313 | 1114.5665
| 11255 | 1910.2618 | 1114.5665
| 11256 | 1910.2181 | 1114.5665
| 11257 | 1910.1532 | 1114.5665
| 11258 | 1910.0957 | 1114.5665
| 11259 | 1910.0344 | 1114.5665
| 11260 | 1909.9781 | 1114.5665
| 11261 | 1909.9203 | 1114.5665
| 11262 | 1909.8421 | 1114.5665
| 11263 | 1909.8136 | 1114.5665
| 11264 | 1909.7464 | 1114.5665
| 11265 | 1909.7082 | 1114.5665
| 11266 | 1909.6534 | 1114.5665
| 11267 | 1909.6192 | 1114.5665
| 11268 | 1909.582 | 1114.5665
| 11269 | 1909.5205 | 1114.5665
| 11270 | 1909.4859 | 1114.5665
| 11271 | 1909.442 | 1114.5665
| 11272 | 1909.4014 | 1114.5665
| 11273 | 1909.3425 | 1114.5665
| 11274 | 1909.3053 | 1114.5665
| 11275 | 1909.28 | 1114.5665
| 11276 | 1909.2397 | 1114.5665
| 11277 | 1909.201 | 1114.5665
| 11278 | 1909.1465 | 1114.5665
| 11279 | 1909.092 | 1114.5665
| 11280 | 1909.0387 | 1114.5665
| 11281 | 1909.0056 | 1114.5665
| 11282 | 1908.9588 | 1114.5665
| 11283 | 1908.9152 | 1114.5665
| 11284 | 1908.8721 | 1114.5665
| 11285 | 1908.8378 | 1114.5665
| 11286 | 1908.8086 | 1114.5665
| 11287 | 1908.7701 | 1114.5665
| 11288 | 1908.7078 | 1114.5665
| 11289 | 1908.6469 | 1114.5665
| 11290 | 1908.5766 | 1114.5665
| 11291 | 1908.5383 | 1114.5665
| 11292 | 1908.5035 | 1114.5665
| 11293 | 1908.468 | 1114.5665
| 11294 | 1908.434 | 1114.5665
| 11295 | 1908.3944 | 1114.5665
| 11296 | 1908.3528 | 1114.5665
| 11297 | 1908.3289 | 1114.5665
| 11298 | 1908.2682 | 1114.5665
| 11299 | 1908.2274 | 1114.5665
| 11300 | 1908.193 | 1114.5665
| 11301 | 1908.127 | 1114.5665
| 11302 | 1908.0774 | 1114.5665
| 11303 | 1908.0321 | 1114.5665
| 11304 | 1907.956 | 1114.5665
| 11305 | 1907.9198 | 1114.5665
| 11306 | 1907.8579 | 1114.5665
| 11307 | 1907.7917 | 1114.5665
| 11308 | 1907.7284 | 1114.5665
| 11309 | 1907.6906 | 1114.5665
| 11310 | 1907.6439 | 1114.5665
| 11311 | 1907.6121 | 1114.5665
| 11312 | 1907.5733 | 1114.5665
| 11313 | 1907.5247 | 1114.5665
| 11314 | 1907.4674 | 1114.5665
| 11315 | 1907.4328 | 1114.5665
| 11316 | 1907.3911 | 1114.5665
| 11317 | 1907.3325 | 1114.5665
| 11318 | 1907.2986 | 1114.5665
| 11319 | 1907.2378 | 1114.5665
| 11320 | 1907.1946 | 1114.5665
| 11321 | 1907.1618 | 1114.5665
| 11322 | 1907.1219 | 1114.5665
| 11323 | 1907.0549 | 1114.5665
| 11324 | 1907.0163 | 1114.5665
| 11325 | 1906.9567 | 1114.5665
| 11326 | 1906.9175 | 1114.5665
| 11327 | 1906.8653 | 1114.5665
| 11328 | 1906.8384 | 1114.5665
| 11329 | 1906.7808 | 1114.5665
| 11330 | 1906.7401 | 1114.5665
| 11331 | 1906.6928 | 1114.5665
| 11332 | 1906.6299 | 1114.5665
| 11333 | 1906.5798 | 1114.5665
| 11334 | 1906.5431 | 1114.5665
| 11335 | 1906.4951 | 1114.5665
| 11336 | 1906.4398 | 1114.5665
| 11337 | 1906.3578 | 1114.5665
| 11338 | 1906.3265 | 1114.5665
| 11339 | 1906.2879 | 1114.5665
| 11340 | 1906.2457 | 1114.5665
| 11341 | 1906.2022 | 1114.5665
| 11342 | 1906.1762 | 1114.5665
| 11343 | 1906.1185 | 1114.5665
| 11344 | 1906.0535 | 1114.5665
| 11345 | 1906.0096 | 1114.5665
| 11346 | 1905.965 | 1114.5665
| 11347 | 1905.903 | 1114.5665
| 11348 | 1905.8312 | 1114.5665
| 11349 | 1905.7925 | 1114.5665
| 11350 | 1905.7616 | 1114.5665
| 11351 | 1905.7016 | 1114.5665
| 11352 | 1905.6558 | 1114.5665
| 11353 | 1905.6253 | 1114.5665
| 11354 | 1905.5518 | 1114.5665
| 11355 | 1905.5191 | 1114.5665
| 11356 | 1905.4451 | 1114.5665
| 11357 | 1905.4203 | 1114.5665
| 11358 | 1905.3837 | 1114.5665
| 11359 | 1905.3562 | 1114.5665
| 11360 | 1905.2769 | 1114.5665
| 11361 | 1905.1799 | 1114.5665
| 11362 | 1905.1456 | 1114.5665
| 11363 | 1905.1024 | 1114.5665
| 11364 | 1905.0555 | 1114.5665
| 11365 | 1905.0037 | 1114.5665
| 11366 | 1904.9438 | 1114.5665
| 11367 | 1904.892 | 1114.5665
| 11368 | 1904.854 | 1114.5665
| 11369 | 1904.8035 | 1114.5665
| 11370 | 1904.7676 | 1114.5665
| 11371 | 1904.688 | 1114.5665
| 11372 | 1904.6288 | 1114.5665
| 11373 | 1904.5841 | 1114.5665
| 11374 | 1904.5353 | 1114.5665
| 11375 | 1904.4872 | 1114.5665
| 11376 | 1904.4382 | 1114.5665
| 11377 | 1904.4072 | 1114.5665
| 11378 | 1904.3673 | 1114.5665
| 11379 | 1904.3239 | 1114.5665
| 11380 | 1904.2744 | 1114.5665
| 11381 | 1904.1837 | 1114.5665
| 11382 | 1904.1374 | 1114.5665
| 11383 | 1904.0943 | 1114.5665
| 11384 | 1904.0611 | 1114.5665
| 11385 | 1904.0008 | 1114.5665
| 11386 | 1903.9493 | 1114.5665
| 11387 | 1903.8716 | 1114.5665
| 11388 | 1903.8218 | 1114.5665
| 11389 | 1903.778 | 1114.5665
| 11390 | 1903.7098 | 1114.5665
| 11391 | 1903.656 | 1114.5665
| 11392 | 1903.5851 | 1114.5665
| 11393 | 1903.5388 | 1114.5665
| 11394 | 1903.5137 | 1114.5665
| 11395 | 1903.4516 | 1114.5665
| 11396 | 1903.4113 | 1114.5665
| 11397 | 1903.376 | 1114.5665
| 11398 | 1903.3228 | 1114.5665
| 11399 | 1903.2869 | 1114.5665
| 11400 | 1903.2432 | 1114.5665
| 11401 | 1903.1871 | 1114.5665
| 11402 | 1903.1382 | 1114.5665
| 11403 | 1903.0812 | 1114.5665
| 11404 | 1903.0195 | 1114.5665
| 11405 | 1902.9836 | 1114.5665
| 11406 | 1902.9468 | 1114.5665
| 11407 | 1902.9108 | 1114.5665
| 11408 | 1902.8646 | 1114.5665
| 11409 | 1902.8432 | 1114.5665
| 11410 | 1902.7808 | 1114.5665
| 11411 | 1902.7018 | 1114.5665
| 11412 | 1902.6475 | 1114.5665
| 11413 | 1902.5793 | 1114.5665
| 11414 | 1902.5204 | 1114.5665
| 11415 | 1902.4765 | 1114.5665
| 11416 | 1902.424 | 1114.5665
| 11417 | 1902.3753 | 1114.5665
| 11418 | 1902.313 | 1114.5665
| 11419 | 1902.243 | 1114.5665
| 11420 | 1902.2169 | 1114.5665
| 11421 | 1902.1643 | 1114.5665
| 11422 | 1902.1282 | 1114.5665
| 11423 | 1902.0908 | 1114.5665
| 11424 | 1902.0482 | 1114.5665
| 11425 | 1901.9648 | 1114.5665
| 11426 | 1901.9322 | 1114.5665
| 11427 | 1901.8861 | 1114.5665
| 11428 | 1901.8499 | 1114.5665
| 11429 | 1901.7876 | 1114.5665
| 11430 | 1901.7449 | 1114.5665
| 11431 | 1901.6911 | 1114.5665
| 11432 | 1901.6248 | 1114.5665
| 11433 | 1901.5931 | 1114.5665
| 11434 | 1901.5448 | 1114.5665
| 11435 | 1901.4802 | 1114.5665
| 11436 | 1901.4498 | 1114.5665
| 11437 | 1901.4165 | 1114.5665
| 11438 | 1901.3755 | 1114.5665
| 11439 | 1901.3437 | 1114.5665
| 11440 | 1901.3042 | 1114.5665
| 11441 | 1901.2441 | 1114.5665
| 11442 | 1901.2056 | 1114.5665
| 11443 | 1901.1654 | 1114.5665
| 11444 | 1901.1182 | 1114.5665
| 11445 | 1901.0908 | 1114.5665
| 11446 | 1901.0455 | 1114.5665
| 11447 | 1900.9995 | 1114.5665
| 11448 | 1900.9543 | 1114.5665
| 11449 | 1900.8989 | 1114.5665
| 11450 | 1900.8464 | 1114.5665
| 11451 | 1900.79 | 1114.5665
| 11452 | 1900.7522 | 1114.5665
| 11453 | 1900.7007 | 1114.5665
| 11454 | 1900.6626 | 1114.5665
| 11455 | 1900.6061 | 1114.5665
| 11456 | 1900.5144 | 1114.5665
| 11457 | 1900.4612 | 1114.5665
| 11458 | 1900.3994 | 1114.5665
| 11459 | 1900.3463 | 1114.5665
| 11460 | 1900.2934 | 1114.5665
| 11461 | 1900.2539 | 1114.5665
| 11462 | 1900.2188 | 1114.5665
| 11463 | 1900.1694 | 1114.5665
| 11464 | 1900.1208 | 1114.5665
| 11465 | 1900.061 | 1114.5665
| 11466 | 1900.0327 | 1114.5665
| 11467 | 1899.9691 | 1114.5665
| 11468 | 1899.9139 | 1114.5665
| 11469 | 1899.8669 | 1114.5665
| 11470 | 1899.8227 | 1114.5665
| 11471 | 1899.7854 | 1114.5665
| 11472 | 1899.7429 | 1114.5665
| 11473 | 1899.7012 | 1114.5665
| 11474 | 1899.6274 | 1114.5665
| 11475 | 1899.5733 | 1114.5665
| 11476 | 1899.5396 | 1114.5665
| 11477 | 1899.5011 | 1114.5665
| 11478 | 1899.4579 | 1114.5665
| 11479 | 1899.4321 | 1114.5665
| 11480 | 1899.3937 | 1114.5665
| 11481 | 1899.3611 | 1114.5665
| 11482 | 1899.2738 | 1114.5665
| 11483 | 1899.2082 | 1114.5665
| 11484 | 1899.1665 | 1114.5665
| 11485 | 1899.1322 | 1114.5665
| 11486 | 1899.0954 | 1114.5665
| 11487 | 1899.0429 | 1114.5665
| 11488 | 1898.9823 | 1114.5665
| 11489 | 1898.9149 | 1114.5665
| 11490 | 1898.842 | 1114.5665
| 11491 | 1898.7979 | 1114.5665
| 11492 | 1898.7301 | 1114.5665
| 11493 | 1898.6766 | 1114.5665
| 11494 | 1898.6285 | 1114.5665
| 11495 | 1898.593 | 1114.5665
| 11496 | 1898.5489 | 1114.5665
| 11497 | 1898.515 | 1114.5665
| 11498 | 1898.4437 | 1114.5665
| 11499 | 1898.4129 | 1114.5665
| 11500 | 1898.3593 | 1114.5665
| 11501 | 1898.3004 | 1114.5665
| 11502 | 1898.2637 | 1114.5665
| 11503 | 1898.2267 | 1114.5665
| 11504 | 1898.1709 | 1114.5665
| 11505 | 1898.1488 | 1114.5665
| 11506 | 1898.0811 | 1114.5665
| 11507 | 1898.0325 | 1114.5665
| 11508 | 1897.9822 | 1114.5665
| 11509 | 1897.9296 | 1114.5665
| 11510 | 1897.8909 | 1114.5665
| 11511 | 1897.8392 | 1114.5665
| 11512 | 1897.7985 | 1114.5665
| 11513 | 1897.7485 | 1114.5665
| 11514 | 1897.6597 | 1114.5665
| 11515 | 1897.5981 | 1114.5665
| 11516 | 1897.545 | 1114.5665
| 11517 | 1897.4715 | 1114.5665
| 11518 | 1897.4339 | 1114.5665
| 11519 | 1897.3876 | 1114.5665
| 11520 | 1897.3319 | 1114.5665
| 11521 | 1897.2831 | 1114.5665
| 11522 | 1897.236 | 1114.5665
| 11523 | 1897.1614 | 1114.5665
| 11524 | 1897.1285 | 1114.5665
| 11525 | 1897.0844 | 1114.5665
| 11526 | 1897.0445 | 1114.5665
| 11527 | 1896.9966 | 1114.5665
| 11528 | 1896.9364 | 1114.5665
| 11529 | 1896.9039 | 1114.5665
| 11530 | 1896.8565 | 1114.5665
| 11531 | 1896.8031 | 1114.5665
| 11532 | 1896.7567 | 1114.5665
| 11533 | 1896.69 | 1114.5665
| 11534 | 1896.6196 | 1114.5665
| 11535 | 1896.5526 | 1114.5665
| 11536 | 1896.499 | 1114.5665
| 11537 | 1896.4543 | 1114.5665
| 11538 | 1896.4001 | 1114.5665
| 11539 | 1896.3708 | 1114.5665
| 11540 | 1896.326 | 1114.5665
| 11541 | 1896.3008 | 1114.5665
| 11542 | 1896.2601 | 1114.5665
| 11543 | 1896.209 | 1114.5665
| 11544 | 1896.1566 | 1114.5665
| 11545 | 1896.1175 | 1114.5665
| 11546 | 1896.0597 | 1114.5665
| 11547 | 1896.0166 | 1114.5665
| 11548 | 1895.9617 | 1114.5665
| 11549 | 1895.9077 | 1114.5665
| 11550 | 1895.8573 | 1114.5665
| 11551 | 1895.8013 | 1114.5665
| 11552 | 1895.7415 | 1114.5665
| 11553 | 1895.7055 | 1114.5665
| 11554 | 1895.6474 | 1114.5665
| 11555 | 1895.5929 | 1114.5665
| 11556 | 1895.5434 | 1114.5665
| 11557 | 1895.4873 | 1114.5665
| 11558 | 1895.441 | 1114.5665
| 11559 | 1895.4112 | 1114.5665
| 11560 | 1895.3775 | 1114.5665
| 11561 | 1895.3303 | 1114.5665
| 11562 | 1895.275 | 1114.5665
| 11563 | 1895.2301 | 1114.5665
| 11564 | 1895.1974 | 1114.5665
| 11565 | 1895.1512 | 1114.5665
| 11566 | 1895.1012 | 1114.5665
| 11567 | 1895.0347 | 1114.5665
| 11568 | 1894.9836 | 1114.5665
| 11569 | 1894.9329 | 1114.5665
| 11570 | 1894.8865 | 1114.5665
| 11571 | 1894.854 | 1114.5665
| 11572 | 1894.8069 | 1114.5665
| 11573 | 1894.7453 | 1114.5665
| 11574 | 1894.7106 | 1114.5665
| 11575 | 1894.6688 | 1114.5665
| 11576 | 1894.6113 | 1114.5665
| 11577 | 1894.5765 | 1114.5665
| 11578 | 1894.5247 | 1114.5665
| 11579 | 1894.4905 | 1114.5665
| 11580 | 1894.4517 | 1114.5665
| 11581 | 1894.3875 | 1114.5665
| 11582 | 1894.3488 | 1114.5665
| 11583 | 1894.2959 | 1114.5665
| 11584 | 1894.2502 | 1114.5665
| 11585 | 1894.2131 | 1114.5665
| 11586 | 1894.168 | 1114.5665
| 11587 | 1894.1054 | 1114.5665
| 11588 | 1894.0689 | 1114.5665
| 11589 | 1894.0071 | 1114.5665
| 11590 | 1893.9711 | 1114.5665
| 11591 | 1893.9081 | 1114.5665
| 11592 | 1893.8623 | 1114.5665
| 11593 | 1893.8222 | 1114.5665
| 11594 | 1893.7618 | 1114.5665
| 11595 | 1893.7191 | 1114.5665
| 11596 | 1893.6767 | 1114.5665
| 11597 | 1893.6368 | 1114.5665
| 11598 | 1893.6026 | 1114.5665
| 11599 | 1893.5636 | 1114.5665
| 11600 | 1893.5047 | 1114.5665
| 11601 | 1893.4706 | 1114.5665
| 11602 | 1893.4146 | 1114.5665
| 11603 | 1893.3646 | 1114.5665
| 11604 | 1893.2937 | 1114.5665
| 11605 | 1893.2566 | 1114.5665
| 11606 | 1893.2078 | 1114.5665
| 11607 | 1893.1938 | 1114.5665
| 11608 | 1893.1298 | 1114.5665
| 11609 | 1893.089 | 1114.5665
| 11610 | 1893.061 | 1114.5665
| 11611 | 1893.0047 | 1114.5665
| 11612 | 1892.9531 | 1114.5665
| 11613 | 1892.8993 | 1114.5665
| 11614 | 1892.8517 | 1114.5665
| 11615 | 1892.8053 | 1114.5665
| 11616 | 1892.7706 | 1114.5665
| 11617 | 1892.7249 | 1114.5665
| 11618 | 1892.6576 | 1114.5665
| 11619 | 1892.6056 | 1114.5665
| 11620 | 1892.5331 | 1114.5665
| 11621 | 1892.4593 | 1114.5665
| 11622 | 1892.4132 | 1114.5665
| 11623 | 1892.3601 | 1114.5665
| 11624 | 1892.3211 | 1114.5665
| 11625 | 1892.2605 | 1114.5665
| 11626 | 1892.1857 | 1114.5665
| 11627 | 1892.1247 | 1114.5665
| 11628 | 1892.0814 | 1114.5665
| 11629 | 1892.0407 | 1114.5665
| 11630 | 1891.9672 | 1114.5665
| 11631 | 1891.9062 | 1114.5665
| 11632 | 1891.8753 | 1114.5665
| 11633 | 1891.8167 | 1114.5665
| 11634 | 1891.7369 | 1114.5665
| 11635 | 1891.6786 | 1114.5665
| 11636 | 1891.6416 | 1114.5665
| 11637 | 1891.5843 | 1114.5665
| 11638 | 1891.5208 | 1114.5665
| 11639 | 1891.4848 | 1114.5665
| 11640 | 1891.4426 | 1114.5665
| 11641 | 1891.4051 | 1114.5665
| 11642 | 1891.3666 | 1114.5665
| 11643 | 1891.3297 | 1114.5665
| 11644 | 1891.2797 | 1114.5665
| 11645 | 1891.2432 | 1114.5665
| 11646 | 1891.1697 | 1114.5665
| 11647 | 1891.1217 | 1114.5665
| 11648 | 1891.0708 | 1114.5665
| 11649 | 1891.0345 | 1114.5665
| 11650 | 1890.9691 | 1114.5665
| 11651 | 1890.9194 | 1114.5665
| 11652 | 1890.8591 | 1114.5665
| 11653 | 1890.7945 | 1114.5665
| 11654 | 1890.7325 | 1114.5665
| 11655 | 1890.6601 | 1114.5665
| 11656 | 1890.5944 | 1114.5665
| 11657 | 1890.554 | 1114.5665
| 11658 | 1890.4787 | 1114.5665
| 11659 | 1890.388 | 1114.5665
| 11660 | 1890.3477 | 1114.5665
| 11661 | 1890.2987 | 1114.5665
| 11662 | 1890.264 | 1114.5665
| 11663 | 1890.2143 | 1114.5665
| 11664 | 1890.1654 | 1114.5665
| 11665 | 1890.1358 | 1114.5665
| 11666 | 1890.0919 | 1114.5665
| 11667 | 1890.0572 | 1114.5665
| 11668 | 1889.9965 | 1114.5665
| 11669 | 1889.9339 | 1114.5665
| 11670 | 1889.882 | 1114.5665
| 11671 | 1889.852 | 1114.5665
| 11672 | 1889.7938 | 1114.5665
| 11673 | 1889.7369 | 1114.5665
| 11674 | 1889.6936 | 1114.5665
| 11675 | 1889.6467 | 1114.5665
| 11676 | 1889.6099 | 1114.5665
| 11677 | 1889.5503 | 1114.5665
| 11678 | 1889.4834 | 1114.5665
| 11679 | 1889.4528 | 1114.5665
| 11680 | 1889.3953 | 1114.5665
| 11681 | 1889.3172 | 1114.5665
| 11682 | 1889.2612 | 1114.5665
| 11683 | 1889.2199 | 1114.5665
| 11684 | 1889.1734 | 1114.5665
| 11685 | 1889.127 | 1114.5665
| 11686 | 1889.0909 | 1114.5665
| 11687 | 1889.0446 | 1114.5665
| 11688 | 1889.0051 | 1114.5665
| 11689 | 1888.9637 | 1114.5665
| 11690 | 1888.915 | 1114.5665
| 11691 | 1888.8786 | 1114.5665
| 11692 | 1888.8104 | 1114.5665
| 11693 | 1888.7554 | 1114.5665
| 11694 | 1888.7039 | 1114.5665
| 11695 | 1888.6421 | 1114.5665
| 11696 | 1888.575 | 1114.5665
| 11697 | 1888.5194 | 1114.5665
| 11698 | 1888.4759 | 1114.5665
| 11699 | 1888.4177 | 1114.5665
| 11700 | 1888.3683 | 1114.5665
| 11701 | 1888.3156 | 1114.5665
| 11702 | 1888.2779 | 1114.5665
| 11703 | 1888.2318 | 1114.5665
| 11704 | 1888.163 | 1114.5665
| 11705 | 1888.1179 | 1114.5665
| 11706 | 1888.0564 | 1114.5665
| 11707 | 1888.0071 | 1114.5665
| 11708 | 1887.9765 | 1114.5665
| 11709 | 1887.915 | 1114.5665
| 11710 | 1887.8892 | 1114.5665
| 11711 | 1887.8175 | 1114.5665
| 11712 | 1887.7506 | 1114.5665
| 11713 | 1887.7088 | 1114.5665
| 11714 | 1887.6737 | 1114.5665
| 11715 | 1887.626 | 1114.5665
| 11716 | 1887.5872 | 1114.5665
| 11717 | 1887.554 | 1114.5665
| 11718 | 1887.5125 | 1114.5665
| 11719 | 1887.4562 | 1114.5665
| 11720 | 1887.4221 | 1114.5665
| 11721 | 1887.373 | 1114.5665
| 11722 | 1887.3273 | 1114.5665
| 11723 | 1887.282 | 1114.5665
| 11724 | 1887.2225 | 1114.5665
| 11725 | 1887.1867 | 1114.5665
| 11726 | 1887.1292 | 1114.5665
| 11727 | 1887.0812 | 1114.5665
| 11728 | 1887.0144 | 1114.5665
| 11729 | 1886.9821 | 1114.5665
| 11730 | 1886.951 | 1114.5665
| 11731 | 1886.9172 | 1114.5665
| 11732 | 1886.8619 | 1114.5665
| 11733 | 1886.8308 | 1114.5665
| 11734 | 1886.7758 | 1114.5665
| 11735 | 1886.7043 | 1114.5665
| 11736 | 1886.6584 | 1114.5665
| 11737 | 1886.604 | 1114.5665
| 11738 | 1886.5731 | 1114.5665
| 11739 | 1886.4771 | 1114.5665
| 11740 | 1886.4338 | 1114.5665
| 11741 | 1886.3876 | 1114.5665
| 11742 | 1886.346 | 1114.5665
| 11743 | 1886.3284 | 1114.5665
| 11744 | 1886.2851 | 1114.5665
| 11745 | 1886.2187 | 1114.5665
| 11746 | 1886.1511 | 1114.5665
| 11747 | 1886.0901 | 1114.5665
| 11748 | 1886.0272 | 1114.5665
| 11749 | 1885.9644 | 1114.5665
| 11750 | 1885.9245 | 1114.5665
| 11751 | 1885.8687 | 1114.5665
| 11752 | 1885.8103 | 1114.5665
| 11753 | 1885.7368 | 1114.5665
| 11754 | 1885.7014 | 1114.5665
| 11755 | 1885.6566 | 1114.5665
| 11756 | 1885.583 | 1114.5665
| 11757 | 1885.51 | 1114.5665
| 11758 | 1885.4485 | 1114.5665
| 11759 | 1885.4087 | 1114.5665
| 11760 | 1885.3516 | 1114.5665
| 11761 | 1885.3094 | 1114.5665
| 11762 | 1885.2572 | 1114.5665
| 11763 | 1885.2224 | 1114.5665
| 11764 | 1885.1814 | 1114.5665
| 11765 | 1885.1132 | 1114.5665
| 11766 | 1885.0754 | 1114.5665
| 11767 | 1885.0288 | 1114.5665
| 11768 | 1884.987 | 1114.5665
| 11769 | 1884.9519 | 1114.5665
| 11770 | 1884.9129 | 1114.5665
| 11771 | 1884.8664 | 1114.5665
| 11772 | 1884.8388 | 1114.5665
| 11773 | 1884.7988 | 1114.5665
| 11774 | 1884.7398 | 1114.5665
| 11775 | 1884.6968 | 1114.5665
| 11776 | 1884.6608 | 1114.5665
| 11777 | 1884.6267 | 1114.5665
| 11778 | 1884.5774 | 1114.5665
| 11779 | 1884.5048 | 1114.5665
| 11780 | 1884.43 | 1114.5665
| 11781 | 1884.3573 | 1114.5665
| 11782 | 1884.2924 | 1114.5665
| 11783 | 1884.2595 | 1114.5665
| 11784 | 1884.1937 | 1114.5665
| 11785 | 1884.1349 | 1114.5665
| 11786 | 1884.073 | 1114.5665
| 11787 | 1884.0283 | 1114.5665
| 11788 | 1883.9909 | 1114.5665
| 11789 | 1883.9509 | 1114.5665
| 11790 | 1883.8837 | 1114.5665
| 11791 | 1883.8008 | 1114.5665
| 11792 | 1883.7582 | 1114.5665
| 11793 | 1883.7104 | 1114.5665
| 11794 | 1883.6512 | 1114.5665
| 11795 | 1883.5854 | 1114.5665
| 11796 | 1883.5207 | 1114.5665
| 11797 | 1883.485 | 1114.5665
| 11798 | 1883.4119 | 1114.5665
| 11799 | 1883.359 | 1114.5665
| 11800 | 1883.3153 | 1114.5665
| 11801 | 1883.2677 | 1114.5665
| 11802 | 1883.2186 | 1114.5665
| 11803 | 1883.1785 | 1114.5665
| 11804 | 1883.1367 | 1114.5665
| 11805 | 1883.0426 | 1114.5665
| 11806 | 1883.0017 | 1114.5665
| 11807 | 1882.9318 | 1114.5665
| 11808 | 1882.8811 | 1114.5665
| 11809 | 1882.8315 | 1114.5665
| 11810 | 1882.7695 | 1114.5665
| 11811 | 1882.721 | 1114.5665
| 11812 | 1882.6581 | 1114.5665
| 11813 | 1882.626 | 1114.5665
| 11814 | 1882.5942 | 1114.5665
| 11815 | 1882.5576 | 1114.5665
| 11816 | 1882.5346 | 1114.5665
| 11817 | 1882.4781 | 1114.5665
| 11818 | 1882.4225 | 1114.5665
| 11819 | 1882.3703 | 1114.5665
| 11820 | 1882.3274 | 1114.5665
| 11821 | 1882.2488 | 1114.5665
| 11822 | 1882.2011 | 1114.5665
| 11823 | 1882.1495 | 1114.5665
| 11824 | 1882.1177 | 1114.5665
| 11825 | 1882.0827 | 1114.5665
| 11826 | 1882.0287 | 1114.5665
| 11827 | 1881.9989 | 1114.5665
| 11828 | 1881.9325 | 1114.5665
| 11829 | 1881.8802 | 1114.5665
| 11830 | 1881.8324 | 1114.5665
| 11831 | 1881.7835 | 1114.5665
| 11832 | 1881.7252 | 1114.5665
| 11833 | 1881.6988 | 1114.5665
| 11834 | 1881.6299 | 1114.5665
| 11835 | 1881.573 | 1114.5665
| 11836 | 1881.5341 | 1114.5665
| 11837 | 1881.4872 | 1114.5665
| 11838 | 1881.4374 | 1114.5665
| 11839 | 1881.3885 | 1114.5665
| 11840 | 1881.3361 | 1114.5665
| 11841 | 1881.2446 | 1114.5665
| 11842 | 1881.1939 | 1114.5665
| 11843 | 1881.1607 | 1114.5665
| 11844 | 1881.1256 | 1114.5665
| 11845 | 1881.0783 | 1114.5665
| 11846 | 1881.0438 | 1114.5665
| 11847 | 1881.007 | 1114.5665
| 11848 | 1880.9537 | 1114.5665
| 11849 | 1880.9017 | 1114.5665
| 11850 | 1880.8569 | 1114.5665
| 11851 | 1880.8135 | 1114.5665
| 11852 | 1880.7343 | 1114.5665
| 11853 | 1880.7102 | 1114.5665
| 11854 | 1880.6641 | 1114.5665
| 11855 | 1880.6154 | 1114.5665
| 11856 | 1880.5622 | 1114.5665
| 11857 | 1880.5197 | 1114.5665
| 11858 | 1880.4836 | 1114.5665
| 11859 | 1880.4362 | 1114.5665
| 11860 | 1880.3831 | 1114.5665
| 11861 | 1880.3251 | 1114.5665
| 11862 | 1880.2998 | 1114.5665
| 11863 | 1880.2418 | 1114.5665
| 11864 | 1880.2061 | 1114.5665
| 11865 | 1880.1584 | 1114.5665
| 11866 | 1880.1077 | 1114.5665
| 11867 | 1880.0632 | 1114.5665
| 11868 | 1880.033 | 1114.5665
| 11869 | 1879.9673 | 1114.5665
| 11870 | 1879.9292 | 1114.5665
| 11871 | 1879.8849 | 1114.5665
| 11872 | 1879.8142 | 1114.5665
| 11873 | 1879.7498 | 1114.5665
| 11874 | 1879.681 | 1114.5665
| 11875 | 1879.6057 | 1114.5665
| 11876 | 1879.5595 | 1114.5665
| 11877 | 1879.5222 | 1114.5665
| 11878 | 1879.4566 | 1114.5665
| 11879 | 1879.4182 | 1114.5665
| 11880 | 1879.3447 | 1114.5665
| 11881 | 1879.3064 | 1114.5665
| 11882 | 1879.2615 | 1114.5665
| 11883 | 1879.1863 | 1114.5665
| 11884 | 1879.1257 | 1114.5665
| 11885 | 1879.0964 | 1114.5665
| 11886 | 1879.0389 | 1114.5665
| 11887 | 1878.9762 | 1114.5665
| 11888 | 1878.9316 | 1114.5665
| 11889 | 1878.8971 | 1114.5665
| 11890 | 1878.8609 | 1114.5665
| 11891 | 1878.8256 | 1114.5665
| 11892 | 1878.7731 | 1114.5665
| 11893 | 1878.7117 | 1114.5665
| 11894 | 1878.6701 | 1114.5665
| 11895 | 1878.6186 | 1114.5665
| 11896 | 1878.5316 | 1114.5665
| 11897 | 1878.4667 | 1114.5665
| 11898 | 1878.4307 | 1114.5665
| 11899 | 1878.3831 | 1114.5665
| 11900 | 1878.3026 | 1114.5665
| 11901 | 1878.2611 | 1114.5665
| 11902 | 1878.2028 | 1114.5665
| 11903 | 1878.1548 | 1114.5665
| 11904 | 1878.1093 | 1114.5665
| 11905 | 1878.0544 | 1114.5665
| 11906 | 1878.0046 | 1114.5665
| 11907 | 1877.937 | 1114.5665
| 11908 | 1877.893 | 1114.5665
| 11909 | 1877.8307 | 1114.5665
| 11910 | 1877.7852 | 1114.5665
| 11911 | 1877.7345 | 1114.5665
| 11912 | 1877.6972 | 1114.5665
| 11913 | 1877.5938 | 1114.5665
| 11914 | 1877.5432 | 1114.5665
| 11915 | 1877.4814 | 1114.5665
| 11916 | 1877.4381 | 1114.5665
| 11917 | 1877.378 | 1114.5665
| 11918 | 1877.3388 | 1114.5665
| 11919 | 1877.2915 | 1114.5665
| 11920 | 1877.2385 | 1114.5665
| 11921 | 1877.1956 | 1114.5665
| 11922 | 1877.1632 | 1114.5665
| 11923 | 1877.1067 | 1114.5665
| 11924 | 1877.0325 | 1114.5665
| 11925 | 1877.0042 | 1114.5665
| 11926 | 1876.9329 | 1114.5665
| 11927 | 1876.8957 | 1114.5665
| 11928 | 1876.8561 | 1114.5665
| 11929 | 1876.7963 | 1114.5665
| 11930 | 1876.7819 | 1114.5665
| 11931 | 1876.7098 | 1114.5665
| 11932 | 1876.6198 | 1114.5665
| 11933 | 1876.5688 | 1114.5665
| 11934 | 1876.5305 | 1114.5665
| 11935 | 1876.4696 | 1114.5665
| 11936 | 1876.4314 | 1114.5665
| 11937 | 1876.3551 | 1114.5665
| 11938 | 1876.3117 | 1114.5665
| 11939 | 1876.2567 | 1114.5665
| 11940 | 1876.2106 | 1114.5665
| 11941 | 1876.1698 | 1114.5665
| 11942 | 1876.1321 | 1114.5665
| 11943 | 1876.0676 | 1114.5665
| 11944 | 1876.0201 | 1114.5665
| 11945 | 1875.9844 | 1114.5665
| 11946 | 1875.9134 | 1114.5665
| 11947 | 1875.8676 | 1114.5665
| 11948 | 1875.8109 | 1114.5665
| 11949 | 1875.7444 | 1114.5665
| 11950 | 1875.7023 | 1114.5665
| 11951 | 1875.6427 | 1114.5665
| 11952 | 1875.5938 | 1114.5665
| 11953 | 1875.5143 | 1114.5665
| 11954 | 1875.4623 | 1114.5665
| 11955 | 1875.4195 | 1114.5665
| 11956 | 1875.3373 | 1114.5665
| 11957 | 1875.299 | 1114.5665
| 11958 | 1875.2256 | 1114.5665
| 11959 | 1875.1203 | 1114.5665
| 11960 | 1875.0715 | 1114.5665
| 11961 | 1875.0108 | 1114.5665
| 11962 | 1874.9446 | 1114.5665
| 11963 | 1874.9014 | 1114.5665
| 11964 | 1874.862 | 1114.5665
| 11965 | 1874.8072 | 1114.5665
| 11966 | 1874.7475 | 1114.5665
| 11967 | 1874.7112 | 1114.5665
| 11968 | 1874.6666 | 1114.5665
| 11969 | 1874.6195 | 1114.5665
| 11970 | 1874.5622 | 1114.5665
| 11971 | 1874.4694 | 1114.5665
| 11972 | 1874.434 | 1114.5665
| 11973 | 1874.3851 | 1114.5665
| 11974 | 1874.3489 | 1114.5665
| 11975 | 1874.3002 | 1114.5665
| 11976 | 1874.2511 | 1114.5665
| 11977 | 1874.2112 | 1114.5665
| 11978 | 1874.1579 | 1114.5665
| 11979 | 1874.0898 | 1114.5665
| 11980 | 1874.053 | 1114.5665
| 11981 | 1873.9825 | 1114.5665
| 11982 | 1873.9233 | 1114.5665
| 11983 | 1873.8454 | 1114.5665
| 11984 | 1873.7823 | 1114.5665
| 11985 | 1873.7279 | 1114.5665
| 11986 | 1873.6766 | 1114.5665
| 11987 | 1873.6295 | 1114.5665
| 11988 | 1873.5821 | 1114.5665
| 11989 | 1873.5127 | 1114.5665
| 11990 | 1873.4707 | 1114.5665
| 11991 | 1873.4288 | 1114.5665
| 11992 | 1873.3595 | 1114.5665
| 11993 | 1873.307 | 1114.5665
| 11994 | 1873.2597 | 1114.5665
| 11995 | 1873.2179 | 1114.5665
| 11996 | 1873.1532 | 1114.5665
| 11997 | 1873.0623 | 1114.5665
| 11998 | 1873.0175 | 1114.5665
| 11999 | 1872.9681 | 1114.5665
| 12000 | 1872.9129 | 1114.5665
| 12001 | 1872.8573 | 1114.5665
| 12002 | 1872.8099 | 1114.5665
| 12003 | 1872.7614 | 1114.5665
| 12004 | 1872.6876 | 1114.5665
| 12005 | 1872.6441 | 1114.5665
| 12006 | 1872.5788 | 1114.5665
| 12007 | 1872.5373 | 1114.5665
| 12008 | 1872.4636 | 1114.5665
| 12009 | 1872.4096 | 1114.5665
| 12010 | 1872.3684 | 1114.5665
| 12011 | 1872.3194 | 1114.5665
| 12012 | 1872.2489 | 1114.5665
| 12013 | 1872.1893 | 1114.5665
| 12014 | 1872.1425 | 1114.5665
| 12015 | 1872.0709 | 1114.5665
| 12016 | 1872.0198 | 1114.5665
| 12017 | 1871.9697 | 1114.5665
| 12018 | 1871.9079 | 1114.5665
| 12019 | 1871.8575 | 1114.5665
| 12020 | 1871.8285 | 1114.5665
| 12021 | 1871.7476 | 1114.5665
| 12022 | 1871.6978 | 1114.5665
| 12023 | 1871.6587 | 1114.5665
| 12024 | 1871.6185 | 1114.5665
| 12025 | 1871.5754 | 1114.5665
| 12026 | 1871.5252 | 1114.5665
| 12027 | 1871.4749 | 1114.5665
| 12028 | 1871.42 | 1114.5665
| 12029 | 1871.3944 | 1114.5665
| 12030 | 1871.3639 | 1114.5665
| 12031 | 1871.302 | 1114.5665
| 12032 | 1871.2346 | 1114.5665
| 12033 | 1871.197 | 1114.5665
| 12034 | 1871.1627 | 1114.5665
| 12035 | 1871.1097 | 1114.5665
| 12036 | 1871.0656 | 1114.5665
| 12037 | 1871.0271 | 1114.5665
| 12038 | 1870.9757 | 1114.5665
| 12039 | 1870.8624 | 1114.5665
| 12040 | 1870.8 | 1114.5665
| 12041 | 1870.7375 | 1114.5665
| 12042 | 1870.6754 | 1114.5665
| 12043 | 1870.621 | 1114.5665
| 12044 | 1870.5797 | 1114.5665
| 12045 | 1870.5367 | 1114.5665
| 12046 | 1870.4732 | 1114.5665
| 12047 | 1870.4196 | 1114.5665
| 12048 | 1870.382 | 1114.5665
| 12049 | 1870.3522 | 1114.5665
| 12050 | 1870.3189 | 1114.5665
| 12051 | 1870.2787 | 1114.5665
| 12052 | 1870.2521 | 1114.5665
| 12053 | 1870.225 | 1114.5665
| 12054 | 1870.1815 | 1114.5665
| 12055 | 1870.1078 | 1114.5665
| 12056 | 1870.0289 | 1114.5665
| 12057 | 1869.9614 | 1114.5665
| 12058 | 1869.9361 | 1114.5665
| 12059 | 1869.8562 | 1114.5665
| 12060 | 1869.7974 | 1114.5665
| 12061 | 1869.7159 | 1114.5665
| 12062 | 1869.6854 | 1114.5665
| 12063 | 1869.6385 | 1114.5665
| 12064 | 1869.5883 | 1114.5665
| 12065 | 1869.5247 | 1114.5665
| 12066 | 1869.4843 | 1114.5665
| 12067 | 1869.3992 | 1114.5665
| 12068 | 1869.3595 | 1114.5665
| 12069 | 1869.3089 | 1114.5665
| 12070 | 1869.2553 | 1114.5665
| 12071 | 1869.2307 | 1114.5665
| 12072 | 1869.1864 | 1114.5665
| 12073 | 1869.1366 | 1114.5665
| 12074 | 1869.0906 | 1114.5665
| 12075 | 1869.0245 | 1114.5665
| 12076 | 1868.9773 | 1114.5665
| 12077 | 1868.9424 | 1114.5665
| 12078 | 1868.9149 | 1114.5665
| 12079 | 1868.8741 | 1114.5665
| 12080 | 1868.8143 | 1114.5665
| 12081 | 1868.7708 | 1114.5665
| 12082 | 1868.7454 | 1114.5665
| 12083 | 1868.6712 | 1114.5665
| 12084 | 1868.6333 | 1114.5665
| 12085 | 1868.5756 | 1114.5665
| 12086 | 1868.5213 | 1114.5665
| 12087 | 1868.4844 | 1114.5665
| 12088 | 1868.4419 | 1114.5665
| 12089 | 1868.3814 | 1114.5665
| 12090 | 1868.329 | 1114.5665
| 12091 | 1868.3137 | 1114.5665
| 12092 | 1868.2536 | 1114.5665
| 12093 | 1868.1989 | 1114.5665
| 12094 | 1868.1403 | 1114.5665
| 12095 | 1868.1034 | 1114.5665
| 12096 | 1868.0671 | 1114.5665
| 12097 | 1867.9903 | 1114.5665
| 12098 | 1867.9321 | 1114.5665
| 12099 | 1867.8825 | 1114.5665
| 12100 | 1867.8235 | 1114.5665
| 12101 | 1867.7685 | 1114.5665
| 12102 | 1867.6845 | 1114.5665
| 12103 | 1867.649 | 1114.5665
| 12104 | 1867.591 | 1114.5665
| 12105 | 1867.5493 | 1114.5665
| 12106 | 1867.5006 | 1114.5665
| 12107 | 1867.4214 | 1114.5665
| 12108 | 1867.3827 | 1114.5665
| 12109 | 1867.3359 | 1114.5665
| 12110 | 1867.3052 | 1114.5665
| 12111 | 1867.2547 | 1114.5665
| 12112 | 1867.2081 | 1114.5665
| 12113 | 1867.1721 | 1114.5665
| 12114 | 1867.1228 | 1114.5665
| 12115 | 1867.0728 | 1114.5665
| 12116 | 1867.0295 | 1114.5665
| 12117 | 1866.942 | 1114.5665
| 12118 | 1866.8738 | 1114.5665
| 12119 | 1866.8136 | 1114.5665
| 12120 | 1866.7568 | 1114.5665
| 12121 | 1866.7065 | 1114.5665
| 12122 | 1866.6683 | 1114.5665
| 12123 | 1866.5999 | 1114.5665
| 12124 | 1866.5238 | 1114.5665
| 12125 | 1866.474 | 1114.5665
| 12126 | 1866.4155 | 1114.5665
| 12127 | 1866.34 | 1114.5665
| 12128 | 1866.2652 | 1114.5665
| 12129 | 1866.212 | 1114.5665
| 12130 | 1866.1696 | 1114.5665
| 12131 | 1866.1086 | 1114.5665
| 12132 | 1866.0717 | 1114.5665
| 12133 | 1866.0312 | 1114.5665
| 12134 | 1865.9714 | 1114.5665
| 12135 | 1865.9154 | 1114.5665
| 12136 | 1865.8561 | 1114.5665
| 12137 | 1865.7943 | 1114.5665
| 12138 | 1865.7419 | 1114.5665
| 12139 | 1865.6863 | 1114.5665
| 12140 | 1865.6343 | 1114.5665
| 12141 | 1865.5885 | 1114.5665
| 12142 | 1865.5341 | 1114.5665
| 12143 | 1865.4848 | 1114.5665
| 12144 | 1865.4519 | 1114.5665
| 12145 | 1865.3786 | 1114.5665
| 12146 | 1865.2896 | 1114.5665
| 12147 | 1865.2306 | 1114.5665
| 12148 | 1865.1658 | 1114.5665
| 12149 | 1865.123 | 1114.5665
| 12150 | 1865.0666 | 1114.5665
| 12151 | 1865.0251 | 1114.5665
| 12152 | 1864.96 | 1114.5665
| 12153 | 1864.9087 | 1114.5665
| 12154 | 1864.8536 | 1114.5665
| 12155 | 1864.7867 | 1114.5665
| 12156 | 1864.7174 | 1114.5665
| 12157 | 1864.6693 | 1114.5665
| 12158 | 1864.6144 | 1114.5665
| 12159 | 1864.5791 | 1114.5665
| 12160 | 1864.5139 | 1114.5665
| 12161 | 1864.4751 | 1114.5665
| 12162 | 1864.4161 | 1114.5665
| 12163 | 1864.3537 | 1114.5665
| 12164 | 1864.2994 | 1114.5665
| 12165 | 1864.2032 | 1114.5665
| 12166 | 1864.1699 | 1114.5665
| 12167 | 1864.1244 | 1114.5665
| 12168 | 1864.0699 | 1114.5665
| 12169 | 1864.016 | 1114.5665
| 12170 | 1863.941 | 1114.5665
| 12171 | 1863.8886 | 1114.5665
| 12172 | 1863.8372 | 1114.5665
| 12173 | 1863.7645 | 1114.5665
| 12174 | 1863.7025 | 1114.5665
| 12175 | 1863.6276 | 1114.5665
| 12176 | 1863.5707 | 1114.5665
| 12177 | 1863.5227 | 1114.5665
| 12178 | 1863.4998 | 1114.5665
| 12179 | 1863.4201 | 1114.5665
| 12180 | 1863.3699 | 1114.5665
| 12181 | 1863.3321 | 1114.5665
| 12182 | 1863.2885 | 1114.5665
| 12183 | 1863.2445 | 1114.5665
| 12184 | 1863.1871 | 1114.5665
| 12185 | 1863.1595 | 1114.5665
| 12186 | 1863.0806 | 1114.5665
| 12187 | 1863.0017 | 1114.5665
| 12188 | 1862.9505 | 1114.5665
| 12189 | 1862.8711 | 1114.5665
| 12190 | 1862.8445 | 1114.5665
| 12191 | 1862.7813 | 1114.5665
| 12192 | 1862.7313 | 1114.5665
| 12193 | 1862.6789 | 1114.5665
| 12194 | 1862.5977 | 1114.5665
| 12195 | 1862.5581 | 1114.5665
| 12196 | 1862.5241 | 1114.5665
| 12197 | 1862.48 | 1114.5665
| 12198 | 1862.4531 | 1114.5665
| 12199 | 1862.3899 | 1114.5665
| 12200 | 1862.3488 | 1114.5665
| 12201 | 1862.3053 | 1114.5665
| 12202 | 1862.2533 | 1114.5665
| 12203 | 1862.2064 | 1114.5665
| 12204 | 1862.1461 | 1114.5665
| 12205 | 1862.1147 | 1114.5665
| 12206 | 1862.0765 | 1114.5665
| 12207 | 1862.0367 | 1114.5665
| 12208 | 1861.9872 | 1114.5665
| 12209 | 1861.9482 | 1114.5665
| 12210 | 1861.8996 | 1114.5665
| 12211 | 1861.8447 | 1114.5665
| 12212 | 1861.7747 | 1114.5665
| 12213 | 1861.7119 | 1114.5665
| 12214 | 1861.6462 | 1114.5665
| 12215 | 1861.6021 | 1114.5665
| 12216 | 1861.5381 | 1114.5665
| 12217 | 1861.4881 | 1114.5665
| 12218 | 1861.431 | 1114.5665
| 12219 | 1861.4011 | 1114.5665
| 12220 | 1861.3251 | 1114.5665
| 12221 | 1861.2692 | 1114.5665
| 12222 | 1861.2073 | 1114.5665
| 12223 | 1861.1661 | 1114.5665
| 12224 | 1861.1233 | 1114.5665
| 12225 | 1861.0462 | 1114.5665
| 12226 | 1860.9955 | 1114.5665
| 12227 | 1860.9403 | 1114.5665
| 12228 | 1860.8876 | 1114.5665
| 12229 | 1860.8106 | 1114.5665
| 12230 | 1860.7392 | 1114.5665
| 12231 | 1860.7053 | 1114.5665
| 12232 | 1860.6602 | 1114.5665
| 12233 | 1860.6246 | 1114.5665
| 12234 | 1860.5675 | 1114.5665
| 12235 | 1860.5023 | 1114.5665
| 12236 | 1860.4582 | 1114.5665
| 12237 | 1860.3992 | 1114.5665
| 12238 | 1860.3074 | 1114.5665
| 12239 | 1860.2509 | 1114.5665
| 12240 | 1860.1939 | 1114.5665
| 12241 | 1860.1357 | 1114.5665
| 12242 | 1860.0722 | 1114.5665
| 12243 | 1860.0333 | 1114.5665
| 12244 | 1859.9788 | 1114.5665
| 12245 | 1859.8965 | 1114.5665
| 12246 | 1859.8497 | 1114.5665
| 12247 | 1859.8064 | 1114.5665
| 12248 | 1859.7561 | 1114.5665
| 12249 | 1859.6978 | 1114.5665
| 12250 | 1859.6495 | 1114.5665
| 12251 | 1859.6076 | 1114.5665
| 12252 | 1859.5636 | 1114.5665
| 12253 | 1859.48 | 1114.5665
| 12254 | 1859.4383 | 1114.5665
| 12255 | 1859.3879 | 1114.5665
| 12256 | 1859.3515 | 1114.5665
| 12257 | 1859.3059 | 1114.5665
| 12258 | 1859.2575 | 1114.5665
| 12259 | 1859.198 | 1114.5665
| 12260 | 1859.1331 | 1114.5665
| 12261 | 1859.0743 | 1114.5665
| 12262 | 1859.0328 | 1114.5665
| 12263 | 1858.9935 | 1114.5665
| 12264 | 1858.9447 | 1114.5665
| 12265 | 1858.9036 | 1114.5665
| 12266 | 1858.8686 | 1114.5665
| 12267 | 1858.8209 | 1114.5665
| 12268 | 1858.7638 | 1114.5665
| 12269 | 1858.733 | 1114.5665
| 12270 | 1858.685 | 1114.5665
| 12271 | 1858.6498 | 1114.5665
| 12272 | 1858.5709 | 1114.5665
| 12273 | 1858.525 | 1114.5665
| 12274 | 1858.469 | 1114.5665
| 12275 | 1858.4098 | 1114.5665
| 12276 | 1858.3326 | 1114.5665
| 12277 | 1858.2544 | 1114.5665
| 12278 | 1858.2138 | 1114.5665
| 12279 | 1858.1618 | 1114.5665
| 12280 | 1858.1228 | 1114.5665
| 12281 | 1858.0522 | 1114.5665
| 12282 | 1858.0109 | 1114.5665
| 12283 | 1857.9757 | 1114.5665
| 12284 | 1857.9275 | 1114.5665
| 12285 | 1857.8521 | 1114.5665
| 12286 | 1857.8314 | 1114.5665
| 12287 | 1857.7887 | 1114.5665
| 12288 | 1857.7367 | 1114.5665
| 12289 | 1857.6939 | 1114.5665
| 12290 | 1857.6534 | 1114.5665
| 12291 | 1857.5963 | 1114.5665
| 12292 | 1857.5571 | 1114.5665
| 12293 | 1857.4956 | 1114.5665
| 12294 | 1857.4429 | 1114.5665
| 12295 | 1857.3873 | 1114.5665
| 12296 | 1857.3487 | 1114.5665
| 12297 | 1857.2689 | 1114.5665
| 12298 | 1857.2207 | 1114.5665
| 12299 | 1857.1553 | 1114.5665
| 12300 | 1857.0912 | 1114.5665
| 12301 | 1857.0217 | 1114.5665
| 12302 | 1856.9741 | 1114.5665
| 12303 | 1856.9323 | 1114.5665
| 12304 | 1856.8662 | 1114.5665
| 12305 | 1856.7985 | 1114.5665
| 12306 | 1856.7398 | 1114.5665
| 12307 | 1856.6737 | 1114.5665
| 12308 | 1856.6493 | 1114.5665
| 12309 | 1856.5657 | 1114.5665
| 12310 | 1856.5305 | 1114.5665
| 12311 | 1856.495 | 1114.5665
| 12312 | 1856.4562 | 1114.5665
| 12313 | 1856.4073 | 1114.5665
| 12314 | 1856.3549 | 1114.5665
| 12315 | 1856.2823 | 1114.5665
| 12316 | 1856.2253 | 1114.5665
| 12317 | 1856.1632 | 1114.5665
| 12318 | 1856.0971 | 1114.5665
| 12319 | 1856.0493 | 1114.5665
| 12320 | 1855.9978 | 1114.5665
| 12321 | 1855.9409 | 1114.5665
| 12322 | 1855.8848 | 1114.5665
| 12323 | 1855.8235 | 1114.5665
| 12324 | 1855.7633 | 1114.5665
| 12325 | 1855.7259 | 1114.5665
| 12326 | 1855.6691 | 1114.5665
| 12327 | 1855.5897 | 1114.5665
| 12328 | 1855.4999 | 1114.5665
| 12329 | 1855.4504 | 1114.5665
| 12330 | 1855.3818 | 1114.5665
| 12331 | 1855.2999 | 1114.5665
| 12332 | 1855.2199 | 1114.5665
| 12333 | 1855.1597 | 1114.5665
| 12334 | 1855.0944 | 1114.5665
| 12335 | 1855.033 | 1114.5665
| 12336 | 1854.9699 | 1114.5665
| 12337 | 1854.8994 | 1114.5665
| 12338 | 1854.8362 | 1114.5665
| 12339 | 1854.7668 | 1114.5665
| 12340 | 1854.7191 | 1114.5665
| 12341 | 1854.6695 | 1114.5665
| 12342 | 1854.5742 | 1114.5665
| 12343 | 1854.5045 | 1114.5665
| 12344 | 1854.4304 | 1114.5665
| 12345 | 1854.3655 | 1114.5665
| 12346 | 1854.3227 | 1114.5665
| 12347 | 1854.2312 | 1114.5665
| 12348 | 1854.1521 | 1114.5665
| 12349 | 1854.1129 | 1114.5665
| 12350 | 1854.0661 | 1114.5665
| 12351 | 1854.0012 | 1114.5665
| 12352 | 1853.9351 | 1114.5665
| 12353 | 1853.8873 | 1114.5665
| 12354 | 1853.8478 | 1114.5665
| 12355 | 1853.7944 | 1114.5665
| 12356 | 1853.7551 | 1114.5665
| 12357 | 1853.7111 | 1114.5665
| 12358 | 1853.6109 | 1114.5665
| 12359 | 1853.5444 | 1114.5665
| 12360 | 1853.4835 | 1114.5665
| 12361 | 1853.4175 | 1114.5665
| 12362 | 1853.3584 | 1114.5665
| 12363 | 1853.292 | 1114.5665
| 12364 | 1853.2076 | 1114.5665
| 12365 | 1853.1151 | 1114.5665
| 12366 | 1853.0699 | 1114.5665
| 12367 | 1853.0312 | 1114.5665
| 12368 | 1852.956 | 1114.5665
| 12369 | 1852.8882 | 1114.5665
| 12370 | 1852.8243 | 1114.5665
| 12371 | 1852.7559 | 1114.5665
| 12372 | 1852.6725 | 1114.5665
| 12373 | 1852.614 | 1114.5665
| 12374 | 1852.5439 | 1114.5665
| 12375 | 1852.4654 | 1114.5665
| 12376 | 1852.4272 | 1114.5665
| 12377 | 1852.4017 | 1114.5665
| 12378 | 1852.3371 | 1114.5665
| 12379 | 1852.2843 | 1114.5665
| 12380 | 1852.2095 | 1114.5665
| 12381 | 1852.1487 | 1114.5665
| 12382 | 1852.0851 | 1114.5665
| 12383 | 1852.0403 | 1114.5665
| 12384 | 1851.9883 | 1114.5665
| 12385 | 1851.9304 | 1114.5665
| 12386 | 1851.8183 | 1114.5665
| 12387 | 1851.7423 | 1114.5665
| 12388 | 1851.6816 | 1114.5665
| 12389 | 1851.638 | 1114.5665
| 12390 | 1851.5609 | 1114.5665
| 12391 | 1851.4881 | 1114.5665
| 12392 | 1851.4578 | 1114.5665
| 12393 | 1851.3848 | 1114.5665
| 12394 | 1851.3613 | 1114.5665
| 12395 | 1851.2756 | 1114.5665
| 12396 | 1851.2313 | 1114.5665
| 12397 | 1851.1727 | 1114.5665
| 12398 | 1851.1207 | 1114.5665
| 12399 | 1851.0756 | 1114.5665
| 12400 | 1851.0326 | 1114.5665
| 12401 | 1850.9837 | 1114.5665
| 12402 | 1850.9318 | 1114.5665
| 12403 | 1850.8293 | 1114.5665
| 12404 | 1850.7866 | 1114.5665
| 12405 | 1850.7185 | 1114.5665
| 12406 | 1850.6641 | 1114.5665
| 12407 | 1850.5924 | 1114.5665
| 12408 | 1850.5454 | 1114.5665
| 12409 | 1850.4454 | 1114.5665
| 12410 | 1850.3945 | 1114.5665
| 12411 | 1850.3335 | 1114.5665
| 12412 | 1850.255 | 1114.5665
| 12413 | 1850.2298 | 1114.5665
| 12414 | 1850.1393 | 1114.5665
| 12415 | 1850.0625 | 1114.5665
| 12416 | 1850.0012 | 1114.5665
| 12417 | 1849.9506 | 1114.5665
| 12418 | 1849.8732 | 1114.5665
| 12419 | 1849.8185 | 1114.5665
| 12420 | 1849.7301 | 1114.5665
| 12421 | 1849.6877 | 1114.5665
| 12422 | 1849.6229 | 1114.5665
| 12423 | 1849.5618 | 1114.5665
| 12424 | 1849.5176 | 1114.5665
| 12425 | 1849.4632 | 1114.5665
| 12426 | 1849.4292 | 1114.5665
| 12427 | 1849.3916 | 1114.5665
| 12428 | 1849.3375 | 1114.5665
| 12429 | 1849.2912 | 1114.5665
| 12430 | 1849.2104 | 1114.5665
| 12431 | 1849.1512 | 1114.5665
| 12432 | 1849.12 | 1114.5665
| 12433 | 1849.0471 | 1114.5665
| 12434 | 1848.9523 | 1114.5665
| 12435 | 1848.8906 | 1114.5665
| 12436 | 1848.8543 | 1114.5665
| 12437 | 1848.8109 | 1114.5665
| 12438 | 1848.7569 | 1114.5665
| 12439 | 1848.6892 | 1114.5665
| 12440 | 1848.6216 | 1114.5665
| 12441 | 1848.5506 | 1114.5665
| 12442 | 1848.448 | 1114.5665
| 12443 | 1848.4062 | 1114.5665
| 12444 | 1848.373 | 1114.5665
| 12445 | 1848.3275 | 1114.5665
| 12446 | 1848.2583 | 1114.5665
| 12447 | 1848.1929 | 1114.5665
| 12448 | 1848.1286 | 1114.5665
| 12449 | 1848.0699 | 1114.5665
| 12450 | 1847.9932 | 1114.5665
| 12451 | 1847.9395 | 1114.5665
| 12452 | 1847.8863 | 1114.5665
| 12453 | 1847.8306 | 1114.5665
| 12454 | 1847.789 | 1114.5665
| 12455 | 1847.7328 | 1114.5665
| 12456 | 1847.6683 | 1114.5665
| 12457 | 1847.608 | 1114.5665
| 12458 | 1847.5084 | 1114.5665
| 12459 | 1847.4489 | 1114.5665
| 12460 | 1847.3925 | 1114.5665
| 12461 | 1847.3262 | 1114.5665
| 12462 | 1847.2529 | 1114.5665
| 12463 | 1847.2101 | 1114.5665
| 12464 | 1847.1528 | 1114.5665
| 12465 | 1847.0863 | 1114.5665
| 12466 | 1847.0445 | 1114.5665
| 12467 | 1846.9569 | 1114.5665
| 12468 | 1846.8961 | 1114.5665
| 12469 | 1846.8424 | 1114.5665
| 12470 | 1846.7723 | 1114.5665
| 12471 | 1846.7347 | 1114.5665
| 12472 | 1846.6589 | 1114.5665
| 12473 | 1846.5942 | 1114.5665
| 12474 | 1846.5307 | 1114.5665
| 12475 | 1846.4887 | 1114.5665
| 12476 | 1846.4258 | 1114.5665
| 12477 | 1846.3461 | 1114.5665
| 12478 | 1846.2903 | 1114.5665
| 12479 | 1846.1976 | 1114.5665
| 12480 | 1846.0716 | 1114.5665
| 12481 | 1846.0379 | 1114.5665
| 12482 | 1845.9825 | 1114.5665
| 12483 | 1845.9236 | 1114.5665
| 12484 | 1845.8587 | 1114.5665
| 12485 | 1845.7948 | 1114.5665
| 12486 | 1845.7307 | 1114.5665
| 12487 | 1845.6846 | 1114.5665
| 12488 | 1845.6126 | 1114.5665
| 12489 | 1845.5664 | 1114.5665
| 12490 | 1845.4889 | 1114.5665
| 12491 | 1845.4233 | 1114.5665
| 12492 | 1845.3548 | 1114.5665
| 12493 | 1845.2989 | 1114.5665
| 12494 | 1845.1937 | 1114.5665
| 12495 | 1845.1261 | 1114.5665
| 12496 | 1845.0718 | 1114.5665
| 12497 | 1845.0086 | 1114.5665
| 12498 | 1844.9453 | 1114.5665
| 12499 | 1844.892 | 1114.5665
| 12500 | 1844.8267 | 1114.5665
| 12501 | 1844.7668 | 1114.5665
| 12502 | 1844.6931 | 1114.5665
| 12503 | 1844.6492 | 1114.5665
| 12504 | 1844.5877 | 1114.5665
| 12505 | 1844.5462 | 1114.5665
| 12506 | 1844.507 | 1114.5665
| 12507 | 1844.4408 | 1114.5665
| 12508 | 1844.3898 | 1114.5665
| 12509 | 1844.3481 | 1114.5665
| 12510 | 1844.2922 | 1114.5665
| 12511 | 1844.2323 | 1114.5665
| 12512 | 1844.1561 | 1114.5665
| 12513 | 1844.0781 | 1114.5665
| 12514 | 1844.0215 | 1114.5665
| 12515 | 1843.9672 | 1114.5665
| 12516 | 1843.8705 | 1114.5665
| 12517 | 1843.8042 | 1114.5665
| 12518 | 1843.7623 | 1114.5665
| 12519 | 1843.6858 | 1114.5665
| 12520 | 1843.609 | 1114.5665
| 12521 | 1843.546 | 1114.5665
| 12522 | 1843.4682 | 1114.5665
| 12523 | 1843.4451 | 1114.5665
| 12524 | 1843.3846 | 1114.5665
| 12525 | 1843.3511 | 1114.5665
| 12526 | 1843.3005 | 1114.5665
| 12527 | 1843.205 | 1114.5665
| 12528 | 1843.1366 | 1114.5665
| 12529 | 1843.0544 | 1114.5665
| 12530 | 1843.003 | 1114.5665
| 12531 | 1842.9634 | 1114.5665
| 12532 | 1842.9296 | 1114.5665
| 12533 | 1842.8259 | 1114.5665
| 12534 | 1842.7513 | 1114.5665
| 12535 | 1842.6688 | 1114.5665
| 12536 | 1842.636 | 1114.5665
| 12537 | 1842.5482 | 1114.5665
| 12538 | 1842.5001 | 1114.5665
| 12539 | 1842.4218 | 1114.5665
| 12540 | 1842.3183 | 1114.5665
| 12541 | 1842.2274 | 1114.5665
| 12542 | 1842.1593 | 1114.5665
| 12543 | 1842.0966 | 1114.5665
| 12544 | 1842.0372 | 1114.5665
| 12545 | 1841.9693 | 1114.5665
| 12546 | 1841.9085 | 1114.5665
| 12547 | 1841.8492 | 1114.5665
| 12548 | 1841.7727 | 1114.5665
| 12549 | 1841.7251 | 1114.5665
| 12550 | 1841.676 | 1114.5665
| 12551 | 1841.6152 | 1114.5665
| 12552 | 1841.5579 | 1114.5665
| 12553 | 1841.5158 | 1114.5665
| 12554 | 1841.4716 | 1114.5665
| 12555 | 1841.4208 | 1114.5665
| 12556 | 1841.3593 | 1114.5665
| 12557 | 1841.2635 | 1114.5665
| 12558 | 1841.1893 | 1114.5665
| 12559 | 1841.1291 | 1114.5665
| 12560 | 1841.0587 | 1114.5665
| 12561 | 1841.0053 | 1114.5665
| 12562 | 1840.9005 | 1114.5665
| 12563 | 1840.8556 | 1114.5665
| 12564 | 1840.807 | 1114.5665
| 12565 | 1840.7519 | 1114.5665
| 12566 | 1840.6951 | 1114.5665
| 12567 | 1840.6258 | 1114.5665
| 12568 | 1840.5638 | 1114.5665
| 12569 | 1840.4965 | 1114.5665
| 12570 | 1840.4599 | 1114.5665
| 12571 | 1840.4228 | 1114.5665
| 12572 | 1840.3442 | 1114.5665
| 12573 | 1840.29 | 1114.5665
| 12574 | 1840.2621 | 1114.5665
| 12575 | 1840.207 | 1114.5665
| 12576 | 1840.1493 | 1114.5665
| 12577 | 1840.0625 | 1114.5665
| 12578 | 1839.9943 | 1114.5665
| 12579 | 1839.9261 | 1114.5665
| 12580 | 1839.8153 | 1114.5665
| 12581 | 1839.7294 | 1114.5665
| 12582 | 1839.6642 | 1114.5665
| 12583 | 1839.608 | 1114.5665
| 12584 | 1839.5508 | 1114.5665
| 12585 | 1839.4703 | 1114.5665
| 12586 | 1839.3514 | 1114.5665
| 12587 | 1839.3142 | 1114.5665
| 12588 | 1839.2501 | 1114.5665
| 12589 | 1839.1908 | 1114.5665
| 12590 | 1839.1349 | 1114.5665
| 12591 | 1839.0551 | 1114.5665
| 12592 | 1838.9771 | 1114.5665
| 12593 | 1838.9351 | 1114.5665
| 12594 | 1838.8867 | 1114.5665
| 12595 | 1838.8233 | 1114.5665
| 12596 | 1838.7636 | 1114.5665
| 12597 | 1838.7074 | 1114.5665
| 12598 | 1838.6577 | 1114.5665
| 12599 | 1838.5897 | 1114.5665
| 12600 | 1838.508 | 1114.5665
| 12601 | 1838.4313 | 1114.5665
| 12602 | 1838.3736 | 1114.5665
| 12603 | 1838.2766 | 1114.5665
| 12604 | 1838.1737 | 1114.5665
| 12605 | 1838.11 | 1114.5665
| 12606 | 1838.0466 | 1114.5665
| 12607 | 1837.9512 | 1114.5665
| 12608 | 1837.8597 | 1114.5665
| 12609 | 1837.821 | 1114.5665
| 12610 | 1837.7326 | 1114.5665
| 12611 | 1837.6975 | 1114.5665
| 12612 | 1837.6387 | 1114.5665
| 12613 | 1837.585 | 1114.5665
| 12614 | 1837.4869 | 1114.5665
| 12615 | 1837.4208 | 1114.5665
| 12616 | 1837.3567 | 1114.5665
| 12617 | 1837.2939 | 1114.5665
| 12618 | 1837.1911 | 1114.5665
| 12619 | 1837.1127 | 1114.5665
| 12620 | 1837.0445 | 1114.5665
| 12621 | 1836.983 | 1114.5665
| 12622 | 1836.8728 | 1114.5665
| 12623 | 1836.7966 | 1114.5665
| 12624 | 1836.7373 | 1114.5665
| 12625 | 1836.701 | 1114.5665
| 12626 | 1836.6243 | 1114.5665
| 12627 | 1836.5739 | 1114.5665
| 12628 | 1836.5208 | 1114.5665
| 12629 | 1836.4829 | 1114.5665
| 12630 | 1836.404 | 1114.5665
| 12631 | 1836.3278 | 1114.5665
| 12632 | 1836.2691 | 1114.5665
| 12633 | 1836.1782 | 1114.5665
| 12634 | 1836.1182 | 1114.5665
| 12635 | 1836.0502 | 1114.5665
| 12636 | 1836.0206 | 1114.5665
| 12637 | 1835.9765 | 1114.5665
| 12638 | 1835.9375 | 1114.5665
| 12639 | 1835.8582 | 1114.5665
| 12640 | 1835.7857 | 1114.5665
| 12641 | 1835.7408 | 1114.5665
| 12642 | 1835.6687 | 1114.5665
| 12643 | 1835.5765 | 1114.5665
| 12644 | 1835.502 | 1114.5665
| 12645 | 1835.4514 | 1114.5665
| 12646 | 1835.3945 | 1114.5665
| 12647 | 1835.334 | 1114.5665
| 12648 | 1835.2657 | 1114.5665
| 12649 | 1835.1758 | 1114.5665
| 12650 | 1835.102 | 1114.5665
| 12651 | 1835.0479 | 1114.5665
| 12652 | 1834.9647 | 1114.5665
| 12653 | 1834.8847 | 1114.5665
| 12654 | 1834.8265 | 1114.5665
| 12655 | 1834.7632 | 1114.5665
| 12656 | 1834.7046 | 1114.5665
| 12657 | 1834.6227 | 1114.5665
| 12658 | 1834.5651 | 1114.5665
| 12659 | 1834.5005 | 1114.5665
| 12660 | 1834.4471 | 1114.5665
| 12661 | 1834.3637 | 1114.5665
| 12662 | 1834.2851 | 1114.5665
| 12663 | 1834.2256 | 1114.5665
| 12664 | 1834.1509 | 1114.5665
| 12665 | 1834.0937 | 1114.5665
| 12666 | 1834.0254 | 1114.5665
| 12667 | 1833.9559 | 1114.5665
| 12668 | 1833.8752 | 1114.5665
| 12669 | 1833.8136 | 1114.5665
| 12670 | 1833.7862 | 1114.5665
| 12671 | 1833.7228 | 1114.5665
| 12672 | 1833.6464 | 1114.5665
| 12673 | 1833.5766 | 1114.5665
| 12674 | 1833.4949 | 1114.5665
| 12675 | 1833.4359 | 1114.5665
| 12676 | 1833.4087 | 1114.5665
| 12677 | 1833.287 | 1114.5665
| 12678 | 1833.2215 | 1114.5665
| 12679 | 1833.1333 | 1114.5665
| 12680 | 1833.0663 | 1114.5665
| 12681 | 1832.9898 | 1114.5665
| 12682 | 1832.9476 | 1114.5665
| 12683 | 1832.8913 | 1114.5665
| 12684 | 1832.8106 | 1114.5665
| 12685 | 1832.7698 | 1114.5665
| 12686 | 1832.6752 | 1114.5665
| 12687 | 1832.6218 | 1114.5665
| 12688 | 1832.5605 | 1114.5665
| 12689 | 1832.4832 | 1114.5665
| 12690 | 1832.443 | 1114.5665
| 12691 | 1832.3914 | 1114.5665
| 12692 | 1832.325 | 1114.5665
| 12693 | 1832.2252 | 1114.5665
| 12694 | 1832.1295 | 1114.5665
| 12695 | 1832.0405 | 1114.5665
| 12696 | 1831.9881 | 1114.5665
| 12697 | 1831.9059 | 1114.5665
| 12698 | 1831.8352 | 1114.5665
| 12699 | 1831.7622 | 1114.5665
| 12700 | 1831.7112 | 1114.5665
| 12701 | 1831.6713 | 1114.5665
| 12702 | 1831.5871 | 1114.5665
| 12703 | 1831.5305 | 1114.5665
| 12704 | 1831.4814 | 1114.5665
| 12705 | 1831.4469 | 1114.5665
| 12706 | 1831.3789 | 1114.5665
| 12707 | 1831.3071 | 1114.5665
| 12708 | 1831.2454 | 1114.5665
| 12709 | 1831.1368 | 1114.5665
| 12710 | 1831.0562 | 1114.5665
| 12711 | 1830.9838 | 1114.5665
| 12712 | 1830.8605 | 1114.5665
| 12713 | 1830.8085 | 1114.5665
| 12714 | 1830.6999 | 1114.5665
| 12715 | 1830.6249 | 1114.5665
| 12716 | 1830.5421 | 1114.5665
| 12717 | 1830.4661 | 1114.5665
| 12718 | 1830.3967 | 1114.5665
| 12719 | 1830.3465 | 1114.5665
| 12720 | 1830.248 | 1114.5665
| 12721 | 1830.1929 | 1114.5665
| 12722 | 1830.1197 | 1114.5665
| 12723 | 1830.0607 | 1114.5665
| 12724 | 1829.9916 | 1114.5665
| 12725 | 1829.9204 | 1114.5665
| 12726 | 1829.8307 | 1114.5665
| 12727 | 1829.755 | 1114.5665
| 12728 | 1829.7074 | 1114.5665
| 12729 | 1829.64 | 1114.5665
| 12730 | 1829.5719 | 1114.5665
| 12731 | 1829.502 | 1114.5665
| 12732 | 1829.375 | 1114.5665
| 12733 | 1829.2909 | 1114.5665
| 12734 | 1829.2238 | 1114.5665
| 12735 | 1829.1606 | 1114.5665
| 12736 | 1829.0761 | 1114.5665
| 12737 | 1828.9458 | 1114.5665
| 12738 | 1828.8896 | 1114.5665
| 12739 | 1828.8321 | 1114.5665
| 12740 | 1828.7755 | 1114.5665
| 12741 | 1828.7168 | 1114.5665
| 12742 | 1828.651 | 1114.5665
| 12743 | 1828.5859 | 1114.5665
| 12744 | 1828.5423 | 1114.5665
| 12745 | 1828.4629 | 1114.5665
| 12746 | 1828.4094 | 1114.5665
| 12747 | 1828.3226 | 1114.5665
| 12748 | 1828.2264 | 1114.5665
| 12749 | 1828.1291 | 1114.5665
| 12750 | 1828.0433 | 1114.5665
| 12751 | 1827.9834 | 1114.5665
| 12752 | 1827.9397 | 1114.5665
| 12753 | 1827.8755 | 1114.5665
| 12754 | 1827.7715 | 1114.5665
| 12755 | 1827.7018 | 1114.5665
| 12756 | 1827.6169 | 1114.5665
| 12757 | 1827.5081 | 1114.5665
| 12758 | 1827.4245 | 1114.5665
| 12759 | 1827.3583 | 1114.5665
| 12760 | 1827.3058 | 1114.5665
| 12761 | 1827.2198 | 1114.5665
| 12762 | 1827.1744 | 1114.5665
| 12763 | 1827.13 | 1114.5665
| 12764 | 1827.0369 | 1114.5665
| 12765 | 1826.9565 | 1114.5665
| 12766 | 1826.9028 | 1114.5665
| 12767 | 1826.8413 | 1114.5665
| 12768 | 1826.7762 | 1114.5665
| 12769 | 1826.7041 | 1114.5665
| 12770 | 1826.6339 | 1114.5665
| 12771 | 1826.5662 | 1114.5665
| 12772 | 1826.4755 | 1114.5665
| 12773 | 1826.3899 | 1114.5665
| 12774 | 1826.3419 | 1114.5665
| 12775 | 1826.2849 | 1114.5665
| 12776 | 1826.1818 | 1114.5665
| 12777 | 1826.0618 | 1114.5665
| 12778 | 1826.0041 | 1114.5665
| 12779 | 1825.95 | 1114.5665
| 12780 | 1825.8781 | 1114.5665
| 12781 | 1825.8033 | 1114.5665
| 12782 | 1825.7432 | 1114.5665
| 12783 | 1825.6862 | 1114.5665
| 12784 | 1825.6027 | 1114.5665
| 12785 | 1825.4978 | 1114.5665
| 12786 | 1825.4486 | 1114.5665
| 12787 | 1825.3557 | 1114.5665
| 12788 | 1825.3174 | 1114.5665
| 12789 | 1825.2551 | 1114.5665
| 12790 | 1825.1359 | 1114.5665
| 12791 | 1825.0788 | 1114.5665
| 12792 | 1825.0084 | 1114.5665
| 12793 | 1824.9501 | 1114.5665
| 12794 | 1824.8949 | 1114.5665
| 12795 | 1824.813 | 1114.5665
| 12796 | 1824.7416 | 1114.5665
| 12797 | 1824.6918 | 1114.5665
| 12798 | 1824.6316 | 1114.5665
| 12799 | 1824.5596 | 1114.5665
| 12800 | 1824.4736 | 1114.5665
| 12801 | 1824.3858 | 1114.5665
| 12802 | 1824.3191 | 1114.5665
| 12803 | 1824.273 | 1114.5665
| 12804 | 1824.2094 | 1114.5665
| 12805 | 1824.1549 | 1114.5665
| 12806 | 1824.0574 | 1114.5665
| 12807 | 1823.9664 | 1114.5665
| 12808 | 1823.9021 | 1114.5665
| 12809 | 1823.8257 | 1114.5665
| 12810 | 1823.7664 | 1114.5665
| 12811 | 1823.6752 | 1114.5665
| 12812 | 1823.5962 | 1114.5665
| 12813 | 1823.5339 | 1114.5665
| 12814 | 1823.4342 | 1114.5665
| 12815 | 1823.3602 | 1114.5665
| 12816 | 1823.2936 | 1114.5665
| 12817 | 1823.2406 | 1114.5665
| 12818 | 1823.1759 | 1114.5665
| 12819 | 1823.1071 | 1114.5665
| 12820 | 1822.9962 | 1114.5665
| 12821 | 1822.8958 | 1114.5665
| 12822 | 1822.8295 | 1114.5665
| 12823 | 1822.7682 | 1114.5665
| 12824 | 1822.6873 | 1114.5665
| 12825 | 1822.6379 | 1114.5665
| 12826 | 1822.5618 | 1114.5665
| 12827 | 1822.5039 | 1114.5665
| 12828 | 1822.427 | 1114.5665
| 12829 | 1822.36 | 1114.5665
| 12830 | 1822.2876 | 1114.5665
| 12831 | 1822.2251 | 1114.5665
| 12832 | 1822.1413 | 1114.5665
| 12833 | 1822.0751 | 1114.5665
| 12834 | 1821.971 | 1114.5665
| 12835 | 1821.9035 | 1114.5665
| 12836 | 1821.819 | 1114.5665
| 12837 | 1821.7188 | 1114.5665
| 12838 | 1821.653 | 1114.5665
| 12839 | 1821.5543 | 1114.5665
| 12840 | 1821.509 | 1114.5665
| 12841 | 1821.3993 | 1114.5665
| 12842 | 1821.3221 | 1114.5665
| 12843 | 1821.23 | 1114.5665
| 12844 | 1821.1434 | 1114.5665
| 12845 | 1821.1025 | 1114.5665
| 12846 | 1821.0316 | 1114.5665
| 12847 | 1820.9011 | 1114.5665
| 12848 | 1820.7822 | 1114.5665
| 12849 | 1820.7092 | 1114.5665
| 12850 | 1820.6619 | 1114.5665
| 12851 | 1820.5839 | 1114.5665
| 12852 | 1820.4968 | 1114.5665
| 12853 | 1820.3984 | 1114.5665
| 12854 | 1820.3135 | 1114.5665
| 12855 | 1820.2183 | 1114.5665
| 12856 | 1820.1794 | 1114.5665
| 12857 | 1820.0672 | 1114.5665
| 12858 | 1819.9843 | 1114.5665
| 12859 | 1819.9293 | 1114.5665
| 12860 | 1819.8861 | 1114.5665
| 12861 | 1819.7991 | 1114.5665
| 12862 | 1819.7409 | 1114.5665
| 12863 | 1819.6698 | 1114.5665
| 12864 | 1819.6271 | 1114.5665
| 12865 | 1819.5338 | 1114.5665
| 12866 | 1819.4649 | 1114.5665
| 12867 | 1819.4025 | 1114.5665
| 12868 | 1819.272 | 1114.5665
| 12869 | 1819.2159 | 1114.5665
| 12870 | 1819.1355 | 1114.5665
| 12871 | 1819.0661 | 1114.5665
| 12872 | 1818.9972 | 1114.5665
| 12873 | 1818.9268 | 1114.5665
| 12874 | 1818.8482 | 1114.5665
| 12875 | 1818.7746 | 1114.5665
| 12876 | 1818.7136 | 1114.5665
| 12877 | 1818.6448 | 1114.5665
| 12878 | 1818.5692 | 1114.5665
| 12879 | 1818.4788 | 1114.5665
| 12880 | 1818.4015 | 1114.5665
| 12881 | 1818.3549 | 1114.5665
| 12882 | 1818.248 | 1114.5665
| 12883 | 1818.1961 | 1114.5665
| 12884 | 1818.128 | 1114.5665
| 12885 | 1817.9628 | 1114.5665
| 12886 | 1817.8781 | 1114.5665
| 12887 | 1817.7864 | 1114.5665
| 12888 | 1817.732 | 1114.5665
| 12889 | 1817.617 | 1114.5665
| 12890 | 1817.4668 | 1114.5665
| 12891 | 1817.393 | 1114.5665
| 12892 | 1817.3062 | 1114.5665
| 12893 | 1817.2164 | 1114.5665
| 12894 | 1817.113 | 1114.5665
| 12895 | 1817.0384 | 1114.5665
| 12896 | 1816.9575 | 1114.5665
| 12897 | 1816.8679 | 1114.5665
| 12898 | 1816.7668 | 1114.5665
| 12899 | 1816.6908 | 1114.5665
| 12900 | 1816.5274 | 1114.5665
| 12901 | 1816.4652 | 1114.5665
| 12902 | 1816.3863 | 1114.5665
| 12903 | 1816.2699 | 1114.5665
| 12904 | 1816.213 | 1114.5665
| 12905 | 1816.1488 | 1114.5665
| 12906 | 1816.0782 | 1114.5665
| 12907 | 1815.9986 | 1114.5665
| 12908 | 1815.9241 | 1114.5665
| 12909 | 1815.8141 | 1114.5665
| 12910 | 1815.6972 | 1114.5665
| 12911 | 1815.5834 | 1114.5665
| 12912 | 1815.5405 | 1114.5665
| 12913 | 1815.473 | 1114.5665
| 12914 | 1815.3975 | 1114.5665
| 12915 | 1815.2688 | 1114.5665
| 12916 | 1815.1845 | 1114.5665
| 12917 | 1815.0724 | 1114.5665
| 12918 | 1815.0388 | 1114.5665
| 12919 | 1814.9486 | 1114.5665
| 12920 | 1814.8577 | 1114.5665
| 12921 | 1814.7871 | 1114.5665
| 12922 | 1814.7465 | 1114.5665
| 12923 | 1814.6525 | 1114.5665
| 12924 | 1814.4969 | 1114.5665
| 12925 | 1814.4164 | 1114.5665
| 12926 | 1814.3301 | 1114.5665
| 12927 | 1814.2398 | 1114.5665
| 12928 | 1814.1381 | 1114.5665
| 12929 | 1814.0662 | 1114.5665
| 12930 | 1813.9904 | 1114.5665
| 12931 | 1813.9427 | 1114.5665
| 12932 | 1813.8461 | 1114.5665
| 12933 | 1813.7933 | 1114.5665
| 12934 | 1813.6651 | 1114.5665
| 12935 | 1813.5489 | 1114.5665
| 12936 | 1813.4785 | 1114.5665
| 12937 | 1813.3767 | 1114.5665
| 12938 | 1813.2496 | 1114.5665
| 12939 | 1813.1883 | 1114.5665
| 12940 | 1813.1012 | 1114.5665
| 12941 | 1812.9951 | 1114.5665
| 12942 | 1812.8974 | 1114.5665
| 12943 | 1812.7877 | 1114.5665
| 12944 | 1812.7111 | 1114.5665
| 12945 | 1812.6492 | 1114.5665
| 12946 | 1812.5508 | 1114.5665
| 12947 | 1812.4098 | 1114.5665
| 12948 | 1812.3358 | 1114.5665
| 12949 | 1812.2696 | 1114.5665
| 12950 | 1812.1756 | 1114.5665
| 12951 | 1812.0591 | 1114.5665
| 12952 | 1811.9991 | 1114.5665
| 12953 | 1811.9296 | 1114.5665
| 12954 | 1811.8092 | 1114.5665
| 12955 | 1811.7543 | 1114.5665
| 12956 | 1811.653 | 1114.5665
| 12957 | 1811.5679 | 1114.5665
| 12958 | 1811.4548 | 1114.5665
| 12959 | 1811.3829 | 1114.5665
| 12960 | 1811.2956 | 1114.5665
| 12961 | 1811.2334 | 1114.5665
| 12962 | 1811.0955 | 1114.5665
| 12963 | 1811.0304 | 1114.5665
| 12964 | 1810.9754 | 1114.5665
| 12965 | 1810.8798 | 1114.5665
| 12966 | 1810.808 | 1114.5665
| 12967 | 1810.7446 | 1114.5665
| 12968 | 1810.6282 | 1114.5665
| 12969 | 1810.5184 | 1114.5665
| 12970 | 1810.4635 | 1114.5665
| 12971 | 1810.386 | 1114.5665
| 12972 | 1810.3054 | 1114.5665
| 12973 | 1810.2019 | 1114.5665
| 12974 | 1810.1286 | 1114.5665
| 12975 | 1810.089 | 1114.5665
| 12976 | 1809.9852 | 1114.5665
| 12977 | 1809.8912 | 1114.5665
| 12978 | 1809.8224 | 1114.5665
| 12979 | 1809.7426 | 1114.5665
| 12980 | 1809.6787 | 1114.5665
| 12981 | 1809.6075 | 1114.5665
| 12982 | 1809.5367 | 1114.5665
| 12983 | 1809.4766 | 1114.5665
| 12984 | 1809.3756 | 1114.5665
| 12985 | 1809.2868 | 1114.5665
| 12986 | 1809.2359 | 1114.5665
| 12987 | 1809.1659 | 1114.5665
| 12988 | 1809.0607 | 1114.5665
| 12989 | 1808.9571 | 1114.5665
| 12990 | 1808.8642 | 1114.5665
| 12991 | 1808.826 | 1114.5665
| 12992 | 1808.7103 | 1114.5665
| 12993 | 1808.601 | 1114.5665
| 12994 | 1808.5063 | 1114.5665
| 12995 | 1808.4383 | 1114.5665
| 12996 | 1808.3464 | 1114.5665
| 12997 | 1808.2548 | 1114.5665
| 12998 | 1808.1706 | 1114.5665
| 12999 | 1808.1136 | 1114.5665
| 13000 | 1808.0353 | 1114.5665
| 13001 | 1807.9351 | 1114.5665
| 13002 | 1807.8448 | 1114.5665
| 13003 | 1807.7391 | 1114.5665
| 13004 | 1807.6909 | 1114.5665
| 13005 | 1807.6496 | 1114.5665
| 13006 | 1807.558 | 1114.5665
| 13007 | 1807.4568 | 1114.5665
| 13008 | 1807.3909 | 1114.5665
| 13009 | 1807.2834 | 1114.5665
| 13010 | 1807.1966 | 1114.5665
| 13011 | 1807.137 | 1114.5665
| 13012 | 1807.079 | 1114.5665
| 13013 | 1806.9843 | 1114.5665
| 13014 | 1806.8697 | 1114.5665
| 13015 | 1806.797 | 1114.5665
| 13016 | 1806.6767 | 1114.5665
| 13017 | 1806.5794 | 1114.5665
| 13018 | 1806.4555 | 1114.5665
| 13019 | 1806.3897 | 1114.5665
| 13020 | 1806.3218 | 1114.5665
| 13021 | 1806.2596 | 1114.5665
| 13022 | 1806.1098 | 1114.5665
| 13023 | 1806.0278 | 1114.5665
| 13024 | 1805.932 | 1114.5665
| 13025 | 1805.7986 | 1114.5665
| 13026 | 1805.7241 | 1114.5665
| 13027 | 1805.6478 | 1114.5665
| 13028 | 1805.5837 | 1114.5665
| 13029 | 1805.492 | 1114.5665
| 13030 | 1805.4187 | 1114.5665
| 13031 | 1805.3177 | 1114.5665
| 13032 | 1805.259 | 1114.5665
| 13033 | 1805.1857 | 1114.5665
| 13034 | 1805.0756 | 1114.5665
| 13035 | 1804.9811 | 1114.5665
| 13036 | 1804.8882 | 1114.5665
| 13037 | 1804.8134 | 1114.5665
| 13038 | 1804.7222 | 1114.5665
| 13039 | 1804.5675 | 1114.5665
| 13040 | 1804.4272 | 1114.5665
| 13041 | 1804.3323 | 1114.5665
| 13042 | 1804.2655 | 1114.5665
| 13043 | 1804.1802 | 1114.5665
| 13044 | 1804.1211 | 1114.5665
| 13045 | 1804.0411 | 1114.5665
| 13046 | 1803.9714 | 1114.5665
| 13047 | 1803.8655 | 1114.5665
| 13048 | 1803.7451 | 1114.5665
| 13049 | 1803.5459 | 1114.5665
| 13050 | 1803.4234 | 1114.5665
| 13051 | 1803.3263 | 1114.5665
| 13052 | 1803.2637 | 1114.5665
| 13053 | 1803.1786 | 1114.5665
| 13054 | 1803.0867 | 1114.5665
| 13055 | 1802.9294 | 1114.5665
| 13056 | 1802.8461 | 1114.5665
| 13057 | 1802.7253 | 1114.5665
| 13058 | 1802.6757 | 1114.5665
| 13059 | 1802.6301 | 1114.5665
| 13060 | 1802.5324 | 1114.5665
| 13061 | 1802.4074 | 1114.5665
| 13062 | 1802.3089 | 1114.5665
| 13063 | 1802.2334 | 1114.5665
| 13064 | 1802.1355 | 1114.5665
| 13065 | 1802.0489 | 1114.5665
| 13066 | 1801.9629 | 1114.5665
| 13067 | 1801.879 | 1114.5665
| 13068 | 1801.7773 | 1114.5665
| 13069 | 1801.6997 | 1114.5665
| 13070 | 1801.6282 | 1114.5665
| 13071 | 1801.5673 | 1114.5665
| 13072 | 1801.4965 | 1114.5665
| 13073 | 1801.364 | 1114.5665
| 13074 | 1801.2714 | 1114.5665
| 13075 | 1801.1886 | 1114.5665
| 13076 | 1801.0875 | 1114.5665
| 13077 | 1801.0019 | 1114.5665
| 13078 | 1800.8972 | 1114.5665
| 13079 | 1800.8181 | 1114.5665
| 13080 | 1800.727 | 1114.5665
| 13081 | 1800.6643 | 1114.5665
| 13082 | 1800.5453 | 1114.5665
| 13083 | 1800.49 | 1114.5665
| 13084 | 1800.4234 | 1114.5665
| 13085 | 1800.3004 | 1114.5665
| 13086 | 1800.2362 | 1114.5665
| 13087 | 1800.097 | 1114.5665
| 13088 | 1799.9553 | 1114.5665
| 13089 | 1799.8689 | 1114.5665
| 13090 | 1799.7584 | 1114.5665
| 13091 | 1799.708 | 1114.5665
| 13092 | 1799.6521 | 1114.5665
| 13093 | 1799.5322 | 1114.5665
| 13094 | 1799.4156 | 1114.5665
| 13095 | 1799.3144 | 1114.5665
| 13096 | 1799.1991 | 1114.5665
| 13097 | 1799.1237 | 1114.5665
| 13098 | 1799.0629 | 1114.5665
| 13099 | 1798.971 | 1114.5665
| 13100 | 1798.8873 | 1114.5665
| 13101 | 1798.8252 | 1114.5665
| 13102 | 1798.7273 | 1114.5665
| 13103 | 1798.6426 | 1114.5665
| 13104 | 1798.5027 | 1114.5665
| 13105 | 1798.437 | 1114.5665
| 13106 | 1798.3543 | 1114.5665
| 13107 | 1798.2869 | 1114.5665
| 13108 | 1798.1815 | 1114.5665
| 13109 | 1798.0395 | 1114.5665
| 13110 | 1797.9146 | 1114.5665
| 13111 | 1797.8041 | 1114.5665
| 13112 | 1797.6338 | 1114.5665
| 13113 | 1797.5755 | 1114.5665
| 13114 | 1797.5099 | 1114.5665
| 13115 | 1797.4418 | 1114.5665
| 13116 | 1797.3697 | 1114.5665
| 13117 | 1797.26 | 1114.5665
| 13118 | 1797.1005 | 1114.5665
| 13119 | 1797.0293 | 1114.5665
| 13120 | 1796.9254 | 1114.5665
| 13121 | 1796.8077 | 1114.5665
| 13122 | 1796.7266 | 1114.5665
| 13123 | 1796.562 | 1114.5665
| 13124 | 1796.4679 | 1114.5665
| 13125 | 1796.3565 | 1114.5665
| 13126 | 1796.2704 | 1114.5665
| 13127 | 1796.2145 | 1114.5665
| 13128 | 1796.1177 | 1114.5665
| 13129 | 1796.03 | 1114.5665
| 13130 | 1795.9473 | 1114.5665
| 13131 | 1795.8846 | 1114.5665
| 13132 | 1795.7257 | 1114.5665
| 13133 | 1795.6037 | 1114.5665
| 13134 | 1795.5135 | 1114.5665
| 13135 | 1795.4304 | 1114.5665
| 13136 | 1795.3841 | 1114.5665
| 13137 | 1795.3277 | 1114.5665
| 13138 | 1795.2004 | 1114.5665
| 13139 | 1795.0643 | 1114.5665
| 13140 | 1794.9163 | 1114.5665
| 13141 | 1794.7671 | 1114.5665
| 13142 | 1794.6045 | 1114.5665
| 13143 | 1794.5349 | 1114.5665
| 13144 | 1794.4731 | 1114.5665
| 13145 | 1794.383 | 1114.5665
| 13146 | 1794.2933 | 1114.5665
| 13147 | 1794.1828 | 1114.5665
| 13148 | 1794.0876 | 1114.5665
| 13149 | 1793.9999 | 1114.5665
| 13150 | 1793.8914 | 1114.5665
| 13151 | 1793.8245 | 1114.5665
| 13152 | 1793.7049 | 1114.5665
| 13153 | 1793.6138 | 1114.5665
| 13154 | 1793.5434 | 1114.5665
| 13155 | 1793.4201 | 1114.5665
| 13156 | 1793.2811 | 1114.5665
| 13157 | 1793.1234 | 1114.5665
| 13158 | 1793.0199 | 1114.5665
| 13159 | 1792.9242 | 1114.5665
| 13160 | 1792.7716 | 1114.5665
| 13161 | 1792.6989 | 1114.5665
| 13162 | 1792.6161 | 1114.5665
| 13163 | 1792.4759 | 1114.5665
| 13164 | 1792.3908 | 1114.5665
| 13165 | 1792.2578 | 1114.5665
| 13166 | 1792.1675 | 1114.5665
| 13167 | 1792.0914 | 1114.5665
| 13168 | 1791.9803 | 1114.5665
| 13169 | 1791.9012 | 1114.5665
| 13170 | 1791.8237 | 1114.5665
| 13171 | 1791.738 | 1114.5665
| 13172 | 1791.6609 | 1114.5665
| 13173 | 1791.6 | 1114.5665
| 13174 | 1791.4944 | 1114.5665
| 13175 | 1791.3948 | 1114.5665
| 13176 | 1791.2627 | 1114.5665
| 13177 | 1791.1332 | 1114.5665
| 13178 | 1791.0484 | 1114.5665
| 13179 | 1790.8721 | 1114.5665
| 13180 | 1790.7603 | 1114.5665
| 13181 | 1790.6779 | 1114.5665
| 13182 | 1790.5867 | 1114.5665
| 13183 | 1790.4778 | 1114.5665
| 13184 | 1790.3932 | 1114.5665
| 13185 | 1790.2671 | 1114.5665
| 13186 | 1790.1473 | 1114.5665
| 13187 | 1790.0323 | 1114.5665
| 13188 | 1789.9005 | 1114.5665
| 13189 | 1789.7721 | 1114.5665
| 13190 | 1789.6626 | 1114.5665
| 13191 | 1789.5269 | 1114.5665
| 13192 | 1789.3986 | 1114.5665
| 13193 | 1789.2712 | 1114.5665
| 13194 | 1789.1906 | 1114.5665
| 13195 | 1789.1326 | 1114.5665
| 13196 | 1788.9881 | 1114.5665
| 13197 | 1788.8893 | 1114.5665
| 13198 | 1788.8376 | 1114.5665
| 13199 | 1788.7278 | 1114.5665
| 13200 | 1788.5777 | 1114.5665
| 13201 | 1788.4599 | 1114.5665
| 13202 | 1788.3498 | 1114.5665
| 13203 | 1788.2342 | 1114.5665
| 13204 | 1788.137 | 1114.5665
| 13205 | 1788.0206 | 1114.5665
| 13206 | 1787.9008 | 1114.5665
| 13207 | 1787.7914 | 1114.5665
| 13208 | 1787.6989 | 1114.5665
| 13209 | 1787.6217 | 1114.5665
| 13210 | 1787.4996 | 1114.5665
| 13211 | 1787.4114 | 1114.5665
| 13212 | 1787.327 | 1114.5665
| 13213 | 1787.1972 | 1114.5665
| 13214 | 1787.0676 | 1114.5665
| 13215 | 1786.9739 | 1114.5665
| 13216 | 1786.8679 | 1114.5665
| 13217 | 1786.796 | 1114.5665
| 13218 | 1786.7129 | 1114.5665
| 13219 | 1786.6491 | 1114.5665
| 13220 | 1786.5801 | 1114.5665
| 13221 | 1786.5098 | 1114.5665
| 13222 | 1786.4192 | 1114.5665
| 13223 | 1786.3273 | 1114.5665
| 13224 | 1786.2255 | 1114.5665
| 13225 | 1786.0899 | 1114.5665
| 13226 | 1786.0207 | 1114.5665
| 13227 | 1785.9409 | 1114.5665
| 13228 | 1785.8646 | 1114.5665
| 13229 | 1785.767 | 1114.5665
| 13230 | 1785.6522 | 1114.5665
| 13231 | 1785.5723 | 1114.5665
| 13232 | 1785.5255 | 1114.5665
| 13233 | 1785.4321 | 1114.5665
| 13234 | 1785.3433 | 1114.5665
| 13235 | 1785.268 | 1114.5665
| 13236 | 1785.2122 | 1114.5665
| 13237 | 1785.0605 | 1114.5665
| 13238 | 1784.9567 | 1114.5665
| 13239 | 1784.8918 | 1114.5665
| 13240 | 1784.7902 | 1114.5665
| 13241 | 1784.6613 | 1114.5665
| 13242 | 1784.5078 | 1114.5665
| 13243 | 1784.4131 | 1114.5665
| 13244 | 1784.2924 | 1114.5665
| 13245 | 1784.1359 | 1114.5665
| 13246 | 1783.9122 | 1114.5665
| 13247 | 1783.7618 | 1114.5665
| 13248 | 1783.6198 | 1114.5665
| 13249 | 1783.4961 | 1114.5665
| 13250 | 1783.2738 | 1114.5665
| 13251 | 1783.1769 | 1114.5665
| 13252 | 1783.0764 | 1114.5665
| 13253 | 1782.9436 | 1114.5665
| 13254 | 1782.8897 | 1114.5665
| 13255 | 1782.7492 | 1114.5665
| 13256 | 1782.6917 | 1114.5665
| 13257 | 1782.5956 | 1114.5665
| 13258 | 1782.5027 | 1114.5665
| 13259 | 1782.3997 | 1114.5665
| 13260 | 1782.299 | 1114.5665
| 13261 | 1782.1951 | 1114.5665
| 13262 | 1782.1256 | 1114.5665
| 13263 | 1782.0144 | 1114.5665
| 13264 | 1781.927 | 1114.5665
| 13265 | 1781.8621 | 1114.5665
| 13266 | 1781.7084 | 1114.5665
| 13267 | 1781.5996 | 1114.5665
| 13268 | 1781.5 | 1114.5665
| 13269 | 1781.418 | 1114.5665
| 13270 | 1781.2739 | 1114.5665
| 13271 | 1781.1908 | 1114.5665
| 13272 | 1781.0775 | 1114.5665
| 13273 | 1780.9608 | 1114.5665
| 13274 | 1780.8606 | 1114.5665
| 13275 | 1780.688 | 1114.5665
| 13276 | 1780.5707 | 1114.5665
| 13277 | 1780.4784 | 1114.5665
| 13278 | 1780.3978 | 1114.5665
| 13279 | 1780.3577 | 1114.5665
| 13280 | 1780.2753 | 1114.5665
| 13281 | 1780.191 | 1114.5665
| 13282 | 1780.0944 | 1114.5665
| 13283 | 1780.0379 | 1114.5665
| 13284 | 1779.8566 | 1114.5665
| 13285 | 1779.7665 | 1114.5665
| 13286 | 1779.6478 | 1114.5665
| 13287 | 1779.579 | 1114.5665
| 13288 | 1779.443 | 1114.5665
| 13289 | 1779.3427 | 1114.5665
| 13290 | 1779.2258 | 1114.5665
| 13291 | 1779.1629 | 1114.5665
| 13292 | 1779.0312 | 1114.5665
| 13293 | 1778.9202 | 1114.5665
| 13294 | 1778.8112 | 1114.5665
| 13295 | 1778.6995 | 1114.5665
| 13296 | 1778.5669 | 1114.5665
| 13297 | 1778.5048 | 1114.5665
| 13298 | 1778.3312 | 1114.5665
| 13299 | 1778.2715 | 1114.5665
| 13300 | 1778.164 | 1114.5665
| 13301 | 1778.0305 | 1114.5665
| 13302 | 1777.939 | 1114.5665
| 13303 | 1777.8024 | 1114.5665
| 13304 | 1777.6866 | 1114.5665
| 13305 | 1777.6034 | 1114.5665
| 13306 | 1777.4825 | 1114.5665
| 13307 | 1777.4227 | 1114.5665
| 13308 | 1777.3303 | 1114.5665
| 13309 | 1777.1857 | 1114.5665
| 13310 | 1777.0886 | 1114.5665
| 13311 | 1776.9721 | 1114.5665
| 13312 | 1776.8999 | 1114.5665
| 13313 | 1776.746 | 1114.5665
| 13314 | 1776.5633 | 1114.5665
| 13315 | 1776.4849 | 1114.5665
| 13316 | 1776.3397 | 1114.5665
| 13317 | 1776.2818 | 1114.5665
| 13318 | 1776.1889 | 1114.5665
| 13319 | 1776.0436 | 1114.5665
| 13320 | 1775.9334 | 1114.5665
| 13321 | 1775.8655 | 1114.5665
| 13322 | 1775.6902 | 1114.5665
| 13323 | 1775.5043 | 1114.5665
| 13324 | 1775.4267 | 1114.5665
| 13325 | 1775.3067 | 1114.5665
| 13326 | 1775.1938 | 1114.5665
| 13327 | 1775.0525 | 1114.5665
| 13328 | 1774.9831 | 1114.5665
| 13329 | 1774.8507 | 1114.5665
| 13330 | 1774.7342 | 1114.5665
| 13331 | 1774.6913 | 1114.5665
| 13332 | 1774.6283 | 1114.5665
| 13333 | 1774.5616 | 1114.5665
| 13334 | 1774.4641 | 1114.5665
| 13335 | 1774.348 | 1114.5665
| 13336 | 1774.285 | 1114.5665
| 13337 | 1774.2015 | 1114.5665
| 13338 | 1774.0983 | 1114.5665
| 13339 | 1773.9821 | 1114.5665
| 13340 | 1773.8669 | 1114.5665
| 13341 | 1773.8182 | 1114.5665
| 13342 | 1773.7787 | 1114.5665
| 13343 | 1773.7044 | 1114.5665
| 13344 | 1773.6331 | 1114.5665
| 13345 | 1773.5484 | 1114.5665
| 13346 | 1773.4365 | 1114.5665
| 13347 | 1773.2998 | 1114.5665
| 13348 | 1773.1647 | 1114.5665
| 13349 | 1773.0547 | 1114.5665
| 13350 | 1772.9311 | 1114.5665
| 13351 | 1772.8142 | 1114.5665
| 13352 | 1772.7032 | 1114.5665
| 13353 | 1772.6216 | 1114.5665
| 13354 | 1772.5474 | 1114.5665
| 13355 | 1772.4478 | 1114.5665
| 13356 | 1772.3351 | 1114.5665
| 13357 | 1772.2172 | 1114.5665
| 13358 | 1772.0065 | 1114.5665
| 13359 | 1771.8078 | 1114.5665
| 13360 | 1771.7358 | 1114.5665
| 13361 | 1771.6051 | 1114.5665
| 13362 | 1771.4996 | 1114.5665
| 13363 | 1771.3842 | 1114.5665
| 13364 | 1771.3264 | 1114.5665
| 13365 | 1771.232 | 1114.5665
| 13366 | 1771.1143 | 1114.5665
| 13367 | 1771.0028 | 1114.5665
| 13368 | 1770.8555 | 1114.5665
| 13369 | 1770.7775 | 1114.5665
| 13370 | 1770.6537 | 1114.5665
| 13371 | 1770.5254 | 1114.5665
| 13372 | 1770.4038 | 1114.5665
| 13373 | 1770.3137 | 1114.5665
| 13374 | 1770.1674 | 1114.5665
| 13375 | 1770.055 | 1114.5665
| 13376 | 1769.9158 | 1114.5665
| 13377 | 1769.826 | 1114.5665
| 13378 | 1769.7262 | 1114.5665
| 13379 | 1769.6464 | 1114.5665
| 13380 | 1769.5226 | 1114.5665
| 13381 | 1769.2816 | 1114.5665
| 13382 | 1769.0943 | 1114.5665
| 13383 | 1768.9699 | 1114.5665
| 13384 | 1768.7808 | 1114.5665
| 13385 | 1768.6411 | 1114.5665
| 13386 | 1768.4989 | 1114.5665
| 13387 | 1768.3624 | 1114.5665
| 13388 | 1768.2909 | 1114.5665
| 13389 | 1768.1953 | 1114.5665
| 13390 | 1768.0743 | 1114.5665
| 13391 | 1767.9075 | 1114.5665
| 13392 | 1767.792 | 1114.5665
| 13393 | 1767.6429 | 1114.5665
| 13394 | 1767.54 | 1114.5665
| 13395 | 1767.4105 | 1114.5665
| 13396 | 1767.2497 | 1114.5665
| 13397 | 1767.1082 | 1114.5665
| 13398 | 1766.9747 | 1114.5665
| 13399 | 1766.8345 | 1114.5665
| 13400 | 1766.7456 | 1114.5665
| 13401 | 1766.6371 | 1114.5665
| 13402 | 1766.5054 | 1114.5665
| 13403 | 1766.3886 | 1114.5665
| 13404 | 1766.2458 | 1114.5665
| 13405 | 1766.1551 | 1114.5665
| 13406 | 1766.0273 | 1114.5665
| 13407 | 1765.9406 | 1114.5665
| 13408 | 1765.8442 | 1114.5665
| 13409 | 1765.7764 | 1114.5665
| 13410 | 1765.6237 | 1114.5665
| 13411 | 1765.4608 | 1114.5665
| 13412 | 1765.3532 | 1114.5665
| 13413 | 1765.156 | 1114.5665
| 13414 | 1764.999 | 1114.5665
| 13415 | 1764.8695 | 1114.5665
| 13416 | 1764.7994 | 1114.5665
| 13417 | 1764.7167 | 1114.5665
| 13418 | 1764.6414 | 1114.5665
| 13419 | 1764.5292 | 1114.5665
| 13420 | 1764.4413 | 1114.5665
| 13421 | 1764.3188 | 1114.5665
| 13422 | 1764.1756 | 1114.5665
| 13423 | 1764.0238 | 1114.5665
| 13424 | 1763.8819 | 1114.5665
| 13425 | 1763.7275 | 1114.5665
| 13426 | 1763.6505 | 1114.5665
| 13427 | 1763.5527 | 1114.5665
| 13428 | 1763.4617 | 1114.5665
| 13429 | 1763.3109 | 1114.5665
| 13430 | 1763.171 | 1114.5665
| 13431 | 1763.0248 | 1114.5665
| 13432 | 1762.9526 | 1114.5665
| 13433 | 1762.841 | 1114.5665
| 13434 | 1762.7554 | 1114.5665
| 13435 | 1762.6271 | 1114.5665
| 13436 | 1762.437 | 1114.5665
| 13437 | 1762.3081 | 1114.5665
| 13438 | 1762.1384 | 1114.5665
| 13439 | 1761.994 | 1114.5665
| 13440 | 1761.8674 | 1114.5665
| 13441 | 1761.8021 | 1114.5665
| 13442 | 1761.6827 | 1114.5665
| 13443 | 1761.5973 | 1114.5665
| 13444 | 1761.4841 | 1114.5665
| 13445 | 1761.3772 | 1114.5665
| 13446 | 1761.2023 | 1114.5665
| 13447 | 1761.0801 | 1114.5665
| 13448 | 1760.9713 | 1114.5665
| 13449 | 1760.8152 | 1114.5665
| 13450 | 1760.7152 | 1114.5665
| 13451 | 1760.5885 | 1114.5665
| 13452 | 1760.481 | 1114.5665
| 13453 | 1760.3349 | 1114.5665
| 13454 | 1760.195 | 1114.5665
| 13455 | 1760.0331 | 1114.5665
| 13456 | 1759.9364 | 1114.5665
| 13457 | 1759.8483 | 1114.5665
| 13458 | 1759.7361 | 1114.5665
| 13459 | 1759.6217 | 1114.5665
| 13460 | 1759.4901 | 1114.5665
| 13461 | 1759.4097 | 1114.5665
| 13462 | 1759.303 | 1114.5665
| 13463 | 1759.1209 | 1114.5665
| 13464 | 1759.0102 | 1114.5665
| 13465 | 1758.8535 | 1114.5665
| 13466 | 1758.7693 | 1114.5665
| 13467 | 1758.5838 | 1114.5665
| 13468 | 1758.4857 | 1114.5665
| 13469 | 1758.4086 | 1114.5665
| 13470 | 1758.3065 | 1114.5665
| 13471 | 1758.0594 | 1114.5665
| 13472 | 1757.9385 | 1114.5665
| 13473 | 1757.7909 | 1114.5665
| 13474 | 1757.683 | 1114.5665
| 13475 | 1757.569 | 1114.5665
| 13476 | 1757.4048 | 1114.5665
| 13477 | 1757.2422 | 1114.5665
| 13478 | 1757.1431 | 1114.5665
| 13479 | 1757.0415 | 1114.5665
| 13480 | 1756.9342 | 1114.5665
| 13481 | 1756.8459 | 1114.5665
| 13482 | 1756.7281 | 1114.5665
| 13483 | 1756.6316 | 1114.5665
| 13484 | 1756.522 | 1114.5665
| 13485 | 1756.401 | 1114.5665
| 13486 | 1756.2645 | 1114.5665
| 13487 | 1756.123 | 1114.5665
| 13488 | 1756.0146 | 1114.5665
| 13489 | 1755.8415 | 1114.5665
| 13490 | 1755.6627 | 1114.5665
| 13491 | 1755.5491 | 1114.5665
| 13492 | 1755.4446 | 1114.5665
| 13493 | 1755.3562 | 1114.5665
| 13494 | 1755.1931 | 1114.5665
| 13495 | 1755.1532 | 1114.5665
| 13496 | 1755.0366 | 1114.5665
| 13497 | 1754.9506 | 1114.5665
| 13498 | 1754.8681 | 1114.5665
| 13499 | 1754.7626 | 1114.5665
| 13500 | 1754.6203 | 1114.5665
| 13501 | 1754.474 | 1114.5665
| 13502 | 1754.2116 | 1114.5665
| 13503 | 1754.0824 | 1114.5665
| 13504 | 1753.9368 | 1114.5665
| 13505 | 1753.795 | 1114.5665
| 13506 | 1753.6533 | 1114.5665
| 13507 | 1753.5157 | 1114.5665
| 13508 | 1753.3363 | 1114.5665
| 13509 | 1753.1713 | 1114.5665
| 13510 | 1753.0596 | 1114.5665
| 13511 | 1752.9245 | 1114.5665
| 13512 | 1752.8078 | 1114.5665
| 13513 | 1752.6564 | 1114.5665
| 13514 | 1752.5712 | 1114.5665
| 13515 | 1752.4372 | 1114.5665
| 13516 | 1752.3223 | 1114.5665
| 13517 | 1752.1418 | 1114.5665
| 13518 | 1752.0276 | 1114.5665
| 13519 | 1751.8985 | 1114.5665
| 13520 | 1751.8005 | 1114.5665
| 13521 | 1751.7021 | 1114.5665
| 13522 | 1751.5744 | 1114.5665
| 13523 | 1751.4209 | 1114.5665
| 13524 | 1751.2767 | 1114.5665
| 13525 | 1751.1166 | 1114.5665
| 13526 | 1750.9627 | 1114.5665
| 13527 | 1750.838 | 1114.5665
| 13528 | 1750.7127 | 1114.5665
| 13529 | 1750.6232 | 1114.5665
| 13530 | 1750.4479 | 1114.5665
| 13531 | 1750.2873 | 1114.5665
| 13532 | 1750.0953 | 1114.5665
| 13533 | 1749.8411 | 1114.5665
| 13534 | 1749.7393 | 1114.5665
| 13535 | 1749.6293 | 1114.5665
| 13536 | 1749.4984 | 1114.5665
| 13537 | 1749.349 | 1114.5665
| 13538 | 1749.0924 | 1114.5665
| 13539 | 1748.9518 | 1114.5665
| 13540 | 1748.8689 | 1114.5665
| 13541 | 1748.7278 | 1114.5665
| 13542 | 1748.5351 | 1114.5665
| 13543 | 1748.4481 | 1114.5665
| 13544 | 1748.3079 | 1114.5665
| 13545 | 1748.2073 | 1114.5665
| 13546 | 1748.0977 | 1114.5665
| 13547 | 1747.9811 | 1114.5665
| 13548 | 1747.8792 | 1114.5665
| 13549 | 1747.7268 | 1114.5665
| 13550 | 1747.6409 | 1114.5665
| 13551 | 1747.5051 | 1114.5665
| 13552 | 1747.4627 | 1114.5665
| 13553 | 1747.2643 | 1114.5665
| 13554 | 1747.1727 | 1114.5665
| 13555 | 1747.0409 | 1114.5665
| 13556 | 1746.9377 | 1114.5665
| 13557 | 1746.7619 | 1114.5665
| 13558 | 1746.541 | 1114.5665
| 13559 | 1746.3799 | 1114.5665
| 13560 | 1746.2812 | 1114.5665
| 13561 | 1746.1606 | 1114.5665
| 13562 | 1746.0356 | 1114.5665
| 13563 | 1745.9427 | 1114.5665
| 13564 | 1745.8314 | 1114.5665
| 13565 | 1745.6832 | 1114.5665
| 13566 | 1745.572 | 1114.5665
| 13567 | 1745.5199 | 1114.5665
| 13568 | 1745.3168 | 1114.5665
| 13569 | 1745.203 | 1114.5665
| 13570 | 1745.1264 | 1114.5665
| 13571 | 1744.9921 | 1114.5665
| 13572 | 1744.8856 | 1114.5665
| 13573 | 1744.7478 | 1114.5665
| 13574 | 1744.6566 | 1114.5665
| 13575 | 1744.5485 | 1114.5665
| 13576 | 1744.4048 | 1114.5665
| 13577 | 1744.2585 | 1114.5665
| 13578 | 1744.0694 | 1114.5665
| 13579 | 1743.9581 | 1114.5665
| 13580 | 1743.7858 | 1114.5665
| 13581 | 1743.679 | 1114.5665
| 13582 | 1743.5776 | 1114.5665
| 13583 | 1743.4925 | 1114.5665
| 13584 | 1743.3594 | 1114.5665
| 13585 | 1743.1563 | 1114.5665
| 13586 | 1742.9481 | 1114.5665
| 13587 | 1742.8387 | 1114.5665
| 13588 | 1742.728 | 1114.5665
| 13589 | 1742.5992 | 1114.5665
| 13590 | 1742.5214 | 1114.5665
| 13591 | 1742.3258 | 1114.5665
| 13592 | 1742.205 | 1114.5665
| 13593 | 1742.0313 | 1114.5665
| 13594 | 1741.9477 | 1114.5665
| 13595 | 1741.7116 | 1114.5665
| 13596 | 1741.5842 | 1114.5665
| 13597 | 1741.4678 | 1114.5665
| 13598 | 1741.3903 | 1114.5665
| 13599 | 1741.2472 | 1114.5665
| 13600 | 1741.1161 | 1114.5665
| 13601 | 1741.0024 | 1114.5665
| 13602 | 1740.8658 | 1114.5665
| 13603 | 1740.7225 | 1114.5665
| 13604 | 1740.5402 | 1114.5665
| 13605 | 1740.3934 | 1114.5665
| 13606 | 1740.3095 | 1114.5665
| 13607 | 1740.1814 | 1114.5665
| 13608 | 1739.991 | 1114.5665
| 13609 | 1739.8494 | 1114.5665
| 13610 | 1739.6611 | 1114.5665
| 13611 | 1739.5518 | 1114.5665
| 13612 | 1739.4034 | 1114.5665
| 13613 | 1739.3225 | 1114.5665
| 13614 | 1739.1707 | 1114.5665
| 13615 | 1739.0137 | 1114.5665
| 13616 | 1738.8771 | 1114.5665
| 13617 | 1738.6723 | 1114.5665
| 13618 | 1738.5259 | 1114.5665
| 13619 | 1738.4167 | 1114.5665
| 13620 | 1738.2902 | 1114.5665
| 13621 | 1738.145 | 1114.5665
| 13622 | 1738.0356 | 1114.5665
| 13623 | 1737.9301 | 1114.5665
| 13624 | 1737.7786 | 1114.5665
| 13625 | 1737.6008 | 1114.5665
| 13626 | 1737.4749 | 1114.5665
| 13627 | 1737.342 | 1114.5665
| 13628 | 1737.2536 | 1114.5665
| 13629 | 1737.0487 | 1114.5665
| 13630 | 1736.9366 | 1114.5665
| 13631 | 1736.801 | 1114.5665
| 13632 | 1736.6784 | 1114.5665
| 13633 | 1736.5307 | 1114.5665
| 13634 | 1736.3962 | 1114.5665
| 13635 | 1736.159 | 1114.5665
| 13636 | 1736.0563 | 1114.5665
| 13637 | 1735.8959 | 1114.5665
| 13638 | 1735.7813 | 1114.5665
| 13639 | 1735.6959 | 1114.5665
| 13640 | 1735.5317 | 1114.5665
| 13641 | 1735.3655 | 1114.5665
| 13642 | 1735.2717 | 1114.5665
| 13643 | 1735.1761 | 1114.5665
| 13644 | 1735.0634 | 1114.5665
| 13645 | 1734.9696 | 1114.5665
| 13646 | 1734.8043 | 1114.5665
| 13647 | 1734.676 | 1114.5665
| 13648 | 1734.6064 | 1114.5665
| 13649 | 1734.4577 | 1114.5665
| 13650 | 1734.27 | 1114.5665
| 13651 | 1734.1522 | 1114.5665
| 13652 | 1734.0356 | 1114.5665
| 13653 | 1733.9338 | 1114.5665
| 13654 | 1733.8229 | 1114.5665
| 13655 | 1733.6927 | 1114.5665
| 13656 | 1733.5447 | 1114.5665
| 13657 | 1733.3775 | 1114.5665
| 13658 | 1733.2509 | 1114.5665
| 13659 | 1733.1617 | 1114.5665
| 13660 | 1733.0311 | 1114.5665
| 13661 | 1732.9308 | 1114.5665
| 13662 | 1732.7568 | 1114.5665
| 13663 | 1732.6334 | 1114.5665
| 13664 | 1732.5418 | 1114.5665
| 13665 | 1732.4241 | 1114.5665
| 13666 | 1732.3063 | 1114.5665
| 13667 | 1732.1787 | 1114.5665
| 13668 | 1732.0317 | 1114.5665
| 13669 | 1731.8695 | 1114.5665
| 13670 | 1731.7024 | 1114.5665
| 13671 | 1731.5591 | 1114.5665
| 13672 | 1731.4327 | 1114.5665
| 13673 | 1731.313 | 1114.5665
| 13674 | 1731.1259 | 1114.5665
| 13675 | 1731.0083 | 1114.5665
| 13676 | 1730.8425 | 1114.5665
| 13677 | 1730.7089 | 1114.5665
| 13678 | 1730.5705 | 1114.5665
| 13679 | 1730.4325 | 1114.5665
| 13680 | 1730.2674 | 1114.5665
| 13681 | 1730.1565 | 1114.5665
| 13682 | 1730.0629 | 1114.5665
| 13683 | 1729.9065 | 1114.5665
| 13684 | 1729.8184 | 1114.5665
| 13685 | 1729.6812 | 1114.5665
| 13686 | 1729.5197 | 1114.5665
| 13687 | 1729.3982 | 1114.5665
| 13688 | 1729.2598 | 1114.5665
| 13689 | 1729.1364 | 1114.5665
| 13690 | 1729.0444 | 1114.5665
| 13691 | 1728.9716 | 1114.5665
| 13692 | 1728.9019 | 1114.5665
| 13693 | 1728.7249 | 1114.5665
| 13694 | 1728.5366 | 1114.5665
| 13695 | 1728.4092 | 1114.5665
| 13696 | 1728.2724 | 1114.5665
| 13697 | 1728.1799 | 1114.5665
| 13698 | 1728.0179 | 1114.5665
| 13699 | 1727.8801 | 1114.5665
| 13700 | 1727.7097 | 1114.5665
| 13701 | 1727.5133 | 1114.5665
| 13702 | 1727.3881 | 1114.5665
| 13703 | 1727.1764 | 1114.5665
| 13704 | 1727.0629 | 1114.5665
| 13705 | 1726.9292 | 1114.5665
| 13706 | 1726.7773 | 1114.5665
| 13707 | 1726.6618 | 1114.5665
| 13708 | 1726.5227 | 1114.5665
| 13709 | 1726.4129 | 1114.5665
| 13710 | 1726.2845 | 1114.5665
| 13711 | 1726.1255 | 1114.5665
| 13712 | 1725.9531 | 1114.5665
| 13713 | 1725.842 | 1114.5665
| 13714 | 1725.6686 | 1114.5665
| 13715 | 1725.5597 | 1114.5665
| 13716 | 1725.4367 | 1114.5665
| 13717 | 1725.2901 | 1114.5665
| 13718 | 1725.1721 | 1114.5665
| 13719 | 1725.0141 | 1114.5665
| 13720 | 1724.8903 | 1114.5665
| 13721 | 1724.7873 | 1114.5665
| 13722 | 1724.6721 | 1114.5665
| 13723 | 1724.6219 | 1114.5665
| 13724 | 1724.4168 | 1114.5665
| 13725 | 1724.318 | 1114.5665
| 13726 | 1724.1486 | 1114.5665
| 13727 | 1724.0242 | 1114.5665
| 13728 | 1723.8256 | 1114.5665
| 13729 | 1723.7225 | 1114.5665
| 13730 | 1723.6088 | 1114.5665
| 13731 | 1723.5076 | 1114.5665
| 13732 | 1723.3057 | 1114.5665
| 13733 | 1723.2032 | 1114.5665
| 13734 | 1723.0402 | 1114.5665
| 13735 | 1722.919 | 1114.5665
| 13736 | 1722.7963 | 1114.5665
| 13737 | 1722.6058 | 1114.5665
| 13738 | 1722.4748 | 1114.5665
| 13739 | 1722.3394 | 1114.5665
| 13740 | 1722.1802 | 1114.5665
| 13741 | 1722.0599 | 1114.5665
| 13742 | 1721.932 | 1114.5665
| 13743 | 1721.8102 | 1114.5665
| 13744 | 1721.6639 | 1114.5665
| 13745 | 1721.5022 | 1114.5665
| 13746 | 1721.3618 | 1114.5665
| 13747 | 1721.217 | 1114.5665
| 13748 | 1721.0143 | 1114.5665
| 13749 | 1720.8712 | 1114.5665
| 13750 | 1720.6592 | 1114.5665
| 13751 | 1720.4948 | 1114.5665
| 13752 | 1720.3697 | 1114.5665
| 13753 | 1720.2371 | 1114.5665
| 13754 | 1720.0985 | 1114.5665
| 13755 | 1719.9195 | 1114.5665
| 13756 | 1719.7042 | 1114.5665
| 13757 | 1719.6381 | 1114.5665
| 13758 | 1719.4738 | 1114.5665
| 13759 | 1719.3743 | 1114.5665
| 13760 | 1719.2294 | 1114.5665
| 13761 | 1719.1053 | 1114.5665
| 13762 | 1718.9841 | 1114.5665
| 13763 | 1718.8646 | 1114.5665
| 13764 | 1718.7131 | 1114.5665
| 13765 | 1718.5596 | 1114.5665
| 13766 | 1718.4161 | 1114.5665
| 13767 | 1718.2523 | 1114.5665
| 13768 | 1718.1269 | 1114.5665
| 13769 | 1717.9916 | 1114.5665
| 13770 | 1717.8807 | 1114.5665
| 13771 | 1717.7528 | 1114.5665
| 13772 | 1717.6587 | 1114.5665
| 13773 | 1717.4936 | 1114.5665
| 13774 | 1717.2437 | 1114.5665
| 13775 | 1717.107 | 1114.5665
| 13776 | 1717.0044 | 1114.5665
| 13777 | 1716.8599 | 1114.5665
| 13778 | 1716.6779 | 1114.5665
| 13779 | 1716.4662 | 1114.5665
| 13780 | 1716.3063 | 1114.5665
| 13781 | 1716.1974 | 1114.5665
| 13782 | 1715.9764 | 1114.5665
| 13783 | 1715.8569 | 1114.5665
| 13784 | 1715.6504 | 1114.5665
| 13785 | 1715.4904 | 1114.5665
| 13786 | 1715.3405 | 1114.5665
| 13787 | 1715.1924 | 1114.5665
| 13788 | 1715.0777 | 1114.5665
| 13789 | 1714.9207 | 1114.5665
| 13790 | 1714.7997 | 1114.5665
| 13791 | 1714.6786 | 1114.5665
| 13792 | 1714.4957 | 1114.5665
| 13793 | 1714.3564 | 1114.5665
| 13794 | 1714.229 | 1114.5665
| 13795 | 1714.0651 | 1114.5665
| 13796 | 1713.9429 | 1114.5665
| 13797 | 1713.7362 | 1114.5665
| 13798 | 1713.5152 | 1114.5665
| 13799 | 1713.4185 | 1114.5665
| 13800 | 1713.2099 | 1114.5665
| 13801 | 1712.9763 | 1114.5665
| 13802 | 1712.7997 | 1114.5665
| 13803 | 1712.6473 | 1114.5665
| 13804 | 1712.4941 | 1114.5665
| 13805 | 1712.3332 | 1114.5665
| 13806 | 1712.1414 | 1114.5665
| 13807 | 1711.9492 | 1114.5665
| 13808 | 1711.8623 | 1114.5665
| 13809 | 1711.7197 | 1114.5665
| 13810 | 1711.6013 | 1114.5665
| 13811 | 1711.4827 | 1114.5665
| 13812 | 1711.3993 | 1114.5665
| 13813 | 1711.2447 | 1114.5665
| 13814 | 1711.0465 | 1114.5665
| 13815 | 1710.9179 | 1114.5665
| 13816 | 1710.7479 | 1114.5665
| 13817 | 1710.6334 | 1114.5665
| 13818 | 1710.4469 | 1114.5665
| 13819 | 1710.3095 | 1114.5665
| 13820 | 1710.1612 | 1114.5665
| 13821 | 1710.0812 | 1114.5665
| 13822 | 1709.9576 | 1114.5665
| 13823 | 1709.7966 | 1114.5665
| 13824 | 1709.6611 | 1114.5665
| 13825 | 1709.537 | 1114.5665
| 13826 | 1709.3612 | 1114.5665
| 13827 | 1709.2168 | 1114.5665
| 13828 | 1709.0227 | 1114.5665
| 13829 | 1708.9286 | 1114.5665
| 13830 | 1708.7029 | 1114.5665
| 13831 | 1708.61 | 1114.5665
| 13832 | 1708.5178 | 1114.5665
| 13833 | 1708.2925 | 1114.5665
| 13834 | 1708.1197 | 1114.5665
| 13835 | 1707.9717 | 1114.5665
| 13836 | 1707.8171 | 1114.5665
| 13837 | 1707.6954 | 1114.5665
| 13838 | 1707.5804 | 1114.5665
| 13839 | 1707.4424 | 1114.5665
| 13840 | 1707.3134 | 1114.5665
| 13841 | 1707.1936 | 1114.5665
| 13842 | 1707.0052 | 1114.5665
| 13843 | 1706.8097 | 1114.5665
| 13844 | 1706.693 | 1114.5665
| 13845 | 1706.5625 | 1114.5665
| 13846 | 1706.4052 | 1114.5665
| 13847 | 1706.2831 | 1114.5665
| 13848 | 1706.0507 | 1114.5665
| 13849 | 1705.861 | 1114.5665
| 13850 | 1705.7857 | 1114.5665
| 13851 | 1705.668 | 1114.5665
| 13852 | 1705.4905 | 1114.5665
| 13853 | 1705.3406 | 1114.5665
| 13854 | 1705.1878 | 1114.5665
| 13855 | 1705.0509 | 1114.5665
| 13856 | 1704.9233 | 1114.5665
| 13857 | 1704.8056 | 1114.5665
| 13858 | 1704.558 | 1114.5665
| 13859 | 1704.366 | 1114.5665
| 13860 | 1704.2371 | 1114.5665
| 13861 | 1704.0851 | 1114.5665
| 13862 | 1703.994 | 1114.5665
| 13863 | 1703.8054 | 1114.5665
| 13864 | 1703.6291 | 1114.5665
| 13865 | 1703.5006 | 1114.5665
| 13866 | 1703.2646 | 1114.5665
| 13867 | 1703.087 | 1114.5665
| 13868 | 1702.8998 | 1114.5665
| 13869 | 1702.7518 | 1114.5665
| 13870 | 1702.5749 | 1114.5665
| 13871 | 1702.4527 | 1114.5665
| 13872 | 1702.1469 | 1114.5665
| 13873 | 1701.9143 | 1114.5665
| 13874 | 1701.741 | 1114.5665
| 13875 | 1701.6217 | 1114.5665
| 13876 | 1701.5272 | 1114.5665
| 13877 | 1701.3365 | 1114.5665
| 13878 | 1701.1946 | 1114.5665
| 13879 | 1700.9863 | 1114.5665
| 13880 | 1700.8892 | 1114.5665
| 13881 | 1700.6983 | 1114.5665
| 13882 | 1700.6039 | 1114.5665
| 13883 | 1700.483 | 1114.5665
| 13884 | 1700.3256 | 1114.5665
| 13885 | 1700.1898 | 1114.5665
| 13886 | 1700.043 | 1114.5665
| 13887 | 1699.8928 | 1114.5665
| 13888 | 1699.5689 | 1114.5665
| 13889 | 1699.4853 | 1114.5665
| 13890 | 1699.2663 | 1114.5665
| 13891 | 1699.1072 | 1114.5665
| 13892 | 1698.9374 | 1114.5665
| 13893 | 1698.7632 | 1114.5665
| 13894 | 1698.62 | 1114.5665
| 13895 | 1698.353 | 1114.5665
| 13896 | 1698.13 | 1114.5665
| 13897 | 1697.9666 | 1114.5665
| 13898 | 1697.6971 | 1114.5665
| 13899 | 1697.5714 | 1114.5665
| 13900 | 1697.4759 | 1114.5665
| 13901 | 1697.3878 | 1114.5665
| 13902 | 1697.3269 | 1114.5665
| 13903 | 1697.1784 | 1114.5665
| 13904 | 1696.928 | 1114.5665
| 13905 | 1696.8253 | 1114.5665
| 13906 | 1696.6956 | 1114.5665
| 13907 | 1696.5759 | 1114.5665
| 13908 | 1696.4475 | 1114.5665
| 13909 | 1696.2952 | 1114.5665
| 13910 | 1696.1429 | 1114.5665
| 13911 | 1696.0165 | 1114.5665
| 13912 | 1695.831 | 1114.5665
| 13913 | 1695.7144 | 1114.5665
| 13914 | 1695.5105 | 1114.5665
| 13915 | 1695.3855 | 1114.5665
| 13916 | 1695.2331 | 1114.5665
| 13917 | 1695.1199 | 1114.5665
| 13918 | 1694.9104 | 1114.5665
| 13919 | 1694.6941 | 1114.5665
| 13920 | 1694.554 | 1114.5665
| 13921 | 1694.2702 | 1114.5665
| 13922 | 1694.0049 | 1114.5665
| 13923 | 1693.7755 | 1114.5665
| 13924 | 1693.6887 | 1114.5665
| 13925 | 1693.5754 | 1114.5665
| 13926 | 1693.4425 | 1114.5665
| 13927 | 1693.3374 | 1114.5665
| 13928 | 1693.1854 | 1114.5665
| 13929 | 1692.9743 | 1114.5665
| 13930 | 1692.7815 | 1114.5665
| 13931 | 1692.66 | 1114.5665
| 13932 | 1692.4117 | 1114.5665
| 13933 | 1692.1945 | 1114.5665
| 13934 | 1691.9593 | 1114.5665
| 13935 | 1691.794 | 1114.5665
| 13936 | 1691.6339 | 1114.5665
| 13937 | 1691.4535 | 1114.5665
| 13938 | 1691.3614 | 1114.5665
| 13939 | 1691.1161 | 1114.5665
| 13940 | 1690.936 | 1114.5665
| 13941 | 1690.789 | 1114.5665
| 13942 | 1690.6624 | 1114.5665
| 13943 | 1690.4787 | 1114.5665
| 13944 | 1690.3315 | 1114.5665
| 13945 | 1690.1621 | 1114.5665
| 13946 | 1689.9833 | 1114.5665
| 13947 | 1689.8755 | 1114.5665
| 13948 | 1689.8288 | 1114.5665
| 13949 | 1689.6931 | 1114.5665
| 13950 | 1689.6147 | 1114.5665
| 13951 | 1689.439 | 1114.5665
| 13952 | 1689.2196 | 1114.5665
| 13953 | 1689.0656 | 1114.5665
| 13954 | 1688.9397 | 1114.5665
| 13955 | 1688.7417 | 1114.5665
| 13956 | 1688.6237 | 1114.5665
| 13957 | 1688.4621 | 1114.5665
| 13958 | 1688.2242 | 1114.5665
| 13959 | 1688.1357 | 1114.5665
| 13960 | 1688.0168 | 1114.5665
| 13961 | 1687.77 | 1114.5665
| 13962 | 1687.665 | 1114.5665
| 13963 | 1687.5022 | 1114.5665
| 13964 | 1687.389 | 1114.5665
| 13965 | 1687.2635 | 1114.5665
| 13966 | 1687.064 | 1114.5665
| 13967 | 1686.9533 | 1114.5665
| 13968 | 1686.7727 | 1114.5665
| 13969 | 1686.6556 | 1114.5665
| 13970 | 1686.527 | 1114.5665
| 13971 | 1686.4026 | 1114.5665
| 13972 | 1686.2251 | 1114.5665
| 13973 | 1686.056 | 1114.5665
| 13974 | 1685.9849 | 1114.5665
| 13975 | 1685.6895 | 1114.5665
| 13976 | 1685.4849 | 1114.5665
| 13977 | 1685.356 | 1114.5665
| 13978 | 1685.2124 | 1114.5665
| 13979 | 1685.0832 | 1114.5665
| 13980 | 1684.9179 | 1114.5665
| 13981 | 1684.8052 | 1114.5665
| 13982 | 1684.6504 | 1114.5665
| 13983 | 1684.5263 | 1114.5665
| 13984 | 1684.3735 | 1114.5665
| 13985 | 1684.2252 | 1114.5665
| 13986 | 1684.1155 | 1114.5665
| 13987 | 1683.867 | 1114.5665
| 13988 | 1683.7237 | 1114.5665
| 13989 | 1683.5549 | 1114.5665
| 13990 | 1683.4003 | 1114.5665
| 13991 | 1683.1791 | 1114.5665
| 13992 | 1682.9534 | 1114.5665
| 13993 | 1682.6235 | 1114.5665
| 13994 | 1682.4958 | 1114.5665
| 13995 | 1682.3486 | 1114.5665
| 13996 | 1682.1788 | 1114.5665
| 13997 | 1681.9954 | 1114.5665
| 13998 | 1681.8594 | 1114.5665
| 13999 | 1681.5687 | 1114.5665
| 14000 | 1681.3728 | 1114.5665
| 14001 | 1681.151 | 1114.5665
| 14002 | 1681.0068 | 1114.5665
| 14003 | 1680.7836 | 1114.5665
| 14004 | 1680.6378 | 1114.5665
| 14005 | 1680.4661 | 1114.5665
| 14006 | 1680.2194 | 1114.5665
| 14007 | 1679.967 | 1114.5665
| 14008 | 1679.7993 | 1114.5665
| 14009 | 1679.599 | 1114.5665
| 14010 | 1679.2143 | 1114.5665
| 14011 | 1679.0354 | 1114.5665
| 14012 | 1678.8847 | 1114.5665
| 14013 | 1678.7201 | 1114.5665
| 14014 | 1678.5237 | 1114.5665
| 14015 | 1678.3832 | 1114.5665
| 14016 | 1678.1891 | 1114.5665
| 14017 | 1677.9959 | 1114.5665
| 14018 | 1677.7564 | 1114.5665
| 14019 | 1677.6842 | 1114.5665
| 14020 | 1677.5448 | 1114.5665
| 14021 | 1677.377 | 1114.5665
| 14022 | 1677.2388 | 1114.5665
| 14023 | 1677.0638 | 1114.5665
| 14024 | 1676.9277 | 1114.5665
| 14025 | 1676.7796 | 1114.5665
| 14026 | 1676.5976 | 1114.5665
| 14027 | 1676.4472 | 1114.5665
| 14028 | 1676.2805 | 1114.5665
| 14029 | 1676.0753 | 1114.5665
| 14030 | 1675.9245 | 1114.5665
| 14031 | 1675.811 | 1114.5665
| 14032 | 1675.642 | 1114.5665
| 14033 | 1675.4417 | 1114.5665
| 14034 | 1675.2562 | 1114.5665
| 14035 | 1674.965 | 1114.5665
| 14036 | 1674.7808 | 1114.5665
| 14037 | 1674.5607 | 1114.5665
| 14038 | 1674.3981 | 1114.5665
| 14039 | 1674.2242 | 1114.5665
| 14040 | 1674.0093 | 1114.5665
| 14041 | 1673.8642 | 1114.5665
| 14042 | 1673.6273 | 1114.5665
| 14043 | 1673.4276 | 1114.5665
| 14044 | 1673.182 | 1114.5665
| 14045 | 1673.0023 | 1114.5665
| 14046 | 1672.6651 | 1114.5665
| 14047 | 1672.4622 | 1114.5665
| 14048 | 1672.264 | 1114.5665
| 14049 | 1672.059 | 1114.5665
| 14050 | 1671.8327 | 1114.5665
| 14051 | 1671.6365 | 1114.5665
| 14052 | 1671.4762 | 1114.5665
| 14053 | 1671.2877 | 1114.5665
| 14054 | 1671.1579 | 1114.5665
| 14055 | 1670.9496 | 1114.5665
| 14056 | 1670.8164 | 1114.5665
| 14057 | 1670.701 | 1114.5665
| 14058 | 1670.6002 | 1114.5665
| 14059 | 1670.4224 | 1114.5665
| 14060 | 1670.2236 | 1114.5665
| 14061 | 1670.0167 | 1114.5665
| 14062 | 1669.7609 | 1114.5665
| 14063 | 1669.6298 | 1114.5665
| 14064 | 1669.4406 | 1114.5665
| 14065 | 1669.3225 | 1114.5665
| 14066 | 1669.1209 | 1114.5665
| 14067 | 1669.0097 | 1114.5665
| 14068 | 1668.7977 | 1114.5665
| 14069 | 1668.6322 | 1114.5665
| 14070 | 1668.4719 | 1114.5665
| 14071 | 1668.279 | 1114.5665
| 14072 | 1668.1167 | 1114.5665
| 14073 | 1667.8653 | 1114.5665
| 14074 | 1667.681 | 1114.5665
| 14075 | 1667.5643 | 1114.5665
| 14076 | 1667.3559 | 1114.5665
| 14077 | 1667.2477 | 1114.5665
| 14078 | 1667.1249 | 1114.5665
| 14079 | 1666.8844 | 1114.5665
| 14080 | 1666.7207 | 1114.5665
| 14081 | 1666.4664 | 1114.5665
| 14082 | 1666.1897 | 1114.5665
| 14083 | 1666.0465 | 1114.5665
| 14084 | 1665.8057 | 1114.5665
| 14085 | 1665.5313 | 1114.5665
| 14086 | 1665.3074 | 1114.5665
| 14087 | 1665.0691 | 1114.5665
| 14088 | 1664.9294 | 1114.5665
| 14089 | 1664.8023 | 1114.5665
| 14090 | 1664.613 | 1114.5665
| 14091 | 1664.4266 | 1114.5665
| 14092 | 1664.2364 | 1114.5665
| 14093 | 1664.1353 | 1114.5665
| 14094 | 1664.038 | 1114.5665
| 14095 | 1663.8143 | 1114.5665
| 14096 | 1663.6527 | 1114.5665
| 14097 | 1663.4663 | 1114.5665
| 14098 | 1663.2931 | 1114.5665
| 14099 | 1663.1087 | 1114.5665
| 14100 | 1662.9313 | 1114.5665
| 14101 | 1662.7953 | 1114.5665
| 14102 | 1662.6206 | 1114.5665
| 14103 | 1662.3999 | 1114.5665
| 14104 | 1662.2037 | 1114.5665
| 14105 | 1662.0638 | 1114.5665
| 14106 | 1661.8375 | 1114.5665
| 14107 | 1661.6347 | 1114.5665
| 14108 | 1661.5371 | 1114.5665
| 14109 | 1661.2619 | 1114.5665
| 14110 | 1661.1159 | 1114.5665
| 14111 | 1660.9475 | 1114.5665
| 14112 | 1660.8579 | 1114.5665
| 14113 | 1660.6278 | 1114.5665
| 14114 | 1660.4654 | 1114.5665
| 14115 | 1660.3676 | 1114.5665
| 14116 | 1660.0464 | 1114.5665
| 14117 | 1659.9481 | 1114.5665
| 14118 | 1659.7506 | 1114.5665
| 14119 | 1659.5797 | 1114.5665
| 14120 | 1659.4906 | 1114.5665
| 14121 | 1659.3114 | 1114.5665
| 14122 | 1659.1504 | 1114.5665
| 14123 | 1659.0276 | 1114.5665
| 14124 | 1658.7505 | 1114.5665
| 14125 | 1658.6229 | 1114.5665
| 14126 | 1658.4486 | 1114.5665
| 14127 | 1658.2558 | 1114.5665
| 14128 | 1658.0848 | 1114.5665
| 14129 | 1657.7898 | 1114.5665
| 14130 | 1657.6456 | 1114.5665
| 14131 | 1657.5088 | 1114.5665
| 14132 | 1657.3178 | 1114.5665
| 14133 | 1657.139 | 1114.5665
| 14134 | 1656.9363 | 1114.5665
| 14135 | 1656.7867 | 1114.5665
| 14136 | 1656.6938 | 1114.5665
| 14137 | 1656.5172 | 1114.5665
| 14138 | 1656.3552 | 1114.5665
| 14139 | 1656.1065 | 1114.5665
| 14140 | 1656.012 | 1114.5665
| 14141 | 1655.7684 | 1114.5665
| 14142 | 1655.4678 | 1114.5665
| 14143 | 1655.287 | 1114.5665
| 14144 | 1655.0565 | 1114.5665
| 14145 | 1654.9195 | 1114.5665
| 14146 | 1654.7312 | 1114.5665
| 14147 | 1654.5177 | 1114.5665
| 14148 | 1654.3664 | 1114.5665
| 14149 | 1654.1491 | 1114.5665
| 14150 | 1654.0582 | 1114.5665
| 14151 | 1653.7202 | 1114.5665
| 14152 | 1653.5533 | 1114.5665
| 14153 | 1653.2254 | 1114.5665
| 14154 | 1653.0192 | 1114.5665
| 14155 | 1652.8391 | 1114.5665
| 14156 | 1652.6429 | 1114.5665
| 14157 | 1652.4035 | 1114.5665
| 14158 | 1652.2467 | 1114.5665
| 14159 | 1652.0352 | 1114.5665
| 14160 | 1651.7753 | 1114.5665
| 14161 | 1651.5324 | 1114.5665
| 14162 | 1651.4109 | 1114.5665
| 14163 | 1651.276 | 1114.5665
| 14164 | 1651.0403 | 1114.5665
| 14165 | 1650.8615 | 1114.5665
| 14166 | 1650.7403 | 1114.5665
| 14167 | 1650.5434 | 1114.5665
| 14168 | 1650.4225 | 1114.5665
| 14169 | 1650.1847 | 1114.5665
| 14170 | 1650.0507 | 1114.5665
| 14171 | 1649.7881 | 1114.5665
| 14172 | 1649.6438 | 1114.5665
| 14173 | 1649.5105 | 1114.5665
| 14174 | 1649.2811 | 1114.5665
| 14175 | 1649.0971 | 1114.5665
| 14176 | 1648.8896 | 1114.5665
| 14177 | 1648.6281 | 1114.5665
| 14178 | 1648.4432 | 1114.5665
| 14179 | 1648.3026 | 1114.5665
| 14180 | 1648.1076 | 1114.5665
| 14181 | 1648.0313 | 1114.5665
| 14182 | 1647.8584 | 1114.5665
| 14183 | 1647.6254 | 1114.5665
| 14184 | 1647.3506 | 1114.5665
| 14185 | 1647.2247 | 1114.5665
| 14186 | 1647.0332 | 1114.5665
| 14187 | 1646.6962 | 1114.5665
| 14188 | 1646.5206 | 1114.5665
| 14189 | 1646.3089 | 1114.5665
| 14190 | 1646.1262 | 1114.5665
| 14191 | 1645.9619 | 1114.5665
| 14192 | 1645.7818 | 1114.5665
| 14193 | 1645.6271 | 1114.5665
| 14194 | 1645.5013 | 1114.5665
| 14195 | 1645.3274 | 1114.5665
| 14196 | 1645.1471 | 1114.5665
| 14197 | 1644.9331 | 1114.5665
| 14198 | 1644.7454 | 1114.5665
| 14199 | 1644.6083 | 1114.5665
| 14200 | 1644.4473 | 1114.5665
| 14201 | 1644.232 | 1114.5665
| 14202 | 1644.0744 | 1114.5665
| 14203 | 1643.9587 | 1114.5665
| 14204 | 1643.7192 | 1114.5665
| 14205 | 1643.5789 | 1114.5665
| 14206 | 1643.237 | 1114.5665
| 14207 | 1643.0241 | 1114.5665
| 14208 | 1642.8263 | 1114.5665
| 14209 | 1642.6838 | 1114.5665
| 14210 | 1642.4307 | 1114.5665
| 14211 | 1642.1773 | 1114.5665
| 14212 | 1641.9381 | 1114.5665
| 14213 | 1641.6803 | 1114.5665
| 14214 | 1641.3551 | 1114.5665
| 14215 | 1641.1628 | 1114.5665
| 14216 | 1641.0597 | 1114.5665
| 14217 | 1640.6899 | 1114.5665
| 14218 | 1640.4829 | 1114.5665
| 14219 | 1640.2141 | 1114.5665
| 14220 | 1639.9375 | 1114.5665
| 14221 | 1639.6998 | 1114.5665
| 14222 | 1639.5215 | 1114.5665
| 14223 | 1639.2505 | 1114.5665
| 14224 | 1639.0668 | 1114.5665
| 14225 | 1638.906 | 1114.5665
| 14226 | 1638.7525 | 1114.5665
| 14227 | 1638.5871 | 1114.5665
| 14228 | 1638.404 | 1114.5665
| 14229 | 1638.2184 | 1114.5665
| 14230 | 1638.0642 | 1114.5665
| 14231 | 1637.8532 | 1114.5665
| 14232 | 1637.6755 | 1114.5665
| 14233 | 1637.4812 | 1114.5665
| 14234 | 1637.2876 | 1114.5665
| 14235 | 1636.9654 | 1114.5665
| 14236 | 1636.8043 | 1114.5665
| 14237 | 1636.5213 | 1114.5665
| 14238 | 1636.3519 | 1114.5665
| 14239 | 1636.0954 | 1114.5665
| 14240 | 1635.8574 | 1114.5665
| 14241 | 1635.6934 | 1114.5665
| 14242 | 1635.5819 | 1114.5665
| 14243 | 1635.4596 | 1114.5665
| 14244 | 1635.3304 | 1114.5665
| 14245 | 1635.2063 | 1114.5665
| 14246 | 1634.9829 | 1114.5665
| 14247 | 1634.8577 | 1114.5665
| 14248 | 1634.6759 | 1114.5665
| 14249 | 1634.4231 | 1114.5665
| 14250 | 1634.0958 | 1114.5665
| 14251 | 1633.8667 | 1114.5665
| 14252 | 1633.7563 | 1114.5665
| 14253 | 1633.5809 | 1114.5665
| 14254 | 1633.371 | 1114.5665
| 14255 | 1633.2378 | 1114.5665
| 14256 | 1633.1066 | 1114.5665
| 14257 | 1632.9905 | 1114.5665
| 14258 | 1632.8181 | 1114.5665
| 14259 | 1632.6627 | 1114.5665
| 14260 | 1632.4582 | 1114.5665
| 14261 | 1632.2849 | 1114.5665
| 14262 | 1632.1661 | 1114.5665
| 14263 | 1631.9923 | 1114.5665
| 14264 | 1631.7859 | 1114.5665
| 14265 | 1631.5977 | 1114.5665
| 14266 | 1631.2901 | 1114.5665
| 14267 | 1631.0961 | 1114.5665
| 14268 | 1630.9392 | 1114.5665
| 14269 | 1630.8094 | 1114.5665
| 14270 | 1630.6658 | 1114.5665
| 14271 | 1630.4931 | 1114.5665
| 14272 | 1630.3446 | 1114.5665
| 14273 | 1630.1502 | 1114.5665
| 14274 | 1629.9506 | 1114.5665
| 14275 | 1629.7983 | 1114.5665
| 14276 | 1629.6071 | 1114.5665
| 14277 | 1629.425 | 1114.5665
| 14278 | 1629.2117 | 1114.5665
| 14279 | 1629.1257 | 1114.5665
| 14280 | 1628.8542 | 1114.5665
| 14281 | 1628.6518 | 1114.5665
| 14282 | 1628.4641 | 1114.5665
| 14283 | 1628.2316 | 1114.5665
| 14284 | 1628.0518 | 1114.5665
| 14285 | 1627.7821 | 1114.5665
| 14286 | 1627.5255 | 1114.5665
| 14287 | 1627.344 | 1114.5665
| 14288 | 1627.1044 | 1114.5665
| 14289 | 1626.8486 | 1114.5665
| 14290 | 1626.7139 | 1114.5665
| 14291 | 1626.5562 | 1114.5665
| 14292 | 1626.3144 | 1114.5665
| 14293 | 1626.2239 | 1114.5665
| 14294 | 1626.1435 | 1114.5665
| 14295 | 1626.0526 | 1114.5665
| 14296 | 1625.9092 | 1114.5665
| 14297 | 1625.6803 | 1114.5665
| 14298 | 1625.4085 | 1114.5665
| 14299 | 1625.094 | 1114.5665
| 14300 | 1624.8123 | 1114.5665
| 14301 | 1624.5919 | 1114.5665
| 14302 | 1624.3648 | 1114.5665
| 14303 | 1624.2039 | 1114.5665
| 14304 | 1624.0033 | 1114.5665
| 14305 | 1623.7603 | 1114.5665
| 14306 | 1623.6483 | 1114.5665
| 14307 | 1623.4484 | 1114.5665
| 14308 | 1623.222 | 1114.5665
| 14309 | 1623.0603 | 1114.5665
| 14310 | 1622.904 | 1114.5665
| 14311 | 1622.5621 | 1114.5665
| 14312 | 1622.3329 | 1114.5665
| 14313 | 1622.1564 | 1114.5665
| 14314 | 1621.9599 | 1114.5665
| 14315 | 1621.754 | 1114.5665
| 14316 | 1621.6141 | 1114.5665
| 14317 | 1621.3713 | 1114.5665
| 14318 | 1621.1582 | 1114.5665
| 14319 | 1620.9514 | 1114.5665
| 14320 | 1620.7758 | 1114.5665
| 14321 | 1620.6247 | 1114.5665
| 14322 | 1620.4237 | 1114.5665
| 14323 | 1620.2479 | 1114.5665
| 14324 | 1620.0921 | 1114.5665
| 14325 | 1619.9246 | 1114.5665
| 14326 | 1619.7257 | 1114.5665
| 14327 | 1619.4649 | 1114.5665
| 14328 | 1619.2506 | 1114.5665
| 14329 | 1619.1049 | 1114.5665
| 14330 | 1618.897 | 1114.5665
| 14331 | 1618.6967 | 1114.5665
| 14332 | 1618.5263 | 1114.5665
| 14333 | 1618.2671 | 1114.5665
| 14334 | 1618.0316 | 1114.5665
| 14335 | 1617.872 | 1114.5665
| 14336 | 1617.6981 | 1114.5665
| 14337 | 1617.461 | 1114.5665
| 14338 | 1617.2711 | 1114.5665
| 14339 | 1617.0886 | 1114.5665
| 14340 | 1616.9665 | 1114.5665
| 14341 | 1616.7531 | 1114.5665
| 14342 | 1616.4731 | 1114.5665
| 14343 | 1616.1804 | 1114.5665
| 14344 | 1615.9611 | 1114.5665
| 14345 | 1615.7633 | 1114.5665
| 14346 | 1615.416 | 1114.5665
| 14347 | 1615.2686 | 1114.5665
| 14348 | 1614.9499 | 1114.5665
| 14349 | 1614.7431 | 1114.5665
| 14350 | 1614.4638 | 1114.5665
| 14351 | 1614.2675 | 1114.5665
| 14352 | 1614.03 | 1114.5665
| 14353 | 1613.8182 | 1114.5665
| 14354 | 1613.6409 | 1114.5665
| 14355 | 1613.5032 | 1114.5665
| 14356 | 1613.284 | 1114.5665
| 14357 | 1613.0429 | 1114.5665
| 14358 | 1612.7996 | 1114.5665
| 14359 | 1612.5505 | 1114.5665
| 14360 | 1612.3779 | 1114.5665
| 14361 | 1612.163 | 1114.5665
| 14362 | 1611.9541 | 1114.5665
| 14363 | 1611.771 | 1114.5665
| 14364 | 1611.3586 | 1114.5665
| 14365 | 1611.1944 | 1114.5665
| 14366 | 1611.0305 | 1114.5665
| 14367 | 1610.7568 | 1114.5665
| 14368 | 1610.6151 | 1114.5665
| 14369 | 1610.4851 | 1114.5665
| 14370 | 1610.3075 | 1114.5665
| 14371 | 1610.0563 | 1114.5665
| 14372 | 1609.8876 | 1114.5665
| 14373 | 1609.6348 | 1114.5665
| 14374 | 1609.4324 | 1114.5665
| 14375 | 1609.2113 | 1114.5665
| 14376 | 1609.0802 | 1114.5665
| 14377 | 1608.8428 | 1114.5665
| 14378 | 1608.6701 | 1114.5665
| 14379 | 1608.4931 | 1114.5665
| 14380 | 1608.2411 | 1114.5665
| 14381 | 1608.0107 | 1114.5665
| 14382 | 1607.7251 | 1114.5665
| 14383 | 1607.5619 | 1114.5665
| 14384 | 1607.4469 | 1114.5665
| 14385 | 1607.2319 | 1114.5665
| 14386 | 1607.0724 | 1114.5665
| 14387 | 1606.7794 | 1114.5665
| 14388 | 1606.5712 | 1114.5665
| 14389 | 1606.3577 | 1114.5665
| 14390 | 1606.0994 | 1114.5665
| 14391 | 1605.8928 | 1114.5665
| 14392 | 1605.7156 | 1114.5665
| 14393 | 1605.4858 | 1114.5665
| 14394 | 1605.2152 | 1114.5665
| 14395 | 1605.058 | 1114.5665
| 14396 | 1604.86 | 1114.5665
| 14397 | 1604.6301 | 1114.5665
| 14398 | 1604.4132 | 1114.5665
| 14399 | 1604.2844 | 1114.5665
| 14400 | 1604.0658 | 1114.5665
| 14401 | 1603.7952 | 1114.5665
| 14402 | 1603.564 | 1114.5665
| 14403 | 1603.3535 | 1114.5665
| 14404 | 1603.2126 | 1114.5665
| 14405 | 1603.0561 | 1114.5665
| 14406 | 1602.7433 | 1114.5665
| 14407 | 1602.5414 | 1114.5665
| 14408 | 1602.3531 | 1114.5665
| 14409 | 1602.2006 | 1114.5665
| 14410 | 1602.0193 | 1114.5665
| 14411 | 1601.8766 | 1114.5665
| 14412 | 1601.7734 | 1114.5665
| 14413 | 1601.5817 | 1114.5665
| 14414 | 1601.3819 | 1114.5665
| 14415 | 1601.1837 | 1114.5665
| 14416 | 1601.029 | 1114.5665
| 14417 | 1600.8538 | 1114.5665
| 14418 | 1600.6993 | 1114.5665
| 14419 | 1600.4344 | 1114.5665
| 14420 | 1600.3129 | 1114.5665
| 14421 | 1600.166 | 1114.5665
| 14422 | 1600.0043 | 1114.5665
| 14423 | 1599.7566 | 1114.5665
| 14424 | 1599.4828 | 1114.5665
| 14425 | 1599.2377 | 1114.5665
| 14426 | 1599.0137 | 1114.5665
| 14427 | 1598.8107 | 1114.5665
| 14428 | 1598.6271 | 1114.5665
| 14429 | 1598.5234 | 1114.5665
| 14430 | 1598.1981 | 1114.5665
| 14431 | 1597.9684 | 1114.5665
| 14432 | 1597.8562 | 1114.5665
| 14433 | 1597.7349 | 1114.5665
| 14434 | 1597.5504 | 1114.5665
| 14435 | 1597.3433 | 1114.5665
| 14436 | 1597.1099 | 1114.5665
| 14437 | 1596.9349 | 1114.5665
| 14438 | 1596.5532 | 1114.5665
| 14439 | 1596.4262 | 1114.5665
| 14440 | 1596.3163 | 1114.5665
| 14441 | 1596.1251 | 1114.5665
| 14442 | 1595.967 | 1114.5665
| 14443 | 1595.6794 | 1114.5665
| 14444 | 1595.4832 | 1114.5665
| 14445 | 1595.3183 | 1114.5665
| 14446 | 1595.1054 | 1114.5665
| 14447 | 1594.9593 | 1114.5665
| 14448 | 1594.8079 | 1114.5665
| 14449 | 1594.5594 | 1114.5665
| 14450 | 1594.4271 | 1114.5665
| 14451 | 1594.2655 | 1114.5665
| 14452 | 1594.0723 | 1114.5665
| 14453 | 1593.8337 | 1114.5665
| 14454 | 1593.614 | 1114.5665
| 14455 | 1593.3714 | 1114.5665
| 14456 | 1593.1588 | 1114.5665
| 14457 | 1592.9596 | 1114.5665
| 14458 | 1592.8041 | 1114.5665
| 14459 | 1592.5494 | 1114.5665
| 14460 | 1592.4575 | 1114.5665
| 14461 | 1592.2084 | 1114.5665
| 14462 | 1592.0354 | 1114.5665
| 14463 | 1591.7839 | 1114.5665
| 14464 | 1591.6909 | 1114.5665
| 14465 | 1591.4778 | 1114.5665
| 14466 | 1591.283 | 1114.5665
| 14467 | 1591.1476 | 1114.5665
| 14468 | 1591.0096 | 1114.5665
| 14469 | 1590.8023 | 1114.5665
| 14470 | 1590.5862 | 1114.5665
| 14471 | 1590.4682 | 1114.5665
| 14472 | 1590.2376 | 1114.5665
| 14473 | 1590.0055 | 1114.5665
| 14474 | 1589.8147 | 1114.5665
| 14475 | 1589.59 | 1114.5665
| 14476 | 1589.2321 | 1114.5665
| 14477 | 1589.0287 | 1114.5665
| 14478 | 1588.8313 | 1114.5665
| 14479 | 1588.6208 | 1114.5665
| 14480 | 1588.4551 | 1114.5665
| 14481 | 1588.2844 | 1114.5665
| 14482 | 1588.1662 | 1114.5665
| 14483 | 1587.9961 | 1114.5665
| 14484 | 1587.7465 | 1114.5665
| 14485 | 1587.5388 | 1114.5665
| 14486 | 1587.2541 | 1114.5665
| 14487 | 1587.0579 | 1114.5665
| 14488 | 1586.8483 | 1114.5665
| 14489 | 1586.6789 | 1114.5665
| 14490 | 1586.4079 | 1114.5665
| 14491 | 1586.2133 | 1114.5665
| 14492 | 1585.9764 | 1114.5665
| 14493 | 1585.791 | 1114.5665
| 14494 | 1585.6183 | 1114.5665
| 14495 | 1585.5039 | 1114.5665
| 14496 | 1585.3443 | 1114.5665
| 14497 | 1585.082 | 1114.5665
| 14498 | 1584.7749 | 1114.5665
| 14499 | 1584.6447 | 1114.5665
| 14500 | 1584.4977 | 1114.5665
| 14501 | 1584.2701 | 1114.5665
| 14502 | 1584.0139 | 1114.5665
| 14503 | 1583.7646 | 1114.5665
| 14504 | 1583.5754 | 1114.5665
| 14505 | 1583.4281 | 1114.5665
| 14506 | 1583.1655 | 1114.5665
| 14507 | 1582.995 | 1114.5665
| 14508 | 1582.7931 | 1114.5665
| 14509 | 1582.576 | 1114.5665
| 14510 | 1582.3348 | 1114.5665
| 14511 | 1582.1137 | 1114.5665
| 14512 | 1581.873 | 1114.5665
| 14513 | 1581.6898 | 1114.5665
| 14514 | 1581.3571 | 1114.5665
| 14515 | 1581.0752 | 1114.5665
| 14516 | 1580.9492 | 1114.5665
| 14517 | 1580.8628 | 1114.5665
| 14518 | 1580.5878 | 1114.5665
| 14519 | 1580.386 | 1114.5665
| 14520 | 1580.2659 | 1114.5665
| 14521 | 1580.1115 | 1114.5665
| 14522 | 1579.862 | 1114.5665
| 14523 | 1579.5976 | 1114.5665
| 14524 | 1579.3828 | 1114.5665
| 14525 | 1579.1614 | 1114.5665
| 14526 | 1578.8603 | 1114.5665
| 14527 | 1578.5721 | 1114.5665
| 14528 | 1578.2783 | 1114.5665
| 14529 | 1578.0253 | 1114.5665
| 14530 | 1577.7508 | 1114.5665
| 14531 | 1577.5971 | 1114.5665
| 14532 | 1577.36 | 1114.5665
| 14533 | 1577.1653 | 1114.5665
| 14534 | 1577.0328 | 1114.5665
| 14535 | 1576.8942 | 1114.5665
| 14536 | 1576.7817 | 1114.5665
| 14537 | 1576.5317 | 1114.5665
| 14538 | 1576.3768 | 1114.5665
| 14539 | 1576.1693 | 1114.5665
| 14540 | 1576.0539 | 1114.5665
| 14541 | 1575.8675 | 1114.5665
| 14542 | 1575.7142 | 1114.5665
| 14543 | 1575.5204 | 1114.5665
| 14544 | 1575.2977 | 1114.5665
| 14545 | 1575.0673 | 1114.5665
| 14546 | 1574.879 | 1114.5665
| 14547 | 1574.6715 | 1114.5665
| 14548 | 1574.4617 | 1114.5665
| 14549 | 1574.36 | 1114.5665
| 14550 | 1574.108 | 1114.5665
| 14551 | 1573.9892 | 1114.5665
| 14552 | 1573.8279 | 1114.5665
| 14553 | 1573.497 | 1114.5665
| 14554 | 1573.3151 | 1114.5665
| 14555 | 1573.1859 | 1114.5665
| 14556 | 1572.9647 | 1114.5665
| 14557 | 1572.8108 | 1114.5665
| 14558 | 1572.6642 | 1114.5665
| 14559 | 1572.4413 | 1114.5665
| 14560 | 1572.1958 | 1114.5665
| 14561 | 1572.0625 | 1114.5665
| 14562 | 1571.864 | 1114.5665
| 14563 | 1571.6178 | 1114.5665
| 14564 | 1571.4185 | 1114.5665
| 14565 | 1571.2832 | 1114.5665
| 14566 | 1571.047 | 1114.5665
| 14567 | 1570.8124 | 1114.5665
| 14568 | 1570.6153 | 1114.5665
| 14569 | 1570.4154 | 1114.5665
| 14570 | 1570.0503 | 1114.5665
| 14571 | 1569.7601 | 1114.5665
| 14572 | 1569.4062 | 1114.5665
| 14573 | 1569.294 | 1114.5665
| 14574 | 1569.16 | 1114.5665
| 14575 | 1568.9346 | 1114.5665
| 14576 | 1568.7499 | 1114.5665
| 14577 | 1568.5464 | 1114.5665
| 14578 | 1568.346 | 1114.5665
| 14579 | 1568.1096 | 1114.5665
| 14580 | 1567.8857 | 1114.5665
| 14581 | 1567.5923 | 1114.5665
| 14582 | 1567.3674 | 1114.5665
| 14583 | 1567.212 | 1114.5665
| 14584 | 1566.9484 | 1114.5665
| 14585 | 1566.7134 | 1114.5665
| 14586 | 1566.4427 | 1114.5665
| 14587 | 1566.1585 | 1114.5665
| 14588 | 1565.9629 | 1114.5665
| 14589 | 1565.7225 | 1114.5665
| 14590 | 1565.5823 | 1114.5665
| 14591 | 1565.3763 | 1114.5665
| 14592 | 1565.1744 | 1114.5665
| 14593 | 1565.0292 | 1114.5665
| 14594 | 1564.8798 | 1114.5665
| 14595 | 1564.6813 | 1114.5665
| 14596 | 1564.5208 | 1114.5665
| 14597 | 1564.2807 | 1114.5665
| 14598 | 1564.055 | 1114.5665
| 14599 | 1563.8328 | 1114.5665
| 14600 | 1563.6693 | 1114.5665
| 14601 | 1563.4422 | 1114.5665
| 14602 | 1563.3245 | 1114.5665
| 14603 | 1563.1019 | 1114.5665
| 14604 | 1562.9524 | 1114.5665
| 14605 | 1562.7109 | 1114.5665
| 14606 | 1562.4447 | 1114.5665
| 14607 | 1562.1503 | 1114.5665
| 14608 | 1561.9075 | 1114.5665
| 14609 | 1561.6386 | 1114.5665
| 14610 | 1561.4465 | 1114.5665
| 14611 | 1561.2324 | 1114.5665
| 14612 | 1561.0069 | 1114.5665
| 14613 | 1560.8386 | 1114.5665
| 14614 | 1560.6216 | 1114.5665
| 14615 | 1560.4862 | 1114.5665
| 14616 | 1560.285 | 1114.5665
| 14617 | 1560.053 | 1114.5665
| 14618 | 1559.9486 | 1114.5665
| 14619 | 1559.7145 | 1114.5665
| 14620 | 1559.4275 | 1114.5665
| 14621 | 1559.1856 | 1114.5665
| 14622 | 1558.9696 | 1114.5665
| 14623 | 1558.7862 | 1114.5665
| 14624 | 1558.5553 | 1114.5665
| 14625 | 1558.3031 | 1114.5665
| 14626 | 1558.1057 | 1114.5665
| 14627 | 1557.7968 | 1114.5665
| 14628 | 1557.528 | 1114.5665
| 14629 | 1557.3757 | 1114.5665
| 14630 | 1557.2111 | 1114.5665
| 14631 | 1556.9745 | 1114.5665
| 14632 | 1556.7257 | 1114.5665
| 14633 | 1556.5119 | 1114.5665
| 14634 | 1556.1345 | 1114.5665
| 14635 | 1555.9357 | 1114.5665
| 14636 | 1555.7235 | 1114.5665
| 14637 | 1555.569 | 1114.5665
| 14638 | 1555.4351 | 1114.5665
| 14639 | 1555.1524 | 1114.5665
| 14640 | 1554.9386 | 1114.5665
| 14641 | 1554.7179 | 1114.5665
| 14642 | 1554.5487 | 1114.5665
| 14643 | 1554.2819 | 1114.5665
| 14644 | 1554.1307 | 1114.5665
| 14645 | 1553.8786 | 1114.5665
| 14646 | 1553.6779 | 1114.5665
| 14647 | 1553.4973 | 1114.5665
| 14648 | 1553.2392 | 1114.5665
| 14649 | 1553.1033 | 1114.5665
| 14650 | 1552.9314 | 1114.5665
| 14651 | 1552.7148 | 1114.5665
| 14652 | 1552.5243 | 1114.5665
| 14653 | 1552.3164 | 1114.5665
| 14654 | 1552.1787 | 1114.5665
| 14655 | 1551.9908 | 1114.5665
| 14656 | 1551.8604 | 1114.5665
| 14657 | 1551.7015 | 1114.5665
| 14658 | 1551.5759 | 1114.5665
| 14659 | 1551.3611 | 1114.5665
| 14660 | 1551.1019 | 1114.5665
| 14661 | 1550.9137 | 1114.5665
| 14662 | 1550.7337 | 1114.5665
| 14663 | 1550.524 | 1114.5665
| 14664 | 1550.2979 | 1114.5665
| 14665 | 1550.1077 | 1114.5665
| 14666 | 1549.9366 | 1114.5665
| 14667 | 1549.5953 | 1114.5665
| 14668 | 1549.3903 | 1114.5665
| 14669 | 1549.1306 | 1114.5665
| 14670 | 1548.8749 | 1114.5665
| 14671 | 1548.7233 | 1114.5665
| 14672 | 1548.5075 | 1114.5665
| 14673 | 1548.343 | 1114.5665
| 14674 | 1548.1548 | 1114.5665
| 14675 | 1547.9955 | 1114.5665
| 14676 | 1547.7248 | 1114.5665
| 14677 | 1547.5674 | 1114.5665
| 14678 | 1547.3116 | 1114.5665
| 14679 | 1547.1336 | 1114.5665
| 14680 | 1546.9455 | 1114.5665
| 14681 | 1546.7499 | 1114.5665
| 14682 | 1546.5598 | 1114.5665
| 14683 | 1546.3399 | 1114.5665
| 14684 | 1546.253 | 1114.5665
| 14685 | 1546.034 | 1114.5665
| 14686 | 1545.7661 | 1114.5665
| 14687 | 1545.5412 | 1114.5665
| 14688 | 1545.3133 | 1114.5665
| 14689 | 1545.1688 | 1114.5665
| 14690 | 1545.0004 | 1114.5665
| 14691 | 1544.7921 | 1114.5665
| 14692 | 1544.5453 | 1114.5665
| 14693 | 1544.3445 | 1114.5665
| 14694 | 1544.176 | 1114.5665
| 14695 | 1543.8222 | 1114.5665
| 14696 | 1543.5422 | 1114.5665
| 14697 | 1543.3347 | 1114.5665
| 14698 | 1543.1321 | 1114.5665
| 14699 | 1542.8494 | 1114.5665
| 14700 | 1542.5601 | 1114.5665
| 14701 | 1542.3002 | 1114.5665
| 14702 | 1542.0291 | 1114.5665
| 14703 | 1541.7985 | 1114.5665
| 14704 | 1541.6429 | 1114.5665
| 14705 | 1541.4427 | 1114.5665
| 14706 | 1541.2522 | 1114.5665
| 14707 | 1541.0782 | 1114.5665
| 14708 | 1540.822 | 1114.5665
| 14709 | 1540.6745 | 1114.5665
| 14710 | 1540.4827 | 1114.5665
| 14711 | 1540.2417 | 1114.5665
| 14712 | 1540.1124 | 1114.5665
| 14713 | 1539.9958 | 1114.5665
| 14714 | 1539.6646 | 1114.5665
| 14715 | 1539.4076 | 1114.5665
| 14716 | 1539.2794 | 1114.5665
| 14717 | 1539.1513 | 1114.5665
| 14718 | 1539.0175 | 1114.5665
| 14719 | 1538.8416 | 1114.5665
| 14720 | 1538.6764 | 1114.5665
| 14721 | 1538.4612 | 1114.5665
| 14722 | 1538.2252 | 1114.5665
| 14723 | 1537.934 | 1114.5665
| 14724 | 1537.7042 | 1114.5665
| 14725 | 1537.4642 | 1114.5665
| 14726 | 1537.3073 | 1114.5665
| 14727 | 1537.1664 | 1114.5665
| 14728 | 1536.9497 | 1114.5665
| 14729 | 1536.7702 | 1114.5665
| 14730 | 1536.5631 | 1114.5665
| 14731 | 1536.3694 | 1114.5665
| 14732 | 1536.224 | 1114.5665
| 14733 | 1536.0863 | 1114.5665
| 14734 | 1535.8903 | 1114.5665
| 14735 | 1535.7127 | 1114.5665
| 14736 | 1535.5051 | 1114.5665
| 14737 | 1535.2191 | 1114.5665
| 14738 | 1535.0419 | 1114.5665
| 14739 | 1534.8408 | 1114.5665
| 14740 | 1534.5442 | 1114.5665
| 14741 | 1534.3379 | 1114.5665
| 14742 | 1534.0454 | 1114.5665
| 14743 | 1533.6547 | 1114.5665
| 14744 | 1533.4354 | 1114.5665
| 14745 | 1533.2827 | 1114.5665
| 14746 | 1533.1039 | 1114.5665
| 14747 | 1532.9504 | 1114.5665
| 14748 | 1532.6017 | 1114.5665
| 14749 | 1532.4315 | 1114.5665
| 14750 | 1532.1754 | 1114.5665
| 14751 | 1531.9331 | 1114.5665
| 14752 | 1531.7887 | 1114.5665
| 14753 | 1531.6373 | 1114.5665
| 14754 | 1531.4545 | 1114.5665
| 14755 | 1531.3264 | 1114.5665
| 14756 | 1531.0363 | 1114.5665
| 14757 | 1530.8003 | 1114.5665
| 14758 | 1530.5943 | 1114.5665
| 14759 | 1530.4394 | 1114.5665
| 14760 | 1530.2329 | 1114.5665
| 14761 | 1530.0344 | 1114.5665
| 14762 | 1529.7844 | 1114.5665
| 14763 | 1529.5382 | 1114.5665
| 14764 | 1529.229 | 1114.5665
| 14765 | 1529.1141 | 1114.5665
| 14766 | 1528.7801 | 1114.5665
| 14767 | 1528.5933 | 1114.5665
| 14768 | 1528.3249 | 1114.5665
| 14769 | 1528.1111 | 1114.5665
| 14770 | 1527.9842 | 1114.5665
| 14771 | 1527.7473 | 1114.5665
| 14772 | 1527.583 | 1114.5665
| 14773 | 1527.4381 | 1114.5665
| 14774 | 1527.2508 | 1114.5665
| 14775 | 1526.9794 | 1114.5665
| 14776 | 1526.8195 | 1114.5665
| 14777 | 1526.6884 | 1114.5665
| 14778 | 1526.487 | 1114.5665
| 14779 | 1526.2754 | 1114.5665
| 14780 | 1526.1213 | 1114.5665
| 14781 | 1525.8505 | 1114.5665
| 14782 | 1525.7245 | 1114.5665
| 14783 | 1525.4977 | 1114.5665
| 14784 | 1525.2106 | 1114.5665
| 14785 | 1524.9788 | 1114.5665
| 14786 | 1524.7664 | 1114.5665
| 14787 | 1524.557 | 1114.5665
| 14788 | 1524.36 | 1114.5665
| 14789 | 1524.127 | 1114.5665
| 14790 | 1523.9601 | 1114.5665
| 14791 | 1523.8567 | 1114.5665
| 14792 | 1523.7424 | 1114.5665
| 14793 | 1523.4939 | 1114.5665
| 14794 | 1523.2504 | 1114.5665
| 14795 | 1523.1345 | 1114.5665
| 14796 | 1522.9088 | 1114.5665
| 14797 | 1522.7165 | 1114.5665
| 14798 | 1522.4676 | 1114.5665
| 14799 | 1522.2462 | 1114.5665
| 14800 | 1522.0922 | 1114.5665
| 14801 | 1521.8526 | 1114.5665
| 14802 | 1521.6853 | 1114.5665
| 14803 | 1521.526 | 1114.5665
| 14804 | 1521.3194 | 1114.5665
| 14805 | 1521.1053 | 1114.5665
| 14806 | 1520.947 | 1114.5665
| 14807 | 1520.7539 | 1114.5665
| 14808 | 1520.6478 | 1114.5665
| 14809 | 1520.3977 | 1114.5665
| 14810 | 1520.1081 | 1114.5665
| 14811 | 1519.8537 | 1114.5665
| 14812 | 1519.686 | 1114.5665
| 14813 | 1519.4063 | 1114.5665
| 14814 | 1519.243 | 1114.5665
| 14815 | 1518.9725 | 1114.5665
| 14816 | 1518.787 | 1114.5665
| 14817 | 1518.6103 | 1114.5665
| 14818 | 1518.4081 | 1114.5665
| 14819 | 1518.1893 | 1114.5665
| 14820 | 1517.9799 | 1114.5665
| 14821 | 1517.7604 | 1114.5665
| 14822 | 1517.4501 | 1114.5665
| 14823 | 1517.185 | 1114.5665
| 14824 | 1516.9319 | 1114.5665
| 14825 | 1516.8175 | 1114.5665
| 14826 | 1516.6678 | 1114.5665
| 14827 | 1516.4646 | 1114.5665
| 14828 | 1516.3549 | 1114.5665
| 14829 | 1516.2053 | 1114.5665
| 14830 | 1516.1021 | 1114.5665
| 14831 | 1515.9675 | 1114.5665
| 14832 | 1515.7835 | 1114.5665
| 14833 | 1515.6541 | 1114.5665
| 14834 | 1515.4638 | 1114.5665
| 14835 | 1515.3331 | 1114.5665
| 14836 | 1515.1391 | 1114.5665
| 14837 | 1514.8937 | 1114.5665
| 14838 | 1514.7035 | 1114.5665
| 14839 | 1514.4874 | 1114.5665
| 14840 | 1514.2856 | 1114.5665
| 14841 | 1513.9675 | 1114.5665
| 14842 | 1513.8328 | 1114.5665
| 14843 | 1513.6958 | 1114.5665
| 14844 | 1513.4495 | 1114.5665
| 14845 | 1513.3363 | 1114.5665
| 14846 | 1513.1141 | 1114.5665
| 14847 | 1513.0176 | 1114.5665
| 14848 | 1512.8347 | 1114.5665
| 14849 | 1512.7225 | 1114.5665
| 14850 | 1512.5324 | 1114.5665
| 14851 | 1512.4428 | 1114.5665
| 14852 | 1512.1295 | 1114.5665
| 14853 | 1512.0108 | 1114.5665
| 14854 | 1511.8151 | 1114.5665
| 14855 | 1511.5137 | 1114.5665
| 14856 | 1511.3358 | 1114.5665
| 14857 | 1511.1791 | 1114.5665
| 14858 | 1511.0153 | 1114.5665
| 14859 | 1510.745 | 1114.5665
| 14860 | 1510.4878 | 1114.5665
| 14861 | 1510.2394 | 1114.5665
| 14862 | 1510.0352 | 1114.5665
| 14863 | 1509.848 | 1114.5665
| 14864 | 1509.645 | 1114.5665
| 14865 | 1509.4781 | 1114.5665
| 14866 | 1509.3148 | 1114.5665
| 14867 | 1509.1325 | 1114.5665
| 14868 | 1508.862 | 1114.5665
| 14869 | 1508.657 | 1114.5665
| 14870 | 1508.4308 | 1114.5665
| 14871 | 1508.2963 | 1114.5665
| 14872 | 1508.0477 | 1114.5665
| 14873 | 1507.8998 | 1114.5665
| 14874 | 1507.7136 | 1114.5665
| 14875 | 1507.5207 | 1114.5665
| 14876 | 1507.3247 | 1114.5665
| 14877 | 1507.1168 | 1114.5665
| 14878 | 1506.9569 | 1114.5665
| 14879 | 1506.6475 | 1114.5665
| 14880 | 1506.3916 | 1114.5665
| 14881 | 1506.1957 | 1114.5665
| 14882 | 1505.8664 | 1114.5665
| 14883 | 1505.6472 | 1114.5665
| 14884 | 1505.4886 | 1114.5665
| 14885 | 1505.1774 | 1114.5665
| 14886 | 1504.8941 | 1114.5665
| 14887 | 1504.5577 | 1114.5665
| 14888 | 1504.3896 | 1114.5665
| 14889 | 1504.1846 | 1114.5665
| 14890 | 1504.0336 | 1114.5665
| 14891 | 1503.8068 | 1114.5665
| 14892 | 1503.5899 | 1114.5665
| 14893 | 1503.409 | 1114.5665
| 14894 | 1503.1775 | 1114.5665
| 14895 | 1503.0028 | 1114.5665
| 14896 | 1502.802 | 1114.5665
| 14897 | 1502.6366 | 1114.5665
| 14898 | 1502.3785 | 1114.5665
| 14899 | 1502.1666 | 1114.5665
| 14900 | 1501.9579 | 1114.5665
| 14901 | 1501.6894 | 1114.5665
| 14902 | 1501.4343 | 1114.5665
| 14903 | 1501.2426 | 1114.5665
| 14904 | 1501.0608 | 1114.5665
| 14905 | 1500.8863 | 1114.5665
| 14906 | 1500.6969 | 1114.5665
| 14907 | 1500.5431 | 1114.5665
| 14908 | 1500.3337 | 1114.5665
| 14909 | 1500.1058 | 1114.5665
| 14910 | 1499.9069 | 1114.5665
| 14911 | 1499.6935 | 1114.5665
| 14912 | 1499.417 | 1114.5665
| 14913 | 1499.2143 | 1114.5665
| 14914 | 1499.0209 | 1114.5665
| 14915 | 1498.8932 | 1114.5665
| 14916 | 1498.7307 | 1114.5665
| 14917 | 1498.5913 | 1114.5665
| 14918 | 1498.3978 | 1114.5665
| 14919 | 1498.2061 | 1114.5665
| 14920 | 1497.993 | 1114.5665
| 14921 | 1497.7966 | 1114.5665
| 14922 | 1497.6008 | 1114.5665
| 14923 | 1497.2974 | 1114.5665
| 14924 | 1497.1313 | 1114.5665
| 14925 | 1496.9457 | 1114.5665
| 14926 | 1496.7444 | 1114.5665
| 14927 | 1496.5828 | 1114.5665
| 14928 | 1496.3644 | 1114.5665
| 14929 | 1496.1141 | 1114.5665
| 14930 | 1495.935 | 1114.5665
| 14931 | 1495.5901 | 1114.5665
| 14932 | 1495.413 | 1114.5665
| 14933 | 1495.0709 | 1114.5665
| 14934 | 1494.9191 | 1114.5665
| 14935 | 1494.719 | 1114.5665
| 14936 | 1494.6278 | 1114.5665
| 14937 | 1494.4106 | 1114.5665
| 14938 | 1494.1709 | 1114.5665
| 14939 | 1494.0046 | 1114.5665
| 14940 | 1493.8313 | 1114.5665
| 14941 | 1493.696 | 1114.5665
| 14942 | 1493.5526 | 1114.5665
| 14943 | 1493.2303 | 1114.5665
| 14944 | 1493.0171 | 1114.5665
| 14945 | 1492.7718 | 1114.5665
| 14946 | 1492.6014 | 1114.5665
| 14947 | 1492.3196 | 1114.5665
| 14948 | 1492.1672 | 1114.5665
| 14949 | 1491.8874 | 1114.5665
| 14950 | 1491.7045 | 1114.5665
| 14951 | 1491.5625 | 1114.5665
| 14952 | 1491.3527 | 1114.5665
| 14953 | 1491.1961 | 1114.5665
| 14954 | 1491.0594 | 1114.5665
| 14955 | 1490.8917 | 1114.5665
| 14956 | 1490.6438 | 1114.5665
| 14957 | 1490.4808 | 1114.5665
| 14958 | 1490.3276 | 1114.5665
| 14959 | 1490.141 | 1114.5665
| 14960 | 1490.0099 | 1114.5665
| 14961 | 1489.7534 | 1114.5665
| 14962 | 1489.5344 | 1114.5665
| 14963 | 1489.28 | 1114.5665
| 14964 | 1489.06 | 1114.5665
| 14965 | 1488.7974 | 1114.5665
| 14966 | 1488.4737 | 1114.5665
| 14967 | 1488.1882 | 1114.5665
| 14968 | 1487.967 | 1114.5665
| 14969 | 1487.7908 | 1114.5665
| 14970 | 1487.5596 | 1114.5665
| 14971 | 1487.436 | 1114.5665
| 14972 | 1487.2391 | 1114.5665
| 14973 | 1486.9267 | 1114.5665
| 14974 | 1486.6772 | 1114.5665
| 14975 | 1486.4648 | 1114.5665
| 14976 | 1486.3254 | 1114.5665
| 14977 | 1486.1266 | 1114.5665
| 14978 | 1485.9037 | 1114.5665
| 14979 | 1485.6095 | 1114.5665
| 14980 | 1485.4 | 1114.5665
| 14981 | 1485.105 | 1114.5665
| 14982 | 1484.9594 | 1114.5665
| 14983 | 1484.6499 | 1114.5665
| 14984 | 1484.3901 | 1114.5665
| 14985 | 1484.1012 | 1114.5665
| 14986 | 1483.9512 | 1114.5665
| 14987 | 1483.6194 | 1114.5665
| 14988 | 1483.4292 | 1114.5665
| 14989 | 1483.2661 | 1114.5665
| 14990 | 1483.0691 | 1114.5665
| 14991 | 1482.8892 | 1114.5665
| 14992 | 1482.6391 | 1114.5665
| 14993 | 1482.306 | 1114.5665
| 14994 | 1482.1109 | 1114.5665
| 14995 | 1482.0199 | 1114.5665
| 14996 | 1481.7515 | 1114.5665
| 14997 | 1481.5286 | 1114.5665
| 14998 | 1481.3416 | 1114.5665
| 14999 | 1481.1944 | 1114.5665
| 15000 | 1480.8862 | 1114.5665
| 15001 | 1480.72 | 1114.5665
| 15002 | 1480.4883 | 1114.5665
| 15003 | 1480.2283 | 1114.5665
| 15004 | 1480.0243 | 1114.5665
| 15005 | 1479.8523 | 1114.5665
| 15006 | 1479.6485 | 1114.5665
| 15007 | 1479.4049 | 1114.5665
| 15008 | 1479.1842 | 1114.5665
| 15009 | 1478.7525 | 1114.5665
| 15010 | 1478.6413 | 1114.5665
| 15011 | 1478.4783 | 1114.5665
| 15012 | 1478.306 | 1114.5665
| 15013 | 1478.1077 | 1114.5665
| 15014 | 1477.9249 | 1114.5665
| 15015 | 1477.7657 | 1114.5665
| 15016 | 1477.5415 | 1114.5665
| 15017 | 1477.3531 | 1114.5665
| 15018 | 1477.117 | 1114.5665
| 15019 | 1476.9324 | 1114.5665
| 15020 | 1476.7273 | 1114.5665
| 15021 | 1476.5226 | 1114.5665
| 15022 | 1476.3215 | 1114.5665
| 15023 | 1476.1603 | 1114.5665
| 15024 | 1475.9937 | 1114.5665
| 15025 | 1475.7123 | 1114.5665
| 15026 | 1475.5176 | 1114.5665
| 15027 | 1475.1305 | 1114.5665
| 15028 | 1474.8444 | 1114.5665
| 15029 | 1474.5185 | 1114.5665
| 15030 | 1474.3066 | 1114.5665
| 15031 | 1474.212 | 1114.5665
| 15032 | 1473.9926 | 1114.5665
| 15033 | 1473.8494 | 1114.5665
| 15034 | 1473.4938 | 1114.5665
| 15035 | 1473.3622 | 1114.5665
| 15036 | 1473.0456 | 1114.5665
| 15037 | 1472.8275 | 1114.5665
| 15038 | 1472.5939 | 1114.5665
| 15039 | 1472.3984 | 1114.5665
| 15040 | 1472.1593 | 1114.5665
| 15041 | 1472.0242 | 1114.5665
| 15042 | 1471.8767 | 1114.5665
| 15043 | 1471.5844 | 1114.5665
| 15044 | 1471.3177 | 1114.5665
| 15045 | 1471.1172 | 1114.5665
| 15046 | 1470.8521 | 1114.5665
| 15047 | 1470.5849 | 1114.5665
| 15048 | 1470.4054 | 1114.5665
| 15049 | 1470.26 | 1114.5665
| 15050 | 1470.034 | 1114.5665
| 15051 | 1469.9142 | 1114.5665
| 15052 | 1469.6714 | 1114.5665
| 15053 | 1469.4041 | 1114.5665
| 15054 | 1469.1564 | 1114.5665
| 15055 | 1468.9583 | 1114.5665
| 15056 | 1468.8011 | 1114.5665
| 15057 | 1468.6731 | 1114.5665
| 15058 | 1468.5383 | 1114.5665
| 15059 | 1468.4044 | 1114.5665
| 15060 | 1468.2115 | 1114.5665
| 15061 | 1468.022 | 1114.5665
| 15062 | 1467.8743 | 1114.5665
| 15063 | 1467.7117 | 1114.5665
| 15064 | 1467.5068 | 1114.5665
| 15065 | 1467.3593 | 1114.5665
| 15066 | 1467.2242 | 1114.5665
| 15067 | 1466.9656 | 1114.5665
| 15068 | 1466.7192 | 1114.5665
| 15069 | 1466.557 | 1114.5665
| 15070 | 1466.2667 | 1114.5665
| 15071 | 1465.9705 | 1114.5665
| 15072 | 1465.7142 | 1114.5665
| 15073 | 1465.499 | 1114.5665
| 15074 | 1465.305 | 1114.5665
| 15075 | 1465.1267 | 1114.5665
| 15076 | 1464.9471 | 1114.5665
| 15077 | 1464.7138 | 1114.5665
| 15078 | 1464.3768 | 1114.5665
| 15079 | 1464.1341 | 1114.5665
| 15080 | 1463.9443 | 1114.5665
| 15081 | 1463.7624 | 1114.5665
| 15082 | 1463.5198 | 1114.5665
| 15083 | 1463.2926 | 1114.5665
| 15084 | 1463.0541 | 1114.5665
| 15085 | 1462.7872 | 1114.5665
| 15086 | 1462.5181 | 1114.5665
| 15087 | 1462.3189 | 1114.5665
| 15088 | 1462.0889 | 1114.5665
| 15089 | 1461.8373 | 1114.5665
| 15090 | 1461.5944 | 1114.5665
| 15091 | 1461.2999 | 1114.5665
| 15092 | 1461.0131 | 1114.5665
| 15093 | 1460.6973 | 1114.5665
| 15094 | 1460.4981 | 1114.5665
| 15095 | 1460.3243 | 1114.5665
| 15096 | 1460.1527 | 1114.5665
| 15097 | 1460.0049 | 1114.5665
| 15098 | 1459.7916 | 1114.5665
| 15099 | 1459.5914 | 1114.5665
| 15100 | 1459.4122 | 1114.5665
| 15101 | 1459.2118 | 1114.5665
| 15102 | 1459.0037 | 1114.5665
| 15103 | 1458.8283 | 1114.5665
| 15104 | 1458.5447 | 1114.5665
| 15105 | 1458.2871 | 1114.5665
| 15106 | 1458.1368 | 1114.5665
| 15107 | 1457.8771 | 1114.5665
| 15108 | 1457.6515 | 1114.5665
| 15109 | 1457.5029 | 1114.5665
| 15110 | 1457.2167 | 1114.5665
| 15111 | 1457.0709 | 1114.5665
| 15112 | 1456.8875 | 1114.5665
| 15113 | 1456.7699 | 1114.5665
| 15114 | 1456.5196 | 1114.5665
| 15115 | 1456.2677 | 1114.5665
| 15116 | 1456.0164 | 1114.5665
| 15117 | 1455.7025 | 1114.5665
| 15118 | 1455.4809 | 1114.5665
| 15119 | 1455.3089 | 1114.5665
| 15120 | 1455.1062 | 1114.5665
| 15121 | 1454.9399 | 1114.5665
| 15122 | 1454.8569 | 1114.5665
| 15123 | 1454.6937 | 1114.5665
| 15124 | 1454.5492 | 1114.5665
| 15125 | 1454.3134 | 1114.5665
| 15126 | 1454.1528 | 1114.5665
| 15127 | 1453.8762 | 1114.5665
| 15128 | 1453.6034 | 1114.5665
| 15129 | 1453.4315 | 1114.5665
| 15130 | 1453.2845 | 1114.5665
| 15131 | 1453.0094 | 1114.5665
| 15132 | 1452.7105 | 1114.5665
| 15133 | 1452.5395 | 1114.5665
| 15134 | 1452.2925 | 1114.5665
| 15135 | 1452.0749 | 1114.5665
| 15136 | 1451.8938 | 1114.5665
| 15137 | 1451.6394 | 1114.5665
| 15138 | 1451.4552 | 1114.5665
| 15139 | 1451.2249 | 1114.5665
| 15140 | 1450.9352 | 1114.5665
| 15141 | 1450.6641 | 1114.5665
| 15142 | 1450.4968 | 1114.5665
| 15143 | 1450.2515 | 1114.5665
| 15144 | 1450.0302 | 1114.5665
| 15145 | 1449.8785 | 1114.5665
| 15146 | 1449.6761 | 1114.5665
| 15147 | 1449.5092 | 1114.5665
| 15148 | 1449.2509 | 1114.5665
| 15149 | 1449.1561 | 1114.5665
| 15150 | 1448.9684 | 1114.5665
| 15151 | 1448.8513 | 1114.5665
| 15152 | 1448.673 | 1114.5665
| 15153 | 1448.4648 | 1114.5665
| 15154 | 1448.3225 | 1114.5665
| 15155 | 1448.0295 | 1114.5665
| 15156 | 1447.7624 | 1114.5665
| 15157 | 1447.6004 | 1114.5665
| 15158 | 1447.3854 | 1114.5665
| 15159 | 1447.1558 | 1114.5665
| 15160 | 1447.0046 | 1114.5665
| 15161 | 1446.7529 | 1114.5665
| 15162 | 1446.5938 | 1114.5665
| 15163 | 1446.4178 | 1114.5665
| 15164 | 1446.1439 | 1114.5665
| 15165 | 1445.9274 | 1114.5665
| 15166 | 1445.6412 | 1114.5665
| 15167 | 1445.4751 | 1114.5665
| 15168 | 1445.2971 | 1114.5665
| 15169 | 1445.057 | 1114.5665
| 15170 | 1444.8436 | 1114.5665
| 15171 | 1444.673 | 1114.5665
| 15172 | 1444.451 | 1114.5665
| 15173 | 1444.235 | 1114.5665
| 15174 | 1444.0033 | 1114.5665
| 15175 | 1443.7856 | 1114.5665
| 15176 | 1443.6213 | 1114.5665
| 15177 | 1443.3401 | 1114.5665
| 15178 | 1443.0851 | 1114.5665
| 15179 | 1442.8588 | 1114.5665
| 15180 | 1442.6367 | 1114.5665
| 15181 | 1442.4081 | 1114.5665
| 15182 | 1442.2077 | 1114.5665
| 15183 | 1441.9758 | 1114.5665
| 15184 | 1441.7522 | 1114.5665
| 15185 | 1441.5159 | 1114.5665
| 15186 | 1441.3244 | 1114.5665
| 15187 | 1441.1787 | 1114.5665
| 15188 | 1440.9354 | 1114.5665
| 15189 | 1440.7665 | 1114.5665
| 15190 | 1440.4736 | 1114.5665
| 15191 | 1440.3199 | 1114.5665
| 15192 | 1440.2132 | 1114.5665
| 15193 | 1439.9579 | 1114.5665
| 15194 | 1439.7968 | 1114.5665
| 15195 | 1439.6047 | 1114.5665
| 15196 | 1439.4224 | 1114.5665
| 15197 | 1439.1921 | 1114.5665
| 15198 | 1438.9969 | 1114.5665
| 15199 | 1438.7632 | 1114.5665
| 15200 | 1438.3914 | 1114.5665
| 15201 | 1438.2002 | 1114.5665
| 15202 | 1437.8856 | 1114.5665
| 15203 | 1437.6104 | 1114.5665
| 15204 | 1437.4345 | 1114.5665
| 15205 | 1437.1629 | 1114.5665
| 15206 | 1436.9354 | 1114.5665
| 15207 | 1436.6735 | 1114.5665
| 15208 | 1436.5487 | 1114.5665
| 15209 | 1436.3665 | 1114.5665
| 15210 | 1436.1541 | 1114.5665
| 15211 | 1436.0045 | 1114.5665
| 15212 | 1435.8112 | 1114.5665
| 15213 | 1435.6037 | 1114.5665
| 15214 | 1435.4331 | 1114.5665
| 15215 | 1435.1493 | 1114.5665
| 15216 | 1434.9807 | 1114.5665
| 15217 | 1434.7872 | 1114.5665
| 15218 | 1434.5951 | 1114.5665
| 15219 | 1434.4335 | 1114.5665
| 15220 | 1434.2597 | 1114.5665
| 15221 | 1434.0944 | 1114.5665
| 15222 | 1433.8558 | 1114.5665
| 15223 | 1433.6721 | 1114.5665
| 15224 | 1433.3374 | 1114.5665
| 15225 | 1432.9717 | 1114.5665
| 15226 | 1432.7303 | 1114.5665
| 15227 | 1432.5652 | 1114.5665
| 15228 | 1432.3399 | 1114.5665
| 15229 | 1432.1587 | 1114.5665
| 15230 | 1431.9095 | 1114.5665
| 15231 | 1431.5346 | 1114.5665
| 15232 | 1431.2724 | 1114.5665
| 15233 | 1431.0634 | 1114.5665
| 15234 | 1430.9107 | 1114.5665
| 15235 | 1430.754 | 1114.5665
| 15236 | 1430.6058 | 1114.5665
| 15237 | 1430.3385 | 1114.5665
| 15238 | 1430.1269 | 1114.5665
| 15239 | 1429.8415 | 1114.5665
| 15240 | 1429.5575 | 1114.5665
| 15241 | 1429.3751 | 1114.5665
| 15242 | 1429.1555 | 1114.5665
| 15243 | 1428.9251 | 1114.5665
| 15244 | 1428.6301 | 1114.5665
| 15245 | 1428.3342 | 1114.5665
| 15246 | 1428.1361 | 1114.5665
| 15247 | 1427.807 | 1114.5665
| 15248 | 1427.519 | 1114.5665
| 15249 | 1427.3504 | 1114.5665
| 15250 | 1427.0962 | 1114.5665
| 15251 | 1426.8826 | 1114.5665
| 15252 | 1426.6857 | 1114.5665
| 15253 | 1426.4865 | 1114.5665
| 15254 | 1426.2857 | 1114.5665
| 15255 | 1426.1048 | 1114.5665
| 15256 | 1425.8643 | 1114.5665
| 15257 | 1425.6107 | 1114.5665
| 15258 | 1425.4271 | 1114.5665
| 15259 | 1425.182 | 1114.5665
| 15260 | 1424.8845 | 1114.5665
| 15261 | 1424.7386 | 1114.5665
| 15262 | 1424.5229 | 1114.5665
| 15263 | 1424.2944 | 1114.5665
| 15264 | 1424.0444 | 1114.5665
| 15265 | 1423.7447 | 1114.5665
| 15266 | 1423.5501 | 1114.5665
| 15267 | 1423.3403 | 1114.5665
| 15268 | 1423.0666 | 1114.5665
| 15269 | 1422.7738 | 1114.5665
| 15270 | 1422.6331 | 1114.5665
| 15271 | 1422.3191 | 1114.5665
| 15272 | 1421.9526 | 1114.5665
| 15273 | 1421.7867 | 1114.5665
| 15274 | 1421.5532 | 1114.5665
| 15275 | 1421.3563 | 1114.5665
| 15276 | 1421.0378 | 1114.5665
| 15277 | 1420.8298 | 1114.5665
| 15278 | 1420.6273 | 1114.5665
| 15279 | 1420.4785 | 1114.5665
| 15280 | 1420.2801 | 1114.5665
| 15281 | 1420.1232 | 1114.5665
| 15282 | 1420.0359 | 1114.5665
| 15283 | 1419.7423 | 1114.5665
| 15284 | 1419.5787 | 1114.5665
| 15285 | 1419.363 | 1114.5665
| 15286 | 1419.0204 | 1114.5665
| 15287 | 1418.7982 | 1114.5665
| 15288 | 1418.6683 | 1114.5665
| 15289 | 1418.3761 | 1114.5665
| 15290 | 1418.1187 | 1114.5665
| 15291 | 1417.8716 | 1114.5665
| 15292 | 1417.5551 | 1114.5665
| 15293 | 1417.3132 | 1114.5665
| 15294 | 1417.1838 | 1114.5665
| 15295 | 1416.8731 | 1114.5665
| 15296 | 1416.6457 | 1114.5665
| 15297 | 1416.4286 | 1114.5665
| 15298 | 1416.2268 | 1114.5665
| 15299 | 1415.9751 | 1114.5665
| 15300 | 1415.7368 | 1114.5665
| 15301 | 1415.5674 | 1114.5665
| 15302 | 1415.1729 | 1114.5665
| 15303 | 1414.9236 | 1114.5665
| 15304 | 1414.7149 | 1114.5665
| 15305 | 1414.6218 | 1114.5665
| 15306 | 1414.5035 | 1114.5665
| 15307 | 1414.3206 | 1114.5665
| 15308 | 1414.0584 | 1114.5665
| 15309 | 1413.9242 | 1114.5665
| 15310 | 1413.5821 | 1114.5665
| 15311 | 1413.446 | 1114.5665
| 15312 | 1413.269 | 1114.5665
| 15313 | 1413.1101 | 1114.5665
| 15314 | 1412.8428 | 1114.5665
| 15315 | 1412.5803 | 1114.5665
| 15316 | 1412.411 | 1114.5665
| 15317 | 1412.1041 | 1114.5665
| 15318 | 1411.8808 | 1114.5665
| 15319 | 1411.6356 | 1114.5665
| 15320 | 1411.517 | 1114.5665
| 15321 | 1411.2919 | 1114.5665
| 15322 | 1411.0926 | 1114.5665
| 15323 | 1410.8624 | 1114.5665
| 15324 | 1410.6351 | 1114.5665
| 15325 | 1410.3838 | 1114.5665
| 15326 | 1410.2233 | 1114.5665
| 15327 | 1409.9949 | 1114.5665
| 15328 | 1409.7258 | 1114.5665
| 15329 | 1409.3822 | 1114.5665
| 15330 | 1409.0821 | 1114.5665
| 15331 | 1408.8922 | 1114.5665
| 15332 | 1408.6126 | 1114.5665
| 15333 | 1408.4331 | 1114.5665
| 15334 | 1408.1527 | 1114.5665
| 15335 | 1408.0266 | 1114.5665
| 15336 | 1407.8233 | 1114.5665
| 15337 | 1407.5349 | 1114.5665
| 15338 | 1407.1874 | 1114.5665
| 15339 | 1406.9089 | 1114.5665
| 15340 | 1406.7048 | 1114.5665
| 15341 | 1406.3803 | 1114.5665
| 15342 | 1406.1019 | 1114.5665
| 15343 | 1405.8346 | 1114.5665
| 15344 | 1405.5942 | 1114.5665
| 15345 | 1405.3627 | 1114.5665
| 15346 | 1405.1031 | 1114.5665
| 15347 | 1404.8098 | 1114.5665
| 15348 | 1404.6183 | 1114.5665
| 15349 | 1404.4268 | 1114.5665
| 15350 | 1404.2582 | 1114.5665
| 15351 | 1404.1117 | 1114.5665
| 15352 | 1403.9 | 1114.5665
| 15353 | 1403.7305 | 1114.5665
| 15354 | 1403.4323 | 1114.5665
| 15355 | 1403.3248 | 1114.5665
| 15356 | 1403.0825 | 1114.5665
| 15357 | 1402.9355 | 1114.5665
| 15358 | 1402.5845 | 1114.5665
| 15359 | 1402.4034 | 1114.5665
| 15360 | 1402.1673 | 1114.5665
| 15361 | 1401.9951 | 1114.5665
| 15362 | 1401.8329 | 1114.5665
| 15363 | 1401.583 | 1114.5665
| 15364 | 1401.3014 | 1114.5665
| 15365 | 1400.9682 | 1114.5665
| 15366 | 1400.8187 | 1114.5665
| 15367 | 1400.6408 | 1114.5665
| 15368 | 1400.4329 | 1114.5665
| 15369 | 1400.1339 | 1114.5665
| 15370 | 1399.8916 | 1114.5665
| 15371 | 1399.5894 | 1114.5665
| 15372 | 1399.4155 | 1114.5665
| 15373 | 1399.1167 | 1114.5665
| 15374 | 1398.9235 | 1114.5665
| 15375 | 1398.7771 | 1114.5665
| 15376 | 1398.5247 | 1114.5665
| 15377 | 1398.3364 | 1114.5665
| 15378 | 1398.1538 | 1114.5665
| 15379 | 1397.9394 | 1114.5665
| 15380 | 1397.7078 | 1114.5665
| 15381 | 1397.5106 | 1114.5665
| 15382 | 1397.2566 | 1114.5665
| 15383 | 1397.1157 | 1114.5665
| 15384 | 1396.7133 | 1114.5665
| 15385 | 1396.5266 | 1114.5665
| 15386 | 1396.2348 | 1114.5665
| 15387 | 1395.9242 | 1114.5665
| 15388 | 1395.6853 | 1114.5665
| 15389 | 1395.5186 | 1114.5665
| 15390 | 1395.2622 | 1114.5665
| 15391 | 1394.9186 | 1114.5665
| 15392 | 1394.6574 | 1114.5665
| 15393 | 1394.3304 | 1114.5665
| 15394 | 1394.1325 | 1114.5665
| 15395 | 1393.8549 | 1114.5665
| 15396 | 1393.7098 | 1114.5665
| 15397 | 1393.4498 | 1114.5665
| 15398 | 1393.2339 | 1114.5665
| 15399 | 1393.0601 | 1114.5665
| 15400 | 1392.8864 | 1114.5665
| 15401 | 1392.6474 | 1114.5665
| 15402 | 1392.4496 | 1114.5665
| 15403 | 1392.3048 | 1114.5665
| 15404 | 1392.0265 | 1114.5665
| 15405 | 1391.7575 | 1114.5665
| 15406 | 1391.4109 | 1114.5665
| 15407 | 1391.0467 | 1114.5665
| 15408 | 1390.8044 | 1114.5665
| 15409 | 1390.6387 | 1114.5665
| 15410 | 1390.3754 | 1114.5665
| 15411 | 1390.2095 | 1114.5665
| 15412 | 1389.9609 | 1114.5665
| 15413 | 1389.7016 | 1114.5665
| 15414 | 1389.5158 | 1114.5665
| 15415 | 1389.2668 | 1114.5665
| 15416 | 1389.0847 | 1114.5665
| 15417 | 1388.8142 | 1114.5665
| 15418 | 1388.6132 | 1114.5665
| 15419 | 1388.4019 | 1114.5665
| 15420 | 1388.1557 | 1114.5665
| 15421 | 1387.9872 | 1114.5665
| 15422 | 1387.751 | 1114.5665
| 15423 | 1387.5954 | 1114.5665
| 15424 | 1387.4034 | 1114.5665
| 15425 | 1387.1105 | 1114.5665
| 15426 | 1386.9856 | 1114.5665
| 15427 | 1386.7442 | 1114.5665
| 15428 | 1386.482 | 1114.5665
| 15429 | 1386.2478 | 1114.5665
| 15430 | 1386.086 | 1114.5665
| 15431 | 1385.9364 | 1114.5665
| 15432 | 1385.7741 | 1114.5665
| 15433 | 1385.6723 | 1114.5665
| 15434 | 1385.4788 | 1114.5665
| 15435 | 1385.2793 | 1114.5665
| 15436 | 1385.1047 | 1114.5665
| 15437 | 1384.8159 | 1114.5665
| 15438 | 1384.5693 | 1114.5665
| 15439 | 1384.3722 | 1114.5665
| 15440 | 1384.2495 | 1114.5665
| 15441 | 1384.07 | 1114.5665
| 15442 | 1383.951 | 1114.5665
| 15443 | 1383.7002 | 1114.5665
| 15444 | 1383.4171 | 1114.5665
| 15445 | 1383.1695 | 1114.5665
| 15446 | 1382.976 | 1114.5665
| 15447 | 1382.7179 | 1114.5665
| 15448 | 1382.4711 | 1114.5665
| 15449 | 1382.222 | 1114.5665
| 15450 | 1381.8741 | 1114.5665
| 15451 | 1381.7171 | 1114.5665
| 15452 | 1381.6259 | 1114.5665
| 15453 | 1381.424 | 1114.5665
| 15454 | 1381.2665 | 1114.5665
| 15455 | 1381.0766 | 1114.5665
| 15456 | 1380.8773 | 1114.5665
| 15457 | 1380.5969 | 1114.5665
| 15458 | 1380.4599 | 1114.5665
| 15459 | 1380.2858 | 1114.5665
| 15460 | 1380.0805 | 1114.5665
| 15461 | 1379.8308 | 1114.5665
| 15462 | 1379.587 | 1114.5665
| 15463 | 1379.3689 | 1114.5665
| 15464 | 1378.9714 | 1114.5665
| 15465 | 1378.8438 | 1114.5665
| 15466 | 1378.4022 | 1114.5665
| 15467 | 1378.2863 | 1114.5665
| 15468 | 1378.0185 | 1114.5665
| 15469 | 1377.8018 | 1114.5665
| 15470 | 1377.63 | 1114.5665
| 15471 | 1377.2803 | 1114.5665
| 15472 | 1377.0645 | 1114.5665
| 15473 | 1376.9133 | 1114.5665
| 15474 | 1376.6957 | 1114.5665
| 15475 | 1376.3311 | 1114.5665
| 15476 | 1376.1838 | 1114.5665
| 15477 | 1375.9801 | 1114.5665
| 15478 | 1375.8009 | 1114.5665
| 15479 | 1375.5928 | 1114.5665
| 15480 | 1375.3628 | 1114.5665
| 15481 | 1375.1831 | 1114.5665
| 15482 | 1374.9076 | 1114.5665
| 15483 | 1374.4936 | 1114.5665
| 15484 | 1374.1901 | 1114.5665
| 15485 | 1373.8687 | 1114.5665
| 15486 | 1373.65 | 1114.5665
| 15487 | 1373.4122 | 1114.5665
| 15488 | 1373.1014 | 1114.5665
| 15489 | 1372.6624 | 1114.5665
| 15490 | 1372.4122 | 1114.5665
| 15491 | 1372.2485 | 1114.5665
| 15492 | 1372.0431 | 1114.5665
| 15493 | 1371.8438 | 1114.5665
| 15494 | 1371.655 | 1114.5665
| 15495 | 1371.3008 | 1114.5665
| 15496 | 1371.0209 | 1114.5665
| 15497 | 1370.8698 | 1114.5665
| 15498 | 1370.6288 | 1114.5665
| 15499 | 1370.4444 | 1114.5665
| 15500 | 1370.1463 | 1114.5665
| 15501 | 1369.9487 | 1114.5665
| 15502 | 1369.8142 | 1114.5665
| 15503 | 1369.6096 | 1114.5665
| 15504 | 1369.3028 | 1114.5665
| 15505 | 1369.1287 | 1114.5665
| 15506 | 1368.9294 | 1114.5665
| 15507 | 1368.481 | 1114.5665
| 15508 | 1368.2374 | 1114.5665
| 15509 | 1368.0131 | 1114.5665
| 15510 | 1367.8379 | 1114.5665
| 15511 | 1367.5069 | 1114.5665
| 15512 | 1367.3542 | 1114.5665
| 15513 | 1367.0855 | 1114.5665
| 15514 | 1366.8817 | 1114.5665
| 15515 | 1366.752 | 1114.5665
| 15516 | 1366.5799 | 1114.5665
| 15517 | 1366.2913 | 1114.5665
| 15518 | 1366.0807 | 1114.5665
| 15519 | 1365.7401 | 1114.5665
| 15520 | 1365.5403 | 1114.5665
| 15521 | 1365.4006 | 1114.5665
| 15522 | 1365.1971 | 1114.5665
| 15523 | 1364.9776 | 1114.5665
| 15524 | 1364.621 | 1114.5665
| 15525 | 1364.4335 | 1114.5665
| 15526 | 1364.2337 | 1114.5665
| 15527 | 1363.9452 | 1114.5665
| 15528 | 1363.8399 | 1114.5665
| 15529 | 1363.6721 | 1114.5665
| 15530 | 1363.4115 | 1114.5665
| 15531 | 1363.0941 | 1114.5665
| 15532 | 1362.8248 | 1114.5665
| 15533 | 1362.567 | 1114.5665
| 15534 | 1362.3267 | 1114.5665
| 15535 | 1362.017 | 1114.5665
| 15536 | 1361.7842 | 1114.5665
| 15537 | 1361.5566 | 1114.5665
| 15538 | 1361.3951 | 1114.5665
| 15539 | 1361.1924 | 1114.5665
| 15540 | 1361.0186 | 1114.5665
| 15541 | 1360.7025 | 1114.5665
| 15542 | 1360.5729 | 1114.5665
| 15543 | 1360.3455 | 1114.5665
| 15544 | 1360.1874 | 1114.5665
| 15545 | 1359.9799 | 1114.5665
| 15546 | 1359.6814 | 1114.5665
| 15547 | 1359.3636 | 1114.5665
| 15548 | 1359.2561 | 1114.5665
| 15549 | 1359.0965 | 1114.5665
| 15550 | 1358.9112 | 1114.5665
| 15551 | 1358.6774 | 1114.5665
| 15552 | 1358.4276 | 1114.5665
| 15553 | 1358.2275 | 1114.5665
| 15554 | 1358.0098 | 1114.5665
| 15555 | 1357.8043 | 1114.5665
| 15556 | 1357.6261 | 1114.5665
| 15557 | 1357.4203 | 1114.5665
| 15558 | 1357.2947 | 1114.5665
| 15559 | 1357.0345 | 1114.5665
| 15560 | 1356.7372 | 1114.5665
| 15561 | 1356.5201 | 1114.5665
| 15562 | 1356.2822 | 1114.5665
| 15563 | 1356.1467 | 1114.5665
| 15564 | 1355.9184 | 1114.5665
| 15565 | 1355.6614 | 1114.5665
| 15566 | 1355.4569 | 1114.5665
| 15567 | 1355.2699 | 1114.5665
| 15568 | 1355.0683 | 1114.5665
| 15569 | 1354.9464 | 1114.5665
| 15570 | 1354.7798 | 1114.5665
| 15571 | 1354.5183 | 1114.5665
| 15572 | 1354.3497 | 1114.5665
| 15573 | 1354.1904 | 1114.5665
| 15574 | 1353.9449 | 1114.5665
| 15575 | 1353.6846 | 1114.5665
| 15576 | 1353.4702 | 1114.5665
| 15577 | 1353.3268 | 1114.5665
| 15578 | 1353.1522 | 1114.5665
| 15579 | 1353.0733 | 1114.5665
| 15580 | 1352.897 | 1114.5665
| 15581 | 1352.7072 | 1114.5665
| 15582 | 1352.5109 | 1114.5665
| 15583 | 1352.4136 | 1114.5665
| 15584 | 1352.1106 | 1114.5665
| 15585 | 1351.8531 | 1114.5665
| 15586 | 1351.5733 | 1114.5665
| 15587 | 1351.364 | 1114.5665
| 15588 | 1351.1571 | 1114.5665
| 15589 | 1350.7629 | 1114.5665
| 15590 | 1350.619 | 1114.5665
| 15591 | 1350.4564 | 1114.5665
| 15592 | 1350.268 | 1114.5665
| 15593 | 1349.8643 | 1114.5665
| 15594 | 1349.5915 | 1114.5665
| 15595 | 1349.3721 | 1114.5665
| 15596 | 1349.1721 | 1114.5665
| 15597 | 1349.0386 | 1114.5665
| 15598 | 1348.8261 | 1114.5665
| 15599 | 1348.7052 | 1114.5665
| 15600 | 1348.4901 | 1114.5665
| 15601 | 1348.3212 | 1114.5665
| 15602 | 1348.1208 | 1114.5665
| 15603 | 1347.7967 | 1114.5665
| 15604 | 1347.6273 | 1114.5665
| 15605 | 1347.3886 | 1114.5665
| 15606 | 1347.1723 | 1114.5665
| 15607 | 1346.9047 | 1114.5665
| 15608 | 1346.5728 | 1114.5665
| 15609 | 1346.2863 | 1114.5665
| 15610 | 1346.0811 | 1114.5665
| 15611 | 1345.9186 | 1114.5665
| 15612 | 1345.6338 | 1114.5665
| 15613 | 1345.316 | 1114.5665
| 15614 | 1345.0253 | 1114.5665
| 15615 | 1344.8537 | 1114.5665
| 15616 | 1344.6822 | 1114.5665
| 15617 | 1344.3723 | 1114.5665
| 15618 | 1344.0675 | 1114.5665
| 15619 | 1343.7903 | 1114.5665
| 15620 | 1343.655 | 1114.5665
| 15621 | 1343.3317 | 1114.5665
| 15622 | 1343.0911 | 1114.5665
| 15623 | 1342.8879 | 1114.5665
| 15624 | 1342.5038 | 1114.5665
| 15625 | 1342.2382 | 1114.5665
| 15626 | 1342.0322 | 1114.5665
| 15627 | 1341.8154 | 1114.5665
| 15628 | 1341.5057 | 1114.5665
| 15629 | 1341.2784 | 1114.5665
| 15630 | 1341.0496 | 1114.5665
| 15631 | 1340.7218 | 1114.5665
| 15632 | 1340.5208 | 1114.5665
| 15633 | 1340.2881 | 1114.5665
| 15634 | 1340.0317 | 1114.5665
| 15635 | 1339.7826 | 1114.5665
| 15636 | 1339.6167 | 1114.5665
| 15637 | 1339.3547 | 1114.5665
| 15638 | 1339.0701 | 1114.5665
| 15639 | 1338.7495 | 1114.5665
| 15640 | 1338.5602 | 1114.5665
| 15641 | 1338.406 | 1114.5665
| 15642 | 1338.2177 | 1114.5665
| 15643 | 1337.9208 | 1114.5665
| 15644 | 1337.7999 | 1114.5665
| 15645 | 1337.5757 | 1114.5665
| 15646 | 1337.3993 | 1114.5665
| 15647 | 1337.0406 | 1114.5665
| 15648 | 1336.7859 | 1114.5665
| 15649 | 1336.5526 | 1114.5665
| 15650 | 1336.4 | 1114.5665
| 15651 | 1336.1754 | 1114.5665
| 15652 | 1335.9387 | 1114.5665
| 15653 | 1335.6071 | 1114.5665
| 15654 | 1335.3904 | 1114.5665
| 15655 | 1335.2762 | 1114.5665
| 15656 | 1335.0611 | 1114.5665
| 15657 | 1334.7452 | 1114.5665
| 15658 | 1334.5595 | 1114.5665
| 15659 | 1334.2915 | 1114.5665
| 15660 | 1333.9954 | 1114.5665
| 15661 | 1333.7109 | 1114.5665
| 15662 | 1333.5199 | 1114.5665
| 15663 | 1333.2753 | 1114.5665
| 15664 | 1333.138 | 1114.5665
| 15665 | 1332.9586 | 1114.5665
| 15666 | 1332.7796 | 1114.5665
| 15667 | 1332.4824 | 1114.5665
| 15668 | 1332.1814 | 1114.5665
| 15669 | 1331.8566 | 1114.5665
| 15670 | 1331.7365 | 1114.5665
| 15671 | 1331.5459 | 1114.5665
| 15672 | 1331.332 | 1114.5665
| 15673 | 1331.197 | 1114.5665
| 15674 | 1330.867 | 1114.5665
| 15675 | 1330.6743 | 1114.5665
| 15676 | 1330.4051 | 1114.5665
| 15677 | 1330.126 | 1114.5665
| 15678 | 1329.8942 | 1114.5665
| 15679 | 1329.5654 | 1114.5665
| 15680 | 1329.1847 | 1114.5665
| 15681 | 1329.0158 | 1114.5665
| 15682 | 1328.7951 | 1114.5665
| 15683 | 1328.598 | 1114.5665
| 15684 | 1328.4055 | 1114.5665
| 15685 | 1328.1324 | 1114.5665
| 15686 | 1327.9177 | 1114.5665
| 15687 | 1327.8213 | 1114.5665
| 15688 | 1327.5408 | 1114.5665
| 15689 | 1327.1249 | 1114.5665
| 15690 | 1326.9296 | 1114.5665
| 15691 | 1326.59 | 1114.5665
| 15692 | 1326.4217 | 1114.5665
| 15693 | 1326.1343 | 1114.5665
| 15694 | 1325.8684 | 1114.5665
| 15695 | 1325.6226 | 1114.5665
| 15696 | 1325.3962 | 1114.5665
| 15697 | 1325.1372 | 1114.5665
| 15698 | 1324.867 | 1114.5665
| 15699 | 1324.6374 | 1114.5665
| 15700 | 1324.3246 | 1114.5665
| 15701 | 1324.1079 | 1114.5665
| 15702 | 1323.7448 | 1114.5665
| 15703 | 1323.5356 | 1114.5665
| 15704 | 1323.3095 | 1114.5665
| 15705 | 1323.0273 | 1114.5665
| 15706 | 1322.8578 | 1114.5665
| 15707 | 1322.6751 | 1114.5665
| 15708 | 1322.5414 | 1114.5665
| 15709 | 1322.3326 | 1114.5665
| 15710 | 1322.0862 | 1114.5665
| 15711 | 1321.9137 | 1114.5665
| 15712 | 1321.5046 | 1114.5665
| 15713 | 1321.2195 | 1114.5665
| 15714 | 1321.0329 | 1114.5665
| 15715 | 1320.7766 | 1114.5665
| 15716 | 1320.4339 | 1114.5665
| 15717 | 1320.2261 | 1114.5665
| 15718 | 1319.9878 | 1114.5665
| 15719 | 1319.7664 | 1114.5665
| 15720 | 1319.5104 | 1114.5665
| 15721 | 1319.3158 | 1114.5665
| 15722 | 1318.9421 | 1114.5665
| 15723 | 1318.7809 | 1114.5665
| 15724 | 1318.525 | 1114.5665
| 15725 | 1318.338 | 1114.5665
| 15726 | 1318.2172 | 1114.5665
| 15727 | 1318.0365 | 1114.5665
| 15728 | 1317.8239 | 1114.5665
| 15729 | 1317.7085 | 1114.5665
| 15730 | 1317.4782 | 1114.5665
| 15731 | 1317.2357 | 1114.5665
| 15732 | 1317.0216 | 1114.5665
| 15733 | 1316.7402 | 1114.5665
| 15734 | 1316.4834 | 1114.5665
| 15735 | 1316.3302 | 1114.5665
| 15736 | 1316.1154 | 1114.5665
| 15737 | 1315.964 | 1114.5665
| 15738 | 1315.8618 | 1114.5665
| 15739 | 1315.5589 | 1114.5665
| 15740 | 1315.3246 | 1114.5665
| 15741 | 1315.0898 | 1114.5665
| 15742 | 1314.8858 | 1114.5665
| 15743 | 1314.6608 | 1114.5665
| 15744 | 1314.4992 | 1114.5665
| 15745 | 1314.2618 | 1114.5665
| 15746 | 1313.9765 | 1114.5665
| 15747 | 1313.7024 | 1114.5665
| 15748 | 1313.5141 | 1114.5665
| 15749 | 1313.2033 | 1114.5665
| 15750 | 1312.9445 | 1114.5665
| 15751 | 1312.7922 | 1114.5665
| 15752 | 1312.5262 | 1114.5665
| 15753 | 1312.3422 | 1114.5665
| 15754 | 1312.0243 | 1114.5665
| 15755 | 1311.9178 | 1114.5665
| 15756 | 1311.6416 | 1114.5665
| 15757 | 1311.3537 | 1114.5665
| 15758 | 1311.1569 | 1114.5665
| 15759 | 1310.9792 | 1114.5665
| 15760 | 1310.7094 | 1114.5665
| 15761 | 1310.5594 | 1114.5665
| 15762 | 1310.342 | 1114.5665
| 15763 | 1309.9778 | 1114.5665
| 15764 | 1309.7005 | 1114.5665
| 15765 | 1309.4076 | 1114.5665
| 15766 | 1309.3234 | 1114.5665
| 15767 | 1309.0605 | 1114.5665
| 15768 | 1308.8663 | 1114.5665
| 15769 | 1308.606 | 1114.5665
| 15770 | 1308.2873 | 1114.5665
| 15771 | 1307.9965 | 1114.5665
| 15772 | 1307.8659 | 1114.5665
| 15773 | 1307.6822 | 1114.5665
| 15774 | 1307.4817 | 1114.5665
| 15775 | 1307.3068 | 1114.5665
| 15776 | 1307.0526 | 1114.5665
| 15777 | 1306.8558 | 1114.5665
| 15778 | 1306.7229 | 1114.5665
| 15779 | 1306.5139 | 1114.5665
| 15780 | 1306.2775 | 1114.5665
| 15781 | 1306.1245 | 1114.5665
| 15782 | 1305.8412 | 1114.5665
| 15783 | 1305.6084 | 1114.5665
| 15784 | 1305.4492 | 1114.5665
| 15785 | 1305.1445 | 1114.5665
| 15786 | 1304.9406 | 1114.5665
| 15787 | 1304.7836 | 1114.5665
| 15788 | 1304.4501 | 1114.5665
| 15789 | 1304.1197 | 1114.5665
| 15790 | 1303.9061 | 1114.5665
| 15791 | 1303.6408 | 1114.5665
| 15792 | 1303.383 | 1114.5665
| 15793 | 1303.1992 | 1114.5665
| 15794 | 1302.949 | 1114.5665
| 15795 | 1302.7773 | 1114.5665
| 15796 | 1302.5361 | 1114.5665
| 15797 | 1302.3985 | 1114.5665
| 15798 | 1302.1988 | 1114.5665
| 15799 | 1302.0009 | 1114.5665
| 15800 | 1301.8209 | 1114.5665
| 15801 | 1301.6411 | 1114.5665
| 15802 | 1301.2482 | 1114.5665
| 15803 | 1301.0939 | 1114.5665
| 15804 | 1300.8335 | 1114.5665
| 15805 | 1300.6731 | 1114.5665
| 15806 | 1300.4604 | 1114.5665
| 15807 | 1300.202 | 1114.5665
| 15808 | 1300.0761 | 1114.5665
| 15809 | 1299.8957 | 1114.5665
| 15810 | 1299.676 | 1114.5665
| 15811 | 1299.3596 | 1114.5665
| 15812 | 1299.146 | 1114.5665
| 15813 | 1298.9098 | 1114.5665
| 15814 | 1298.6926 | 1114.5665
| 15815 | 1298.5524 | 1114.5665
| 15816 | 1298.3631 | 1114.5665
| 15817 | 1298.1342 | 1114.5665
| 15818 | 1297.9423 | 1114.5665
| 15819 | 1297.6263 | 1114.5665
| 15820 | 1297.474 | 1114.5665
| 15821 | 1297.2648 | 1114.5665
| 15822 | 1296.9628 | 1114.5665
| 15823 | 1296.7474 | 1114.5665
| 15824 | 1296.441 | 1114.5665
| 15825 | 1296.1103 | 1114.5665
| 15826 | 1295.8583 | 1114.5665
| 15827 | 1295.6335 | 1114.5665
| 15828 | 1295.293 | 1114.5665
| 15829 | 1295.0629 | 1114.5665
| 15830 | 1294.831 | 1114.5665
| 15831 | 1294.7275 | 1114.5665
| 15832 | 1294.4534 | 1114.5665
| 15833 | 1294.1121 | 1114.5665
| 15834 | 1293.9593 | 1114.5665
| 15835 | 1293.7456 | 1114.5665
| 15836 | 1293.5663 | 1114.5665
| 15837 | 1293.3323 | 1114.5665
| 15838 | 1293.1204 | 1114.5665
| 15839 | 1292.9599 | 1114.5665
| 15840 | 1292.6582 | 1114.5665
| 15841 | 1292.2466 | 1114.5665
| 15842 | 1292.1131 | 1114.5665
| 15843 | 1291.8308 | 1114.5665
| 15844 | 1291.6714 | 1114.5665
| 15845 | 1291.4675 | 1114.5665
| 15846 | 1291.3079 | 1114.5665
| 15847 | 1291.1981 | 1114.5665
| 15848 | 1291.0915 | 1114.5665
| 15849 | 1290.8196 | 1114.5665
| 15850 | 1290.6908 | 1114.5665
| 15851 | 1290.4994 | 1114.5665
| 15852 | 1290.3095 | 1114.5665
| 15853 | 1290.0753 | 1114.5665
| 15854 | 1289.7607 | 1114.5665
| 15855 | 1289.3961 | 1114.5665
| 15856 | 1289.2035 | 1114.5665
| 15857 | 1289.0494 | 1114.5665
| 15858 | 1288.7864 | 1114.5665
| 15859 | 1288.5742 | 1114.5665
| 15860 | 1288.3398 | 1114.5665
| 15861 | 1288.0538 | 1114.5665
| 15862 | 1287.8671 | 1114.5665
| 15863 | 1287.5602 | 1114.5665
| 15864 | 1287.2562 | 1114.5665
| 15865 | 1287.0576 | 1114.5665
| 15866 | 1286.7326 | 1114.5665
| 15867 | 1286.4571 | 1114.5665
| 15868 | 1286.2266 | 1114.5665
| 15869 | 1285.9959 | 1114.5665
| 15870 | 1285.7165 | 1114.5665
| 15871 | 1285.5239 | 1114.5665
| 15872 | 1285.2577 | 1114.5665
| 15873 | 1285.0743 | 1114.5665
| 15874 | 1284.7897 | 1114.5665
| 15875 | 1284.4217 | 1114.5665
| 15876 | 1284.276 | 1114.5665
| 15877 | 1284.029 | 1114.5665
| 15878 | 1283.8396 | 1114.5665
| 15879 | 1283.5789 | 1114.5665
| 15880 | 1283.3649 | 1114.5665
| 15881 | 1283.0419 | 1114.5665
| 15882 | 1282.792 | 1114.5665
| 15883 | 1282.5654 | 1114.5665
| 15884 | 1282.3471 | 1114.5665
| 15885 | 1282.1157 | 1114.5665
| 15886 | 1281.8924 | 1114.5665
| 15887 | 1281.6514 | 1114.5665
| 15888 | 1281.4618 | 1114.5665
| 15889 | 1281.2703 | 1114.5665
| 15890 | 1281.0062 | 1114.5665
| 15891 | 1280.7251 | 1114.5665
| 15892 | 1280.5871 | 1114.5665
| 15893 | 1280.3858 | 1114.5665
| 15894 | 1280.2099 | 1114.5665
| 15895 | 1279.9255 | 1114.5665
| 15896 | 1279.6733 | 1114.5665
| 15897 | 1279.4219 | 1114.5665
| 15898 | 1279.1709 | 1114.5665
| 15899 | 1278.9348 | 1114.5665
| 15900 | 1278.6841 | 1114.5665
| 15901 | 1278.4584 | 1114.5665
| 15902 | 1278.0464 | 1114.5665
| 15903 | 1277.7785 | 1114.5665
| 15904 | 1277.412 | 1114.5665
| 15905 | 1277.1153 | 1114.5665
| 15906 | 1276.9278 | 1114.5665
| 15907 | 1276.7673 | 1114.5665
| 15908 | 1276.4771 | 1114.5665
| 15909 | 1276.3508 | 1114.5665
| 15910 | 1275.936 | 1114.5665
| 15911 | 1275.7328 | 1114.5665
| 15912 | 1275.5572 | 1114.5665
| 15913 | 1275.3273 | 1114.5665
| 15914 | 1275.0191 | 1114.5665
| 15915 | 1274.7873 | 1114.5665
| 15916 | 1274.5473 | 1114.5665
| 15917 | 1274.357 | 1114.5665
| 15918 | 1274.0436 | 1114.5665
| 15919 | 1273.8701 | 1114.5665
| 15920 | 1273.7272 | 1114.5665
| 15921 | 1273.5781 | 1114.5665
| 15922 | 1273.282 | 1114.5665
| 15923 | 1273.0122 | 1114.5665
| 15924 | 1272.82 | 1114.5665
| 15925 | 1272.4961 | 1114.5665
| 15926 | 1272.2229 | 1114.5665
| 15927 | 1271.9549 | 1114.5665
| 15928 | 1271.5391 | 1114.5665
| 15929 | 1271.3067 | 1114.5665
| 15930 | 1271.132 | 1114.5665
| 15931 | 1270.8983 | 1114.5665
| 15932 | 1270.7299 | 1114.5665
| 15933 | 1270.3212 | 1114.5665
| 15934 | 1270.169 | 1114.5665
| 15935 | 1270.0214 | 1114.5665
| 15936 | 1269.875 | 1114.5665
| 15937 | 1269.6044 | 1114.5665
| 15938 | 1269.3029 | 1114.5665
| 15939 | 1269.1221 | 1114.5665
| 15940 | 1268.7475 | 1114.5665
| 15941 | 1268.5034 | 1114.5665
| 15942 | 1268.2976 | 1114.5665
| 15943 | 1267.986 | 1114.5665
| 15944 | 1267.8319 | 1114.5665
| 15945 | 1267.6717 | 1114.5665
| 15946 | 1267.4538 | 1114.5665
| 15947 | 1267.1788 | 1114.5665
| 15948 | 1266.8455 | 1114.5665
| 15949 | 1266.4825 | 1114.5665
| 15950 | 1266.3462 | 1114.5665
| 15951 | 1266.1466 | 1114.5665
| 15952 | 1265.9442 | 1114.5665
| 15953 | 1265.6915 | 1114.5665
| 15954 | 1265.2902 | 1114.5665
| 15955 | 1265.0668 | 1114.5665
| 15956 | 1264.6028 | 1114.5665
| 15957 | 1264.3179 | 1114.5665
| 15958 | 1263.9624 | 1114.5665
| 15959 | 1263.7758 | 1114.5665
| 15960 | 1263.5859 | 1114.5665
| 15961 | 1263.2376 | 1114.5665
| 15962 | 1263.0764 | 1114.5665
| 15963 | 1262.8758 | 1114.5665
| 15964 | 1262.5887 | 1114.5665
| 15965 | 1262.3058 | 1114.5665
| 15966 | 1261.9537 | 1114.5665
| 15967 | 1261.7195 | 1114.5665
| 15968 | 1261.4633 | 1114.5665
| 15969 | 1261.2475 | 1114.5665
| 15970 | 1260.9658 | 1114.5665
| 15971 | 1260.7778 | 1114.5665
| 15972 | 1260.4143 | 1114.5665
| 15973 | 1260.129 | 1114.5665
| 15974 | 1259.8673 | 1114.5665
| 15975 | 1259.6754 | 1114.5665
| 15976 | 1259.4157 | 1114.5665
| 15977 | 1259.0977 | 1114.5665
| 15978 | 1258.9623 | 1114.5665
| 15979 | 1258.7688 | 1114.5665
| 15980 | 1258.5661 | 1114.5665
| 15981 | 1258.269 | 1114.5665
| 15982 | 1257.8876 | 1114.5665
| 15983 | 1257.7252 | 1114.5665
| 15984 | 1257.4352 | 1114.5665
| 15985 | 1257.1529 | 1114.5665
| 15986 | 1256.809 | 1114.5665
| 15987 | 1256.5599 | 1114.5665
| 15988 | 1256.3362 | 1114.5665
| 15989 | 1256.2082 | 1114.5665
| 15990 | 1256.0682 | 1114.5665
| 15991 | 1255.7937 | 1114.5665
| 15992 | 1255.5451 | 1114.5665
| 15993 | 1255.1474 | 1114.5665
| 15994 | 1254.8456 | 1114.5665
| 15995 | 1254.7199 | 1114.5665
| 15996 | 1254.3923 | 1114.5665
| 15997 | 1254.0882 | 1114.5665
| 15998 | 1253.9012 | 1114.5665
| 15999 | 1253.6506 | 1114.5665
| 16000 | 1253.4155 | 1114.5665
| 16001 | 1253.1896 | 1114.5665
| 16002 | 1252.7895 | 1114.5665
| 16003 | 1252.2805 | 1114.5665
| 16004 | 1252.063 | 1114.5665
| 16005 | 1251.794 | 1114.5665
| 16006 | 1251.6029 | 1114.5665
| 16007 | 1251.4338 | 1114.5665
| 16008 | 1251.1286 | 1114.5665
| 16009 | 1250.9469 | 1114.5665
| 16010 | 1250.6459 | 1114.5665
| 16011 | 1250.4054 | 1114.5665
| 16012 | 1250.2109 | 1114.5665
| 16013 | 1249.8732 | 1114.5665
| 16014 | 1249.5991 | 1114.5665
| 16015 | 1249.3756 | 1114.5665
| 16016 | 1249.1736 | 1114.5665
| 16017 | 1248.8712 | 1114.5665
| 16018 | 1248.7558 | 1114.5665
| 16019 | 1248.4989 | 1114.5665
| 16020 | 1248.2794 | 1114.5665
| 16021 | 1247.9933 | 1114.5665
| 16022 | 1247.7822 | 1114.5665
| 16023 | 1247.5529 | 1114.5665
| 16024 | 1247.394 | 1114.5665
| 16025 | 1247.1785 | 1114.5665
| 16026 | 1246.8922 | 1114.5665
| 16027 | 1246.5961 | 1114.5665
| 16028 | 1246.3243 | 1114.5665
| 16029 | 1246.1165 | 1114.5665
| 16030 | 1245.7733 | 1114.5665
| 16031 | 1245.5824 | 1114.5665
| 16032 | 1245.2472 | 1114.5665
| 16033 | 1244.9697 | 1114.5665
| 16034 | 1244.7945 | 1114.5665
| 16035 | 1244.4554 | 1114.5665
| 16036 | 1244.2034 | 1114.5665
| 16037 | 1243.9893 | 1114.5665
| 16038 | 1243.6799 | 1114.5665
| 16039 | 1243.3965 | 1114.5665
| 16040 | 1242.973 | 1114.5665
| 16041 | 1242.7912 | 1114.5665
| 16042 | 1242.6252 | 1114.5665
| 16043 | 1242.3633 | 1114.5665
| 16044 | 1242.1672 | 1114.5665
| 16045 | 1241.8937 | 1114.5665
| 16046 | 1241.763 | 1114.5665
| 16047 | 1241.5253 | 1114.5665
| 16048 | 1241.3418 | 1114.5665
| 16049 | 1241.1587 | 1114.5665
| 16050 | 1240.999 | 1114.5665
| 16051 | 1240.7788 | 1114.5665
| 16052 | 1240.5192 | 1114.5665
| 16053 | 1240.316 | 1114.5665
| 16054 | 1240.1108 | 1114.5665
| 16055 | 1239.7882 | 1114.5665
| 16056 | 1239.5023 | 1114.5665
| 16057 | 1239.2554 | 1114.5665
| 16058 | 1238.9967 | 1114.5665
| 16059 | 1238.8457 | 1114.5665
| 16060 | 1238.4167 | 1114.5665
| 16061 | 1238.1452 | 1114.5665
| 16062 | 1237.9113 | 1114.5665
| 16063 | 1237.6116 | 1114.5665
| 16064 | 1237.3756 | 1114.5665
| 16065 | 1237.0578 | 1114.5665
| 16066 | 1236.6459 | 1114.5665
| 16067 | 1236.4302 | 1114.5665
| 16068 | 1236.2434 | 1114.5665
| 16069 | 1236.0531 | 1114.5665
| 16070 | 1235.7923 | 1114.5665
| 16071 | 1235.5699 | 1114.5665
| 16072 | 1235.4061 | 1114.5665
| 16073 | 1235.0931 | 1114.5665
| 16074 | 1234.9259 | 1114.5665
| 16075 | 1234.6555 | 1114.5665
| 16076 | 1234.487 | 1114.5665
| 16077 | 1234.116 | 1114.5665
| 16078 | 1233.7482 | 1114.5665
| 16079 | 1233.416 | 1114.5665
| 16080 | 1233.2033 | 1114.5665
| 16081 | 1232.8532 | 1114.5665
| 16082 | 1232.6529 | 1114.5665
| 16083 | 1232.3372 | 1114.5665
| 16084 | 1231.9409 | 1114.5665
| 16085 | 1231.7481 | 1114.5665
| 16086 | 1231.5682 | 1114.5665
| 16087 | 1231.4223 | 1114.5665
| 16088 | 1231.2681 | 1114.5665
| 16089 | 1231.1379 | 1114.5665
| 16090 | 1230.8813 | 1114.5665
| 16091 | 1230.5871 | 1114.5665
| 16092 | 1230.2992 | 1114.5665
| 16093 | 1230.1594 | 1114.5665
| 16094 | 1230.0061 | 1114.5665
| 16095 | 1229.8163 | 1114.5665
| 16096 | 1229.6333 | 1114.5665
| 16097 | 1229.4268 | 1114.5665
| 16098 | 1229.077 | 1114.5665
| 16099 | 1228.7509 | 1114.5665
| 16100 | 1228.4578 | 1114.5665
| 16101 | 1228.2028 | 1114.5665
| 16102 | 1228.021 | 1114.5665
| 16103 | 1227.8132 | 1114.5665
| 16104 | 1227.5423 | 1114.5665
| 16105 | 1227.1581 | 1114.5665
| 16106 | 1226.8828 | 1114.5665
| 16107 | 1226.7383 | 1114.5665
| 16108 | 1226.4319 | 1114.5665
| 16109 | 1226.1432 | 1114.5665
| 16110 | 1225.8093 | 1114.5665
| 16111 | 1225.5631 | 1114.5665
| 16112 | 1225.2628 | 1114.5665
| 16113 | 1225.0583 | 1114.5665
| 16114 | 1224.8883 | 1114.5665
| 16115 | 1224.6051 | 1114.5665
| 16116 | 1224.4103 | 1114.5665
| 16117 | 1224.2086 | 1114.5665
| 16118 | 1224.0773 | 1114.5665
| 16119 | 1223.8057 | 1114.5665
| 16120 | 1223.6022 | 1114.5665
| 16121 | 1223.3982 | 1114.5665
| 16122 | 1223.1123 | 1114.5665
| 16123 | 1222.8817 | 1114.5665
| 16124 | 1222.6108 | 1114.5665
| 16125 | 1222.1793 | 1114.5665
| 16126 | 1221.9999 | 1114.5665
| 16127 | 1221.7322 | 1114.5665
| 16128 | 1221.4435 | 1114.5665
| 16129 | 1221.3091 | 1114.5665
| 16130 | 1221.187 | 1114.5665
| 16131 | 1220.9769 | 1114.5665
| 16132 | 1220.7594 | 1114.5665
| 16133 | 1220.4963 | 1114.5665
| 16134 | 1220.1305 | 1114.5665
| 16135 | 1219.9248 | 1114.5665
| 16136 | 1219.5606 | 1114.5665
| 16137 | 1219.2515 | 1114.5665
| 16138 | 1219.0542 | 1114.5665
| 16139 | 1218.9062 | 1114.5665
| 16140 | 1218.6774 | 1114.5665
| 16141 | 1218.2983 | 1114.5665
| 16142 | 1217.9432 | 1114.5665
| 16143 | 1217.7932 | 1114.5665
| 16144 | 1217.5493 | 1114.5665
| 16145 | 1217.2637 | 1114.5665
| 16146 | 1216.8944 | 1114.5665
| 16147 | 1216.5302 | 1114.5665
| 16148 | 1216.3211 | 1114.5665
| 16149 | 1216.1227 | 1114.5665
| 16150 | 1215.7202 | 1114.5665
| 16151 | 1215.2604 | 1114.5665
| 16152 | 1215.0535 | 1114.5665
| 16153 | 1214.8416 | 1114.5665
| 16154 | 1214.6699 | 1114.5665
| 16155 | 1214.4374 | 1114.5665
| 16156 | 1214.2031 | 1114.5665
| 16157 | 1214.0291 | 1114.5665
| 16158 | 1213.691 | 1114.5665
| 16159 | 1213.5075 | 1114.5665
| 16160 | 1213.0755 | 1114.5665
| 16161 | 1212.8192 | 1114.5665
| 16162 | 1212.6358 | 1114.5665
| 16163 | 1212.3593 | 1114.5665
| 16164 | 1212.1669 | 1114.5665
| 16165 | 1212.0446 | 1114.5665
| 16166 | 1211.7688 | 1114.5665
| 16167 | 1211.6699 | 1114.5665
| 16168 | 1211.2547 | 1114.5665
| 16169 | 1210.8602 | 1114.5665
| 16170 | 1210.642 | 1114.5665
| 16171 | 1210.3085 | 1114.5665
| 16172 | 1210.0951 | 1114.5665
| 16173 | 1209.7878 | 1114.5665
| 16174 | 1209.4413 | 1114.5665
| 16175 | 1209.221 | 1114.5665
| 16176 | 1208.9033 | 1114.5665
| 16177 | 1208.5433 | 1114.5665
| 16178 | 1208.3095 | 1114.5665
| 16179 | 1208.0811 | 1114.5665
| 16180 | 1207.8132 | 1114.5665
| 16181 | 1207.4841 | 1114.5665
| 16182 | 1207.2762 | 1114.5665
| 16183 | 1207.0736 | 1114.5665
| 16184 | 1206.706 | 1114.5665
| 16185 | 1206.3286 | 1114.5665
| 16186 | 1206.0502 | 1114.5665
| 16187 | 1205.857 | 1114.5665
| 16188 | 1205.5651 | 1114.5665
| 16189 | 1205.3742 | 1114.5665
| 16190 | 1205.19 | 1114.5665
| 16191 | 1204.9514 | 1114.5665
| 16192 | 1204.7718 | 1114.5665
| 16193 | 1204.3929 | 1114.5665
| 16194 | 1204.0802 | 1114.5665
| 16195 | 1203.728 | 1114.5665
| 16196 | 1203.522 | 1114.5665
| 16197 | 1203.3269 | 1114.5665
| 16198 | 1203.0958 | 1114.5665
| 16199 | 1202.7797 | 1114.5665
| 16200 | 1202.5137 | 1114.5665
| 16201 | 1202.2182 | 1114.5665
| 16202 | 1201.9376 | 1114.5665
| 16203 | 1201.5427 | 1114.5665
| 16204 | 1201.2188 | 1114.5665
| 16205 | 1201.0317 | 1114.5665
| 16206 | 1200.8247 | 1114.5665
| 16207 | 1200.5856 | 1114.5665
| 16208 | 1200.2223 | 1114.5665
| 16209 | 1199.9082 | 1114.5665
| 16210 | 1199.7162 | 1114.5665
| 16211 | 1199.5056 | 1114.5665
| 16212 | 1199.2507 | 1114.5665
| 16213 | 1198.8896 | 1114.5665
| 16214 | 1198.7123 | 1114.5665
| 16215 | 1198.3119 | 1114.5665
| 16216 | 1197.9073 | 1114.5665
| 16217 | 1197.6058 | 1114.5665
| 16218 | 1197.2531 | 1114.5665
| 16219 | 1197.0127 | 1114.5665
| 16220 | 1196.6926 | 1114.5665
| 16221 | 1196.4213 | 1114.5665
| 16222 | 1196.1261 | 1114.5665
| 16223 | 1195.9636 | 1114.5665
| 16224 | 1195.7592 | 1114.5665
| 16225 | 1195.562 | 1114.5665
| 16226 | 1195.3079 | 1114.5665
| 16227 | 1195.1253 | 1114.5665
| 16228 | 1194.8555 | 1114.5665
| 16229 | 1194.5656 | 1114.5665
| 16230 | 1194.2945 | 1114.5665
| 16231 | 1193.9474 | 1114.5665
| 16232 | 1193.7649 | 1114.5665
| 16233 | 1193.5551 | 1114.5665
| 16234 | 1193.2354 | 1114.5665
| 16235 | 1192.6534 | 1114.5665
| 16236 | 1192.5285 | 1114.5665
| 16237 | 1192.0956 | 1114.5665
| 16238 | 1191.8369 | 1114.5665
| 16239 | 1191.6574 | 1114.5665
| 16240 | 1191.2377 | 1114.5665
| 16241 | 1190.9914 | 1114.5665
| 16242 | 1190.7954 | 1114.5665
| 16243 | 1190.6032 | 1114.5665
| 16244 | 1190.4878 | 1114.5665
| 16245 | 1190.3289 | 1114.5665
| 16246 | 1190.1036 | 1114.5665
| 16247 | 1189.9205 | 1114.5665
| 16248 | 1189.4875 | 1114.5665
| 16249 | 1189.2567 | 1114.5665
| 16250 | 1189.0515 | 1114.5665
| 16251 | 1188.8429 | 1114.5665
| 16252 | 1188.5561 | 1114.5665
| 16253 | 1188.3888 | 1114.5665
| 16254 | 1188.0617 | 1114.5665
| 16255 | 1187.8506 | 1114.5665
| 16256 | 1187.6972 | 1114.5665
| 16257 | 1187.5603 | 1114.5665
| 16258 | 1187.249 | 1114.5665
| 16259 | 1186.9513 | 1114.5665
| 16260 | 1186.6075 | 1114.5665
| 16261 | 1186.475 | 1114.5665
| 16262 | 1186.0745 | 1114.5665
| 16263 | 1185.6506 | 1114.5665
| 16264 | 1185.4631 | 1114.5665
| 16265 | 1185.2493 | 1114.5665
| 16266 | 1184.9077 | 1114.5665
| 16267 | 1184.708 | 1114.5665
| 16268 | 1184.3575 | 1114.5665
| 16269 | 1184.1716 | 1114.5665
| 16270 | 1183.9366 | 1114.5665
| 16271 | 1183.6521 | 1114.5665
| 16272 | 1183.4562 | 1114.5665
| 16273 | 1183.1943 | 1114.5665
| 16274 | 1182.948 | 1114.5665
| 16275 | 1182.6528 | 1114.5665
| 16276 | 1182.4952 | 1114.5665
| 16277 | 1182.231 | 1114.5665
| 16278 | 1181.8476 | 1114.5665
| 16279 | 1181.6099 | 1114.5665
| 16280 | 1181.3291 | 1114.5665
| 16281 | 1181.0254 | 1114.5665
| 16282 | 1180.771 | 1114.5665
| 16283 | 1180.5512 | 1114.5665
| 16284 | 1180.2075 | 1114.5665
| 16285 | 1180.001 | 1114.5665
| 16286 | 1179.6559 | 1114.5665
| 16287 | 1179.3184 | 1114.5665
| 16288 | 1179.0495 | 1114.5665
| 16289 | 1178.7037 | 1114.5665
| 16290 | 1178.5298 | 1114.5665
| 16291 | 1178.2259 | 1114.5665
| 16292 | 1177.8531 | 1114.5665
| 16293 | 1177.6007 | 1114.5665
| 16294 | 1177.4093 | 1114.5665
| 16295 | 1177.1441 | 1114.5665
| 16296 | 1176.8738 | 1114.5665
| 16297 | 1176.7366 | 1114.5665
| 16298 | 1176.5157 | 1114.5665
| 16299 | 1176.2388 | 1114.5665
| 16300 | 1175.8823 | 1114.5665
| 16301 | 1175.5682 | 1114.5665
| 16302 | 1175.2042 | 1114.5665
| 16303 | 1174.9904 | 1114.5665
| 16304 | 1174.7523 | 1114.5665
| 16305 | 1174.4592 | 1114.5665
| 16306 | 1174.1863 | 1114.5665
| 16307 | 1173.9129 | 1114.5665
| 16308 | 1173.6922 | 1114.5665
| 16309 | 1173.4142 | 1114.5665
| 16310 | 1173.1368 | 1114.5665
| 16311 | 1172.8215 | 1114.5665
| 16312 | 1172.5662 | 1114.5665
| 16313 | 1172.2299 | 1114.5665
| 16314 | 1171.8157 | 1114.5665
| 16315 | 1171.5418 | 1114.5665
| 16316 | 1171.2484 | 1114.5665
| 16317 | 1171.0844 | 1114.5665
| 16318 | 1170.7934 | 1114.5665
| 16319 | 1170.5415 | 1114.5665
| 16320 | 1170.2601 | 1114.5665
| 16321 | 1170.0775 | 1114.5665
| 16322 | 1169.7338 | 1114.5665
| 16323 | 1169.5194 | 1114.5665
| 16324 | 1169.233 | 1114.5665
| 16325 | 1168.9523 | 1114.5665
| 16326 | 1168.5738 | 1114.5665
| 16327 | 1168.3817 | 1114.5665
| 16328 | 1168.0414 | 1114.5665
| 16329 | 1167.8325 | 1114.5665
| 16330 | 1167.6753 | 1114.5665
| 16331 | 1167.5014 | 1114.5665
| 16332 | 1167.2917 | 1114.5665
| 16333 | 1167.0587 | 1114.5665
| 16334 | 1166.8768 | 1114.5665
| 16335 | 1166.6025 | 1114.5665
| 16336 | 1166.2152 | 1114.5665
| 16337 | 1166.0471 | 1114.5665
| 16338 | 1165.7757 | 1114.5665
| 16339 | 1165.5158 | 1114.5665
| 16340 | 1165.077 | 1114.5665
| 16341 | 1164.9087 | 1114.5665
| 16342 | 1164.6757 | 1114.5665
| 16343 | 1164.4536 | 1114.5665
| 16344 | 1164.1075 | 1114.5665
| 16345 | 1163.8542 | 1114.5665
| 16346 | 1163.6427 | 1114.5665
| 16347 | 1163.3243 | 1114.5665
| 16348 | 1162.8932 | 1114.5665
| 16349 | 1162.7436 | 1114.5665
| 16350 | 1162.6005 | 1114.5665
| 16351 | 1162.0537 | 1114.5665
| 16352 | 1161.8265 | 1114.5665
| 16353 | 1161.5927 | 1114.5665
| 16354 | 1161.2793 | 1114.5665
| 16355 | 1160.9884 | 1114.5665
| 16356 | 1160.768 | 1114.5665
| 16357 | 1160.4779 | 1114.5665
| 16358 | 1160.113 | 1114.5665
| 16359 | 1159.9189 | 1114.5665
| 16360 | 1159.6236 | 1114.5665
| 16361 | 1159.3854 | 1114.5665
| 16362 | 1159.0245 | 1114.5665
| 16363 | 1158.7044 | 1114.5665
| 16364 | 1158.3491 | 1114.5665
| 16365 | 1158.1697 | 1114.5665
| 16366 | 1158.0198 | 1114.5665
| 16367 | 1157.7021 | 1114.5665
| 16368 | 1157.4502 | 1114.5665
| 16369 | 1157.2353 | 1114.5665
| 16370 | 1156.9759 | 1114.5665
| 16371 | 1156.658 | 1114.5665
| 16372 | 1156.3896 | 1114.5665
| 16373 | 1156.1216 | 1114.5665
| 16374 | 1155.8204 | 1114.5665
| 16375 | 1155.5598 | 1114.5665
| 16376 | 1155.1745 | 1114.5665
| 16377 | 1154.7917 | 1114.5665
| 16378 | 1154.5229 | 1114.5665
| 16379 | 1154.2414 | 1114.5665
| 16380 | 1153.9041 | 1114.5665
| 16381 | 1153.5641 | 1114.5665
| 16382 | 1153.1978 | 1114.5665
| 16383 | 1152.9775 | 1114.5665
| 16384 | 1152.8503 | 1114.5665
| 16385 | 1152.6452 | 1114.5665
| 16386 | 1152.2781 | 1114.5665
| 16387 | 1151.9623 | 1114.5665
| 16388 | 1151.7192 | 1114.5665
| 16389 | 1151.3448 | 1114.5665
| 16390 | 1151.1039 | 1114.5665
| 16391 | 1150.6822 | 1114.5665
| 16392 | 1150.4257 | 1114.5665
| 16393 | 1150.1602 | 1114.5665
| 16394 | 1149.8968 | 1114.5665
| 16395 | 1149.5514 | 1114.5665
| 16396 | 1149.2315 | 1114.5665
| 16397 | 1149.087 | 1114.5665
| 16398 | 1148.8855 | 1114.5665
| 16399 | 1148.6264 | 1114.5665
| 16400 | 1148.1712 | 1114.5665
| 16401 | 1147.8531 | 1114.5665
| 16402 | 1147.6158 | 1114.5665
| 16403 | 1147.383 | 1114.5665
| 16404 | 1146.9643 | 1114.5665
| 16405 | 1146.6681 | 1114.5665
| 16406 | 1146.3959 | 1114.5665
| 16407 | 1146.1904 | 1114.5665
| 16408 | 1145.7095 | 1114.5665
| 16409 | 1145.4035 | 1114.5665
| 16410 | 1145.1279 | 1114.5665
| 16411 | 1144.9214 | 1114.5665
| 16412 | 1144.6186 | 1114.5665
| 16413 | 1144.3962 | 1114.5665
| 16414 | 1144.2338 | 1114.5665
| 16415 | 1143.9686 | 1114.5665
| 16416 | 1143.696 | 1114.5665
| 16417 | 1143.4502 | 1114.5665
| 16418 | 1143.0093 | 1114.5665
| 16419 | 1142.4235 | 1114.5665
| 16420 | 1142.2088 | 1114.5665
| 16421 | 1141.973 | 1114.5665
| 16422 | 1141.7498 | 1114.5665
| 16423 | 1141.5758 | 1114.5665
| 16424 | 1141.3831 | 1114.5665
| 16425 | 1141.0186 | 1114.5665
| 16426 | 1140.7829 | 1114.5665
| 16427 | 1140.5342 | 1114.5665
| 16428 | 1140.3182 | 1114.5665
| 16429 | 1139.9802 | 1114.5665
| 16430 | 1139.819 | 1114.5665
| 16431 | 1139.5246 | 1114.5665
| 16432 | 1139.1057 | 1114.5665
| 16433 | 1138.7384 | 1114.5665
| 16434 | 1138.4546 | 1114.5665
| 16435 | 1138.1166 | 1114.5665
| 16436 | 1137.822 | 1114.5665
| 16437 | 1137.436 | 1114.5665
| 16438 | 1137.0791 | 1114.5665
| 16439 | 1136.7687 | 1114.5665
| 16440 | 1136.4227 | 1114.5665
| 16441 | 1136.0724 | 1114.5665
| 16442 | 1135.9141 | 1114.5665
| 16443 | 1135.6568 | 1114.5665
| 16444 | 1135.3107 | 1114.5665
| 16445 | 1134.9083 | 1114.5665
| 16446 | 1134.704 | 1114.5665
| 16447 | 1134.4965 | 1114.5665
| 16448 | 1134.1445 | 1114.5665
| 16449 | 1133.936 | 1114.5665
| 16450 | 1133.4979 | 1114.5665
| 16451 | 1133.3148 | 1114.5665
| 16452 | 1133.1231 | 1114.5665
| 16453 | 1132.9988 | 1114.5665
| 16454 | 1132.6918 | 1114.5665
| 16455 | 1132.3973 | 1114.5665
| 16456 | 1132.1687 | 1114.5665
| 16457 | 1131.8459 | 1114.5665
| 16458 | 1131.6448 | 1114.5665
| 16459 | 1131.1976 | 1114.5665
| 16460 | 1130.8929 | 1114.5665
| 16461 | 1130.5712 | 1114.5665
| 16462 | 1130.1867 | 1114.5665
| 16463 | 1130.0196 | 1114.5665
| 16464 | 1129.8242 | 1114.5665
| 16465 | 1129.5126 | 1114.5665
| 16466 | 1129.1681 | 1114.5665
| 16467 | 1128.9609 | 1114.5665
| 16468 | 1128.5319 | 1114.5665
| 16469 | 1128.1296 | 1114.5665
| 16470 | 1127.7996 | 1114.5665
| 16471 | 1127.4903 | 1114.5665
| 16472 | 1127.1067 | 1114.5665
| 16473 | 1126.8542 | 1114.5665
| 16474 | 1126.4579 | 1114.5665
| 16475 | 1126.0226 | 1114.5665
| 16476 | 1125.7679 | 1114.5665
| 16477 | 1125.3909 | 1114.5665
| 16478 | 1125.1397 | 1114.5665
| 16479 | 1124.8328 | 1114.5665
| 16480 | 1124.5426 | 1114.5665
| 16481 | 1124.3446 | 1114.5665
| 16482 | 1124.1725 | 1114.5665
| 16483 | 1123.84 | 1114.5665
| 16484 | 1123.5389 | 1114.5665
| 16485 | 1123.159 | 1114.5665
| 16486 | 1122.8954 | 1114.5665
| 16487 | 1122.6179 | 1114.5665
| 16488 | 1122.3909 | 1114.5665
| 16489 | 1122.1087 | 1114.5665
| 16490 | 1121.7948 | 1114.5665
| 16491 | 1121.5914 | 1114.5665
| 16492 | 1121.0955 | 1114.5665
| 16493 | 1120.8079 | 1114.5665
| 16494 | 1120.4487 | 1114.5665
| 16495 | 1120.1191 | 1114.5665
| 16496 | 1119.911 | 1114.5665
| 16497 | 1119.5741 | 1114.5665
| 16498 | 1119.4442 | 1114.5665
| 16499 | 1119.2722 | 1114.5665
| 16500 | 1119.1042 | 1114.5665
| 16501 | 1118.7614 | 1114.5665
| 16502 | 1118.5075 | 1114.5665
| 16503 | 1118.1597 | 1114.5665
| 16504 | 1117.8452 | 1114.5665
| 16505 | 1117.5593 | 1114.5665
| 16506 | 1117.2 | 1114.5665
| 16507 | 1116.8902 | 1114.5665
| 16508 | 1116.5543 | 1114.5665
| 16509 | 1116.3505 | 1114.5665
| 16510 | 1116.1389 | 1114.5665
| 16511 | 1115.8737 | 1114.5665
| 16512 | 1115.4648 | 1114.5665
| 16513 | 1115.1851 | 1114.5665
| 16514 | 1114.9567 | 1114.5665
| 16515 | 1114.7409 | 1114.5665
| 16516 | 1114.1853 | 1114.5665
| 16517 | 1113.9937 | 1114.5665
| 16518 | 1113.8157 | 1114.5665
| 16519 | 1113.5756 | 1114.5665
| 16520 | 1113.0815 | 1114.5665
| 16521 | 1112.8306 | 1114.5665
| 16522 | 1112.6392 | 1114.5665
| 16523 | 1112.4645 | 1114.5665
| 16524 | 1111.9983 | 1114.5665
| 16525 | 1111.6448 | 1114.5665
| 16526 | 1111.2592 | 1114.5665
| 16527 | 1111.0369 | 1114.5665
| 16528 | 1110.7331 | 1114.5665
| 16529 | 1110.3326 | 1114.5665
| 16530 | 1110.0344 | 1114.5665
| 16531 | 1109.7192 | 1114.5665
| 16532 | 1109.4212 | 1114.5665
| 16533 | 1109.1444 | 1114.5665
| 16534 | 1108.9542 | 1114.5665
| 16535 | 1108.6772 | 1114.5665
| 16536 | 1108.337 | 1114.5665
| 16537 | 1108.01 | 1114.5665
| 16538 | 1107.7628 | 1114.5665
| 16539 | 1107.3571 | 1114.5665
| 16540 | 1106.906 | 1114.5665
| 16541 | 1106.5193 | 1114.5665
| 16542 | 1106.1661 | 1114.5665
| 16543 | 1105.8781 | 1114.5665
| 16544 | 1105.5577 | 1114.5665
| 16545 | 1105.2515 | 1114.5665
| 16546 | 1104.843 | 1114.5665
| 16547 | 1104.5018 | 1114.5665
| 16548 | 1104.153 | 1114.5665
| 16549 | 1103.806 | 1114.5665
| 16550 | 1103.5224 | 1114.5665
| 16551 | 1103.37 | 1114.5665
| 16552 | 1103.0479 | 1114.5665
| 16553 | 1102.5562 | 1114.5665
| 16554 | 1102.2781 | 1114.5665
| 16555 | 1102.0373 | 1114.5665
| 16556 | 1101.7655 | 1114.5665
| 16557 | 1101.5497 | 1114.5665
| 16558 | 1101.3297 | 1114.5665
| 16559 | 1100.9624 | 1114.5665
| 16560 | 1100.5785 | 1114.5665
| 16561 | 1100.432 | 1114.5665
| 16562 | 1100.1095 | 1114.5665
| 16563 | 1099.8593 | 1114.5665
| 16564 | 1099.6878 | 1114.5665
| 16565 | 1099.3038 | 1114.5665
| 16566 | 1099.0833 | 1114.5665
| 16567 | 1098.8654 | 1114.5665
| 16568 | 1098.3917 | 1114.5665
| 16569 | 1098.1677 | 1114.5665
| 16570 | 1097.9099 | 1114.5665
| 16571 | 1097.5561 | 1114.5665
| 16572 | 1097.2581 | 1114.5665
| 16573 | 1096.9164 | 1114.5665
| 16574 | 1096.7384 | 1114.5665
| 16575 | 1096.4518 | 1114.5665
| 16576 | 1096.2049 | 1114.5665
| 16577 | 1095.9193 | 1114.5665
| 16578 | 1095.4983 | 1114.5665
| 16579 | 1095.158 | 1114.5665
| 16580 | 1094.7883 | 1114.5665
| 16581 | 1094.5762 | 1114.5665
| 16582 | 1094.3432 | 1114.5665
| 16583 | 1093.9981 | 1114.5665
| 16584 | 1093.7671 | 1114.5665
| 16585 | 1093.5162 | 1114.5665
| 16586 | 1093.258 | 1114.5665
| 16587 | 1092.7547 | 1114.5665
| 16588 | 1092.4482 | 1114.5665
| 16589 | 1092.2029 | 1114.5665
| 16590 | 1091.938 | 1114.5665
| 16591 | 1091.5854 | 1114.5665
| 16592 | 1091.3161 | 1114.5665
| 16593 | 1091.1339 | 1114.5665
| 16594 | 1090.8829 | 1114.5665
| 16595 | 1090.5422 | 1114.5665
| 16596 | 1090.2139 | 1114.5665
| 16597 | 1089.8848 | 1114.5665
| 16598 | 1089.6184 | 1114.5665
| 16599 | 1089.4095 | 1114.5665
| 16600 | 1089.1855 | 1114.5665
| 16601 | 1089.0095 | 1114.5665
| 16602 | 1088.7286 | 1114.5665
| 16603 | 1088.4408 | 1114.5665
| 16604 | 1088.2255 | 1114.5665
| 16605 | 1087.8729 | 1114.5665
| 16606 | 1087.4962 | 1114.5665
| 16607 | 1087.1141 | 1114.5665
| 16608 | 1086.782 | 1114.5665
| 16609 | 1086.3387 | 1114.5665
| 16610 | 1085.9498 | 1114.5665
| 16611 | 1085.6517 | 1114.5665
| 16612 | 1085.375 | 1114.5665
| 16613 | 1085.0881 | 1114.5665
| 16614 | 1084.637 | 1114.5665
| 16615 | 1084.3291 | 1114.5665
| 16616 | 1083.9326 | 1114.5665
| 16617 | 1083.7421 | 1114.5665
| 16618 | 1083.4334 | 1114.5665
| 16619 | 1082.8249 | 1114.5665
| 16620 | 1082.4634 | 1114.5665
| 16621 | 1082.2316 | 1114.5665
| 16622 | 1082.0865 | 1114.5665
| 16623 | 1081.8652 | 1114.5665
| 16624 | 1081.6055 | 1114.5665
| 16625 | 1081.3548 | 1114.5665
| 16626 | 1080.9864 | 1114.5665
| 16627 | 1080.6829 | 1114.5665
| 16628 | 1080.4332 | 1114.5665
| 16629 | 1080.0706 | 1114.5665
| 16630 | 1079.7378 | 1114.5665
| 16631 | 1079.3179 | 1114.5665
| 16632 | 1079.0188 | 1114.5665
| 16633 | 1078.7561 | 1114.5665
| 16634 | 1078.4851 | 1114.5665
| 16635 | 1078.225 | 1114.5665
| 16636 | 1077.8564 | 1114.5665
| 16637 | 1077.5797 | 1114.5665
| 16638 | 1077.196 | 1114.5665
| 16639 | 1076.8667 | 1114.5665
| 16640 | 1076.4613 | 1114.5665
| 16641 | 1076.1011 | 1114.5665
| 16642 | 1075.865 | 1114.5665
| 16643 | 1075.5166 | 1114.5665
| 16644 | 1075.0479 | 1114.5665
| 16645 | 1074.5766 | 1114.5665
| 16646 | 1074.2239 | 1114.5665
| 16647 | 1073.7627 | 1114.5665
| 16648 | 1073.5523 | 1114.5665
| 16649 | 1073.3343 | 1114.5665
| 16650 | 1072.9485 | 1114.5665
| 16651 | 1072.5967 | 1114.5665
| 16652 | 1072.3315 | 1114.5665
| 16653 | 1071.9407 | 1114.5665
| 16654 | 1071.64 | 1114.5665
| 16655 | 1071.1789 | 1114.5665
| 16656 | 1070.8227 | 1114.5665
| 16657 | 1070.3881 | 1114.5665
| 16658 | 1069.9929 | 1114.5665
| 16659 | 1069.8086 | 1114.5665
| 16660 | 1069.6252 | 1114.5665
| 16661 | 1069.2982 | 1114.5665
| 16662 | 1069.0408 | 1114.5665
| 16663 | 1068.6614 | 1114.5665
| 16664 | 1068.4522 | 1114.5665
| 16665 | 1068.182 | 1114.5665
| 16666 | 1067.9134 | 1114.5665
| 16667 | 1067.4545 | 1114.5665
| 16668 | 1067.0262 | 1114.5665
| 16669 | 1066.652 | 1114.5665
| 16670 | 1066.2747 | 1114.5665
| 16671 | 1065.8691 | 1114.5665
| 16672 | 1065.5315 | 1114.5665
| 16673 | 1065.1109 | 1114.5665
| 16674 | 1064.5759 | 1114.5665
| 16675 | 1064.2891 | 1114.5665
| 16676 | 1063.9026 | 1114.5665
| 16677 | 1063.6576 | 1114.5665
| 16678 | 1063.2681 | 1114.5665
| 16679 | 1062.9454 | 1114.5665
| 16680 | 1062.6672 | 1114.5665
| 16681 | 1062.2592 | 1114.5665
| 16682 | 1061.9465 | 1114.5665
| 16683 | 1061.6643 | 1114.5665
| 16684 | 1061.2762 | 1114.5665
| 16685 | 1060.8962 | 1114.5665
| 16686 | 1060.4635 | 1114.5665
| 16687 | 1060.2544 | 1114.5665
| 16688 | 1059.9999 | 1114.5665
| 16689 | 1059.7463 | 1114.5665
| 16690 | 1059.3738 | 1114.5665
| 16691 | 1059.2292 | 1114.5665
| 16692 | 1058.7872 | 1114.5665
| 16693 | 1058.4225 | 1114.5665
| 16694 | 1057.8377 | 1114.5665
| 16695 | 1057.4622 | 1114.5665
| 16696 | 1057.1007 | 1114.5665
| 16697 | 1056.9257 | 1114.5665
| 16698 | 1056.5609 | 1114.5665
| 16699 | 1056.2731 | 1114.5665
| 16700 | 1056.0499 | 1114.5665
| 16701 | 1055.6457 | 1114.5665
| 16702 | 1055.3541 | 1114.5665
| 16703 | 1054.9165 | 1114.5665
| 16704 | 1054.768 | 1114.5665
| 16705 | 1054.3236 | 1114.5665
| 16706 | 1053.8446 | 1114.5665
| 16707 | 1053.498 | 1114.5665
| 16708 | 1053.2134 | 1114.5665
| 16709 | 1053.0664 | 1114.5665
| 16710 | 1052.8567 | 1114.5665
| 16711 | 1052.5928 | 1114.5665
| 16712 | 1052.2424 | 1114.5665
| 16713 | 1051.8602 | 1114.5665
| 16714 | 1051.4457 | 1114.5665
| 16715 | 1051.1959 | 1114.5665
| 16716 | 1050.8581 | 1114.5665
| 16717 | 1050.5391 | 1114.5665
| 16718 | 1050.2072 | 1114.5665
| 16719 | 1049.8145 | 1114.5665
| 16720 | 1049.507 | 1114.5665
| 16721 | 1049.215 | 1114.5665
| 16722 | 1048.9936 | 1114.5665
| 16723 | 1048.4831 | 1114.5665
| 16724 | 1048.1684 | 1114.5665
| 16725 | 1047.7752 | 1114.5665
| 16726 | 1047.5772 | 1114.5665
| 16727 | 1047.3718 | 1114.5665
| 16728 | 1047.0322 | 1114.5665
| 16729 | 1046.6065 | 1114.5665
| 16730 | 1046.1219 | 1114.5665
| 16731 | 1045.8706 | 1114.5665
| 16732 | 1045.3839 | 1114.5665
| 16733 | 1045.0574 | 1114.5665
| 16734 | 1044.7562 | 1114.5665
| 16735 | 1044.4694 | 1114.5665
| 16736 | 1044.1314 | 1114.5665
| 16737 | 1043.8343 | 1114.5665
| 16738 | 1043.5567 | 1114.5665
| 16739 | 1042.9933 | 1114.5665
| 16740 | 1042.6751 | 1114.5665
| 16741 | 1042.1495 | 1114.5665
| 16742 | 1041.5558 | 1114.5665
| 16743 | 1041.1372 | 1114.5665
| 16744 | 1040.8293 | 1114.5665
| 16745 | 1040.425 | 1114.5665
| 16746 | 1040.0839 | 1114.5665
| 16747 | 1039.8985 | 1114.5665
| 16748 | 1039.7186 | 1114.5665
| 16749 | 1039.4785 | 1114.5665
| 16750 | 1039.1842 | 1114.5665
| 16751 | 1038.8799 | 1114.5665
| 16752 | 1038.5404 | 1114.5665
| 16753 | 1038.1876 | 1114.5665
| 16754 | 1037.8668 | 1114.5665
| 16755 | 1037.6462 | 1114.5665
| 16756 | 1037.311 | 1114.5665
| 16757 | 1037.0604 | 1114.5665
| 16758 | 1036.4756 | 1114.5665
| 16759 | 1036.2107 | 1114.5665
| 16760 | 1035.9066 | 1114.5665
| 16761 | 1035.4319 | 1114.5665
| 16762 | 1035.1138 | 1114.5665
| 16763 | 1034.8311 | 1114.5665
| 16764 | 1034.4266 | 1114.5665
| 16765 | 1034.1572 | 1114.5665
| 16766 | 1033.8162 | 1114.5665
| 16767 | 1033.4235 | 1114.5665
| 16768 | 1033.0388 | 1114.5665
| 16769 | 1032.725 | 1114.5665
| 16770 | 1032.4888 | 1114.5665
| 16771 | 1032.1927 | 1114.5665
| 16772 | 1031.8327 | 1114.5665
| 16773 | 1031.5029 | 1114.5665
| 16774 | 1031.2261 | 1114.5665
| 16775 | 1030.9645 | 1114.5665
| 16776 | 1030.3811 | 1114.5665
| 16777 | 1029.9084 | 1114.5665
| 16778 | 1029.6335 | 1114.5665
| 16779 | 1029.336 | 1114.5665
| 16780 | 1029.0358 | 1114.5665
| 16781 | 1028.7295 | 1114.5665
| 16782 | 1028.4812 | 1114.5665
| 16783 | 1028.1374 | 1114.5665
| 16784 | 1027.6341 | 1114.5665
| 16785 | 1027.2293 | 1114.5665
| 16786 | 1026.9064 | 1114.5665
| 16787 | 1026.5432 | 1114.5665
| 16788 | 1026.2519 | 1114.5665
| 16789 | 1025.9073 | 1114.5665
| 16790 | 1025.3956 | 1114.5665
| 16791 | 1025.1971 | 1114.5665
| 16792 | 1024.7679 | 1114.5665
| 16793 | 1024.4265 | 1114.5665
| 16794 | 1024.0161 | 1114.5665
| 16795 | 1023.5774 | 1114.5665
| 16796 | 1023.2009 | 1114.5665
| 16797 | 1022.865 | 1114.5665
| 16798 | 1022.2869 | 1114.5665
| 16799 | 1021.8969 | 1114.5665
| 16800 | 1021.5529 | 1114.5665
| 16801 | 1021.2592 | 1114.5665
| 16802 | 1020.9153 | 1114.5665
| 16803 | 1020.6745 | 1114.5665
| 16804 | 1020.186 | 1114.5665
| 16805 | 1019.8324 | 1114.5665
| 16806 | 1019.5636 | 1114.5665
| 16807 | 1019.1875 | 1114.5665
| 16808 | 1018.7735 | 1114.5665
| 16809 | 1018.4366 | 1114.5665
| 16810 | 1017.9528 | 1114.5665
| 16811 | 1017.614 | 1114.5665
| 16812 | 1017.3116 | 1114.5665
| 16813 | 1016.9742 | 1114.5665
| 16814 | 1016.4731 | 1114.5665
| 16815 | 1016.1912 | 1114.5665
| 16816 | 1015.9342 | 1114.5665
| 16817 | 1015.5823 | 1114.5665
| 16818 | 1015.2625 | 1114.5665
| 16819 | 1014.9505 | 1114.5665
| 16820 | 1014.6424 | 1114.5665
| 16821 | 1014.319 | 1114.5665
| 16822 | 1013.9089 | 1114.5665
| 16823 | 1013.6956 | 1114.5665
| 16824 | 1013.0818 | 1114.5665
| 16825 | 1012.8441 | 1114.5665
| 16826 | 1012.4607 | 1114.5665
| 16827 | 1012.0917 | 1114.5665
| 16828 | 1011.4891 | 1114.5665
| 16829 | 1011.1406 | 1114.5665
| 16830 | 1010.6971 | 1114.5665
| 16831 | 1010.314 | 1114.5665
| 16832 | 1009.9738 | 1114.5665
| 16833 | 1009.7428 | 1114.5665
| 16834 | 1009.1972 | 1114.5665
| 16835 | 1008.6291 | 1114.5665
| 16836 | 1008.1838 | 1114.5665
| 16837 | 1007.9195 | 1114.5665
| 16838 | 1007.6747 | 1114.5665
| 16839 | 1007.192 | 1114.5665
| 16840 | 1006.7349 | 1114.5665
| 16841 | 1006.4612 | 1114.5665
| 16842 | 1006.0338 | 1114.5665
| 16843 | 1005.5908 | 1114.5665
| 16844 | 1005.3262 | 1114.5665
| 16845 | 1004.7397 | 1114.5665
| 16846 | 1004.0468 | 1114.5665
| 16847 | 1003.6898 | 1114.5665
| 16848 | 1003.2647 | 1114.5665
| 16849 | 1002.9075 | 1114.5665
| 16850 | 1002.4966 | 1114.5665
| 16851 | 1002.2599 | 1114.5665
| 16852 | 1001.9668 | 1114.5665
| 16853 | 1001.5453 | 1114.5665
| 16854 | 1001.2838 | 1114.5665
| 16855 | 1001.0555 | 1114.5665
| 16856 | 1000.7504 | 1114.5665
| 16857 | 1000.3534 | 1114.5665
| 16858 | 999.9698 | 1114.5665
| 16859 | 999.4915 | 1114.5665
| 16860 | 998.9882 | 1114.5665
| 16861 | 998.2752 | 1114.5665
| 16862 | 997.8533 | 1114.5665
| 16863 | 997.3618 | 1114.5665
| 16864 | 996.9184 | 1114.5665
| 16865 | 996.6101 | 1114.5665
| 16866 | 996.4443 | 1114.5665
| 16867 | 996.0106 | 1114.5665
| 16868 | 995.6764 | 1114.5665
| 16869 | 995.4527 | 1114.5665
| 16870 | 995.0743 | 1114.5665
| 16871 | 994.8281 | 1114.5665
| 16872 | 994.556 | 1114.5665
| 16873 | 994.3041 | 1114.5665
| 16874 | 993.8719 | 1114.5665
| 16875 | 993.3343 | 1114.5665
| 16876 | 993.0078 | 1114.5665
| 16877 | 992.5807 | 1114.5665
| 16878 | 992.2372 | 1114.5665
| 16879 | 992.0095 | 1114.5665
| 16880 | 991.4745 | 1114.5665
| 16881 | 991.0556 | 1114.5665
| 16882 | 990.6635 | 1114.5665
| 16883 | 990.3121 | 1114.5665
| 16884 | 989.8128 | 1114.5665
| 16885 | 989.5127 | 1114.5665
| 16886 | 989.0772 | 1114.5665
| 16887 | 988.7015 | 1114.5665
| 16888 | 988.3117 | 1114.5665
| 16889 | 987.948 | 1114.5665
| 16890 | 987.7093 | 1114.5665
| 16891 | 987.2444 | 1114.5665
| 16892 | 986.9858 | 1114.5665
| 16893 | 986.6327 | 1114.5665
| 16894 | 986.0263 | 1114.5665
| 16895 | 985.8389 | 1114.5665
| 16896 | 985.5774 | 1114.5665
| 16897 | 985.2429 | 1114.5665
| 16898 | 984.9844 | 1114.5665
| 16899 | 984.4876 | 1114.5665
| 16900 | 984.1965 | 1114.5665
| 16901 | 983.9115 | 1114.5665
| 16902 | 983.6124 | 1114.5665
| 16903 | 983.0663 | 1114.5665
| 16904 | 982.7194 | 1114.5665
| 16905 | 982.3411 | 1114.5665
| 16906 | 981.9223 | 1114.5665
| 16907 | 981.3591 | 1114.5665
| 16908 | 981.0744 | 1114.5665
| 16909 | 980.8003 | 1114.5665
| 16910 | 980.4043 | 1114.5665
| 16911 | 979.8826 | 1114.5665
| 16912 | 979.647 | 1114.5665
| 16913 | 979.4029 | 1114.5665
| 16914 | 979.0952 | 1114.5665
| 16915 | 978.6528 | 1114.5665
| 16916 | 978.3517 | 1114.5665
| 16917 | 977.9132 | 1114.5665
| 16918 | 977.5587 | 1114.5665
| 16919 | 976.9981 | 1114.5665
| 16920 | 976.5706 | 1114.5665
| 16921 | 976.3248 | 1114.5665
| 16922 | 975.9293 | 1114.5665
| 16923 | 975.485 | 1114.5665
| 16924 | 975.2264 | 1114.5665
| 16925 | 974.9341 | 1114.5665
| 16926 | 974.544 | 1114.5665
| 16927 | 974.0818 | 1114.5665
| 16928 | 973.7119 | 1114.5665
| 16929 | 973.2595 | 1114.5665
| 16930 | 972.9538 | 1114.5665
| 16931 | 972.6618 | 1114.5665
| 16932 | 972.2379 | 1114.5665
| 16933 | 971.6527 | 1114.5665
| 16934 | 971.336 | 1114.5665
| 16935 | 971.0701 | 1114.5665
| 16936 | 970.6154 | 1114.5665
| 16937 | 970.3832 | 1114.5665
| 16938 | 970.0506 | 1114.5665
| 16939 | 969.7172 | 1114.5665
| 16940 | 969.2669 | 1114.5665
| 16941 | 968.9228 | 1114.5665
| 16942 | 968.6287 | 1114.5665
| 16943 | 968.2901 | 1114.5665
| 16944 | 967.9425 | 1114.5665
| 16945 | 967.6988 | 1114.5665
| 16946 | 967.3536 | 1114.5665
| 16947 | 966.8873 | 1114.5665
| 16948 | 966.345 | 1114.5665
| 16949 | 965.8681 | 1114.5665
| 16950 | 965.5033 | 1114.5665
| 16951 | 965.217 | 1114.5665
| 16952 | 964.7418 | 1114.5665
| 16953 | 964.2735 | 1114.5665
| 16954 | 964.0254 | 1114.5665
| 16955 | 963.816 | 1114.5665
| 16956 | 963.3539 | 1114.5665
| 16957 | 963.0795 | 1114.5665
| 16958 | 962.5922 | 1114.5665
| 16959 | 962.0661 | 1114.5665
| 16960 | 961.8166 | 1114.5665
| 16961 | 961.1452 | 1114.5665
| 16962 | 960.681 | 1114.5665
| 16963 | 960.1037 | 1114.5665
| 16964 | 959.7934 | 1114.5665
| 16965 | 959.3878 | 1114.5665
| 16966 | 959.1125 | 1114.5665
| 16967 | 958.7675 | 1114.5665
| 16968 | 958.3971 | 1114.5665
| 16969 | 958.1292 | 1114.5665
| 16970 | 957.7838 | 1114.5665
| 16971 | 957.3523 | 1114.5665
| 16972 | 956.8797 | 1114.5665
| 16973 | 956.3991 | 1114.5665
| 16974 | 955.9891 | 1114.5665
| 16975 | 955.4484 | 1114.5665
| 16976 | 955.168 | 1114.5665
| 16977 | 954.874 | 1114.5665
| 16978 | 954.4117 | 1114.5665
| 16979 | 953.971 | 1114.5665
| 16980 | 953.4881 | 1114.5665
| 16981 | 953.2176 | 1114.5665
| 16982 | 952.8437 | 1114.5665
| 16983 | 952.3321 | 1114.5665
| 16984 | 952.1332 | 1114.5665
| 16985 | 951.75 | 1114.5665
| 16986 | 951.4296 | 1114.5665
| 16987 | 950.9581 | 1114.5665
| 16988 | 950.5285 | 1114.5665
| 16989 | 950.0123 | 1114.5665
| 16990 | 949.6344 | 1114.5665
| 16991 | 949.3009 | 1114.5665
| 16992 | 948.8692 | 1114.5665
| 16993 | 948.4088 | 1114.5665
| 16994 | 947.8382 | 1114.5665
| 16995 | 947.4658 | 1114.5665
| 16996 | 946.6599 | 1114.5665
| 16997 | 946.0916 | 1114.5665
| 16998 | 945.7136 | 1114.5665
| 16999 | 945.2737 | 1114.5665
| 17000 | 944.9423 | 1114.5665
| 17001 | 944.632 | 1114.5665
| 17002 | 944.2639 | 1114.5665
| 17003 | 944.0366 | 1114.5665
| 17004 | 943.6611 | 1114.5665
| 17005 | 943.0753 | 1114.5665
| 17006 | 942.6181 | 1114.5665
| 17007 | 942.1298 | 1114.5665
| 17008 | 941.7169 | 1114.5665
| 17009 | 941.2466 | 1114.5665
| 17010 | 940.7783 | 1114.5665
| 17011 | 940.4231 | 1114.5665
| 17012 | 940.1302 | 1114.5665
| 17013 | 939.5431 | 1114.5665
| 17014 | 939.0777 | 1114.5665
| 17015 | 938.72 | 1114.5665
| 17016 | 938.1771 | 1114.5665
| 17017 | 937.8403 | 1114.5665
| 17018 | 937.367 | 1114.5665
| 17019 | 937.0046 | 1114.5665
| 17020 | 936.5794 | 1114.5665
| 17021 | 936.2103 | 1114.5665
| 17022 | 935.991 | 1114.5665
| 17023 | 935.6391 | 1114.5665
| 17024 | 935.2114 | 1114.5665
| 17025 | 934.6539 | 1114.5665
| 17026 | 934.2245 | 1114.5665
| 17027 | 933.911 | 1114.5665
| 17028 | 933.5034 | 1114.5665
| 17029 | 933.0349 | 1114.5665
| 17030 | 932.7227 | 1114.5665
| 17031 | 932.3843 | 1114.5665
| 17032 | 932.0849 | 1114.5665
| 17033 | 931.8009 | 1114.5665
| 17034 | 931.426 | 1114.5665
| 17035 | 930.854 | 1114.5665
| 17036 | 930.4656 | 1114.5665
| 17037 | 929.8963 | 1114.5665
| 17038 | 929.3857 | 1114.5665
| 17039 | 928.936 | 1114.5665
| 17040 | 928.6757 | 1114.5665
| 17041 | 928.4133 | 1114.5665
| 17042 | 928.0997 | 1114.5665
| 17043 | 927.7031 | 1114.5665
| 17044 | 927.5235 | 1114.5665
| 17045 | 927.0777 | 1114.5665
| 17046 | 926.6747 | 1114.5665
| 17047 | 926.3356 | 1114.5665
| 17048 | 925.9295 | 1114.5665
| 17049 | 925.3963 | 1114.5665
| 17050 | 924.8361 | 1114.5665
| 17051 | 924.5507 | 1114.5665
| 17052 | 923.9612 | 1114.5665
| 17053 | 923.4177 | 1114.5665
| 17054 | 922.9714 | 1114.5665
| 17055 | 922.7545 | 1114.5665
| 17056 | 922.3372 | 1114.5665
| 17057 | 921.9077 | 1114.5665
| 17058 | 921.3726 | 1114.5665
| 17059 | 920.7022 | 1114.5665
| 17060 | 920.2028 | 1114.5665
| 17061 | 919.3887 | 1114.5665
| 17062 | 918.8755 | 1114.5665
| 17063 | 918.2041 | 1114.5665
| 17064 | 917.844 | 1114.5665
| 17065 | 917.4157 | 1114.5665
| 17066 | 917.0062 | 1114.5665
| 17067 | 916.7006 | 1114.5665
| 17068 | 916.2023 | 1114.5665
| 17069 | 915.7378 | 1114.5665
| 17070 | 915.4587 | 1114.5665
| 17071 | 915.2154 | 1114.5665
| 17072 | 914.8885 | 1114.5665
| 17073 | 914.2043 | 1114.5665
| 17074 | 913.826 | 1114.5665
| 17075 | 913.564 | 1114.5665
| 17076 | 913.1884 | 1114.5665
| 17077 | 912.6662 | 1114.5665
| 17078 | 912.3094 | 1114.5665
| 17079 | 911.9286 | 1114.5665
| 17080 | 911.4807 | 1114.5665
| 17081 | 910.9347 | 1114.5665
| 17082 | 910.3857 | 1114.5665
| 17083 | 909.7757 | 1114.5665
| 17084 | 909.4591 | 1114.5665
| 17085 | 909.0774 | 1114.5665
| 17086 | 908.7893 | 1114.5665
| 17087 | 908.2303 | 1114.5665
| 17088 | 907.8195 | 1114.5665
| 17089 | 907.1943 | 1114.5665
| 17090 | 906.7281 | 1114.5665
| 17091 | 906.1709 | 1114.5665
| 17092 | 905.8863 | 1114.5665
| 17093 | 905.3792 | 1114.5665
| 17094 | 904.9141 | 1114.5665
| 17095 | 904.6459 | 1114.5665
| 17096 | 904.3392 | 1114.5665
| 17097 | 903.9131 | 1114.5665
| 17098 | 903.5673 | 1114.5665
| 17099 | 902.8756 | 1114.5665
| 17100 | 902.3106 | 1114.5665
| 17101 | 901.8749 | 1114.5665
| 17102 | 901.4059 | 1114.5665
| 17103 | 901.0242 | 1114.5665
| 17104 | 900.6479 | 1114.5665
| 17105 | 899.5768 | 1114.5665
| 17106 | 899.344 | 1114.5665
| 17107 | 898.9786 | 1114.5665
| 17108 | 898.5842 | 1114.5665
| 17109 | 898.2898 | 1114.5665
| 17110 | 897.9501 | 1114.5665
| 17111 | 897.6113 | 1114.5665
| 17112 | 897.2179 | 1114.5665
| 17113 | 896.7683 | 1114.5665
| 17114 | 896.4649 | 1114.5665
| 17115 | 896.0392 | 1114.5665
| 17116 | 895.4802 | 1114.5665
| 17117 | 895.0518 | 1114.5665
| 17118 | 894.4038 | 1114.5665
| 17119 | 893.9294 | 1114.5665
| 17120 | 893.6799 | 1114.5665
| 17121 | 893.0151 | 1114.5665
| 17122 | 892.1429 | 1114.5665
| 17123 | 891.5864 | 1114.5665
| 17124 | 891.0852 | 1114.5665
| 17125 | 890.5655 | 1114.5665
| 17126 | 890.099 | 1114.5665
| 17127 | 889.8198 | 1114.5665
| 17128 | 889.1603 | 1114.5665
| 17129 | 888.6728 | 1114.5665
| 17130 | 888.1949 | 1114.5665
| 17131 | 887.8365 | 1114.5665
| 17132 | 887.3419 | 1114.5665
| 17133 | 886.6458 | 1114.5665
| 17134 | 886.236 | 1114.5665
| 17135 | 886.0526 | 1114.5665
| 17136 | 885.6863 | 1114.5665
| 17137 | 885.3062 | 1114.5665
| 17138 | 884.8417 | 1114.5665
| 17139 | 884.1699 | 1114.5665
| 17140 | 883.8822 | 1114.5665
| 17141 | 883.6287 | 1114.5665
| 17142 | 883.4192 | 1114.5665
| 17143 | 882.8187 | 1114.5665
| 17144 | 882.4192 | 1114.5665
| 17145 | 882.0137 | 1114.5665
| 17146 | 881.4322 | 1114.5665
| 17147 | 881.0795 | 1114.5665
| 17148 | 880.3133 | 1114.5665
| 17149 | 879.8555 | 1114.5665
| 17150 | 879.3189 | 1114.5665
| 17151 | 878.7755 | 1114.5665
| 17152 | 878.4081 | 1114.5665
| 17153 | 878.0124 | 1114.5665
| 17154 | 877.3989 | 1114.5665
| 17155 | 877.0885 | 1114.5665
| 17156 | 876.4395 | 1114.5665
| 17157 | 875.7862 | 1114.5665
| 17158 | 875.1214 | 1114.5665
| 17159 | 874.5803 | 1114.5665
| 17160 | 873.8408 | 1114.5665
| 17161 | 873.0944 | 1114.5665
| 17162 | 872.6162 | 1114.5665
| 17163 | 872.2498 | 1114.5665
| 17164 | 871.7573 | 1114.5665
| 17165 | 871.2048 | 1114.5665
| 17166 | 870.7614 | 1114.5665
| 17167 | 870.2719 | 1114.5665
| 17168 | 869.7351 | 1114.5665
| 17169 | 869.2946 | 1114.5665
| 17170 | 868.8228 | 1114.5665
| 17171 | 868.6173 | 1114.5665
| 17172 | 867.8484 | 1114.5665
| 17173 | 867.1617 | 1114.5665
| 17174 | 866.8155 | 1114.5665
| 17175 | 866.4338 | 1114.5665
| 17176 | 865.9262 | 1114.5665
| 17177 | 865.2675 | 1114.5665
| 17178 | 864.8124 | 1114.5665
| 17179 | 864.0417 | 1114.5665
| 17180 | 863.5433 | 1114.5665
| 17181 | 863.1021 | 1114.5665
| 17182 | 862.7002 | 1114.5665
| 17183 | 862.3861 | 1114.5665
| 17184 | 862.024 | 1114.5665
| 17185 | 861.6111 | 1114.5665
| 17186 | 861.1883 | 1114.5665
| 17187 | 860.7547 | 1114.5665
| 17188 | 860.2566 | 1114.5665
| 17189 | 859.3422 | 1114.5665
| 17190 | 858.8592 | 1114.5665
| 17191 | 857.6683 | 1114.5665
| 17192 | 856.9448 | 1114.5665
| 17193 | 856.4045 | 1114.5665
| 17194 | 855.958 | 1114.5665
| 17195 | 855.2047 | 1114.5665
| 17196 | 854.6981 | 1114.5665
| 17197 | 854.3517 | 1114.5665
| 17198 | 853.4011 | 1114.5665
| 17199 | 852.7685 | 1114.5665
| 17200 | 852.277 | 1114.5665
| 17201 | 851.732 | 1114.5665
| 17202 | 851.2691 | 1114.5665
| 17203 | 850.8414 | 1114.5665
| 17204 | 850.3771 | 1114.5665
| 17205 | 849.8941 | 1114.5665
| 17206 | 849.1441 | 1114.5665
| 17207 | 848.6347 | 1114.5665
| 17208 | 847.947 | 1114.5665
| 17209 | 847.0496 | 1114.5665
| 17210 | 846.5805 | 1114.5665
| 17211 | 845.889 | 1114.5665
| 17212 | 845.4451 | 1114.5665
| 17213 | 845.0515 | 1114.5665
| 17214 | 844.4947 | 1114.5665
| 17215 | 843.8678 | 1114.5665
| 17216 | 843.2312 | 1114.5665
| 17217 | 842.603 | 1114.5665
| 17218 | 841.6834 | 1114.5665
| 17219 | 841.2999 | 1114.5665
| 17220 | 840.6226 | 1114.5665
| 17221 | 840.0661 | 1114.5665
| 17222 | 839.4434 | 1114.5665
| 17223 | 838.9799 | 1114.5665
| 17224 | 838.6216 | 1114.5665
| 17225 | 838.1467 | 1114.5665
| 17226 | 837.4718 | 1114.5665
| 17227 | 836.7574 | 1114.5665
| 17228 | 835.9798 | 1114.5665
| 17229 | 835.3973 | 1114.5665
| 17230 | 834.6309 | 1114.5665
| 17231 | 834.1688 | 1114.5665
| 17232 | 833.3845 | 1114.5665
| 17233 | 832.8155 | 1114.5665
| 17234 | 832.3112 | 1114.5665
| 17235 | 831.564 | 1114.5665
| 17236 | 831.2174 | 1114.5665
| 17237 | 830.5349 | 1114.5665
| 17238 | 829.8828 | 1114.5665
| 17239 | 829.1536 | 1114.5665
| 17240 | 828.4733 | 1114.5665
| 17241 | 827.8467 | 1114.5665
| 17242 | 827.4692 | 1114.5665
| 17243 | 826.4942 | 1114.5665
| 17244 | 825.7971 | 1114.5665
| 17245 | 825.0021 | 1114.5665
| 17246 | 823.9349 | 1114.5665
| 17247 | 823.4874 | 1114.5665
| 17248 | 822.8532 | 1114.5665
| 17249 | 822.3496 | 1114.5665
| 17250 | 821.7939 | 1114.5665
| 17251 | 821.0124 | 1114.5665
| 17252 | 820.1661 | 1114.5665
| 17253 | 819.6371 | 1114.5665
| 17254 | 819.095 | 1114.5665
| 17255 | 818.377 | 1114.5665
| 17256 | 818.0405 | 1114.5665
| 17257 | 817.3296 | 1114.5665
| 17258 | 816.8006 | 1114.5665
| 17259 | 815.9823 | 1114.5665
| 17260 | 815.1125 | 1114.5665
| 17261 | 814.248 | 1114.5665
| 17262 | 813.7207 | 1114.5665
| 17263 | 813.3071 | 1114.5665
| 17264 | 812.6761 | 1114.5665
| 17265 | 812.1934 | 1114.5665
| 17266 | 811.4889 | 1114.5665
| 17267 | 810.8149 | 1114.5665
| 17268 | 810.1159 | 1114.5665
| 17269 | 809.1941 | 1114.5665
| 17270 | 808.236 | 1114.5665
| 17271 | 807.7052 | 1114.5665
| 17272 | 807.0409 | 1114.5665
| 17273 | 806.6163 | 1114.5665
| 17274 | 805.9289 | 1114.5665
| 17275 | 805.4929 | 1114.5665
| 17276 | 804.6765 | 1114.5665
| 17277 | 804.2479 | 1114.5665
| 17278 | 803.5669 | 1114.5665
| 17279 | 802.5377 | 1114.5665
| 17280 | 801.7894 | 1114.5665
| 17281 | 801.3696 | 1114.5665
| 17282 | 800.7973 | 1114.5665
| 17283 | 799.9951 | 1114.5665
| 17284 | 799.3683 | 1114.5665
| 17285 | 798.41 | 1114.5665
| 17286 | 797.691 | 1114.5665
| 17287 | 796.8138 | 1114.5665
| 17288 | 796.2812 | 1114.5665
| 17289 | 795.8456 | 1114.5665
| 17290 | 795.2856 | 1114.5665
| 17291 | 794.7048 | 1114.5665
| 17292 | 794.246 | 1114.5665
| 17293 | 793.8278 | 1114.5665
| 17294 | 793.1036 | 1114.5665
| 17295 | 792.4729 | 1114.5665
| 17296 | 791.3567 | 1114.5665
| 17297 | 790.4015 | 1114.5665
| 17298 | 789.9143 | 1114.5665
| 17299 | 789.2943 | 1114.5665
| 17300 | 788.6048 | 1114.5665
| 17301 | 788.2235 | 1114.5665
| 17302 | 787.1267 | 1114.5665
| 17303 | 786.4816 | 1114.5665
| 17304 | 785.4633 | 1114.5665
| 17305 | 784.6565 | 1114.5665
| 17306 | 783.8789 | 1114.5665
| 17307 | 783.0426 | 1114.5665
| 17308 | 782.4107 | 1114.5665
| 17309 | 781.8028 | 1114.5665
| 17310 | 781.1258 | 1114.5665
| 17311 | 780.5649 | 1114.5665
| 17312 | 779.4338 | 1114.5665
| 17313 | 778.3495 | 1114.5665
| 17314 | 777.7193 | 1114.5665
| 17315 | 776.9085 | 1114.5665
| 17316 | 776.4131 | 1114.5665
| 17317 | 776.0026 | 1114.5665
| 17318 | 775.1506 | 1114.5665
| 17319 | 774.5762 | 1114.5665
| 17320 | 774.0048 | 1114.5665
| 17321 | 773.6232 | 1114.5665
| 17322 | 772.9145 | 1114.5665
| 17323 | 772.2975 | 1114.5665
| 17324 | 771.2598 | 1114.5665
| 17325 | 770.8475 | 1114.5665
| 17326 | 770.0334 | 1114.5665
| 17327 | 769.1945 | 1114.5665
| 17328 | 768.6346 | 1114.5665
| 17329 | 767.6277 | 1114.5665
| 17330 | 766.2692 | 1114.5665
| 17331 | 765.7379 | 1114.5665
| 17332 | 764.9615 | 1114.5665
| 17333 | 764.3333 | 1114.5665
| 17334 | 763.7937 | 1114.5665
| 17335 | 763.3957 | 1114.5665
| 17336 | 762.5275 | 1114.5665
| 17337 | 761.6389 | 1114.5665
| 17338 | 760.6344 | 1114.5665
| 17339 | 759.1623 | 1114.5665
| 17340 | 758.0067 | 1114.5665
| 17341 | 756.9699 | 1114.5665
| 17342 | 756.1431 | 1114.5665
| 17343 | 755.4762 | 1114.5665
| 17344 | 754.3497 | 1114.5665
| 17345 | 753.7955 | 1114.5665
| 17346 | 753.0732 | 1114.5665
| 17347 | 752.5284 | 1114.5665
| 17348 | 751.9646 | 1114.5665
| 17349 | 750.9399 | 1114.5665
| 17350 | 750.1222 | 1114.5665
| 17351 | 749.3689 | 1114.5665
| 17352 | 748.5988 | 1114.5665
| 17353 | 747.6267 | 1114.5665
| 17354 | 746.4462 | 1114.5665
| 17355 | 745.3494 | 1114.5665
| 17356 | 744.5225 | 1114.5665
| 17357 | 743.6096 | 1114.5665
| 17358 | 742.6123 | 1114.5665
| 17359 | 741.7451 | 1114.5665
| 17360 | 741.0809 | 1114.5665
| 17361 | 740.4802 | 1114.5665
| 17362 | 739.8711 | 1114.5665
| 17363 | 738.7717 | 1114.5665
| 17364 | 738.0094 | 1114.5665
| 17365 | 737.33 | 1114.5665
| 17366 | 736.6968 | 1114.5665
| 17367 | 735.9078 | 1114.5665
| 17368 | 735.0515 | 1114.5665
| 17369 | 734.0196 | 1114.5665
| 17370 | 733.4487 | 1114.5665
| 17371 | 732.9061 | 1114.5665
| 17372 | 732.1468 | 1114.5665
| 17373 | 731.561 | 1114.5665
| 17374 | 730.578 | 1114.5665
| 17375 | 729.6862 | 1114.5665
| 17376 | 728.694 | 1114.5665
| 17377 | 728.0825 | 1114.5665
| 17378 | 726.7892 | 1114.5665
| 17379 | 725.5716 | 1114.5665
| 17380 | 724.4607 | 1114.5665
| 17381 | 723.1314 | 1114.5665
| 17382 | 721.9739 | 1114.5665
| 17383 | 720.6338 | 1114.5665
| 17384 | 719.1905 | 1114.5665
| 17385 | 717.7511 | 1114.5665
| 17386 | 717.3069 | 1114.5665
| 17387 | 716.5867 | 1114.5665
| 17388 | 715.0855 | 1114.5665
| 17389 | 714.5916 | 1114.5665
| 17390 | 713.8607 | 1114.5665
| 17391 | 712.7812 | 1114.5665
| 17392 | 711.4152 | 1114.5665
| 17393 | 710.3342 | 1114.5665
| 17394 | 709.4422 | 1114.5665
| 17395 | 708.2748 | 1114.5665
| 17396 | 707.2947 | 1114.5665
| 17397 | 706.3753 | 1114.5665
| 17398 | 705.0522 | 1114.5665
| 17399 | 703.6779 | 1114.5665
| 17400 | 702.7642 | 1114.5665
| 17401 | 702.0618 | 1114.5665
| 17402 | 700.7658 | 1114.5665
| 17403 | 699.2727 | 1114.5665
| 17404 | 698.0914 | 1114.5665
| 17405 | 696.884 | 1114.5665
| 17406 | 696.0972 | 1114.5665
| 17407 | 694.5541 | 1114.5665
| 17408 | 693.573 | 1114.5665
| 17409 | 692.3203 | 1114.5665
| 17410 | 691.1595 | 1114.5665
| 17411 | 690.2341 | 1114.5665
| 17412 | 689.5625 | 1114.5665
| 17413 | 688.785 | 1114.5665
| 17414 | 687.4078 | 1114.5665
| 17415 | 686.0577 | 1114.5665
| 17416 | 685.0771 | 1114.5665
| 17417 | 684.2979 | 1114.5665
| 17418 | 682.9721 | 1114.5665
| 17419 | 681.8993 | 1114.5665
| 17420 | 680.1739 | 1114.5665
| 17421 | 678.6569 | 1114.5665
| 17422 | 677.0071 | 1114.5665
| 17423 | 676.1946 | 1114.5665
| 17424 | 674.7491 | 1114.5665
| 17425 | 673.6665 | 1114.5665
| 17426 | 672.4908 | 1114.5665
| 17427 | 671.1345 | 1114.5665
| 17428 | 669.7769 | 1114.5665
| 17429 | 669.2337 | 1114.5665
| 17430 | 668.3461 | 1114.5665
| 17431 | 667.141 | 1114.5665
| 17432 | 665.0935 | 1114.5665
| 17433 | 664.3132 | 1114.5665
| 17434 | 663.1699 | 1114.5665
| 17435 | 661.8945 | 1114.5665
| 17436 | 660.73 | 1114.5665
| 17437 | 658.9301 | 1114.5665
| 17438 | 657.2893 | 1114.5665
| 17439 | 656.2257 | 1114.5665
| 17440 | 654.389 | 1114.5665
| 17441 | 653.4369 | 1114.5665
| 17442 | 652.3 | 1114.5665
| 17443 | 650.8498 | 1114.5665
| 17444 | 649.7946 | 1114.5665
| 17445 | 648.0914 | 1114.5665
| 17446 | 646.4554 | 1114.5665
| 17447 | 644.4632 | 1114.5665
| 17448 | 642.3459 | 1114.5665
| 17449 | 640.8467 | 1114.5665
| 17450 | 639.7853 | 1114.5665
| 17451 | 637.9876 | 1114.5665
| 17452 | 636.8533 | 1114.5665
| 17453 | 634.1565 | 1114.5665
| 17454 | 632.3765 | 1114.5665
| 17455 | 631.2438 | 1114.5665
| 17456 | 629.5515 | 1114.5665
| 17457 | 627.9968 | 1114.5665
| 17458 | 626.3689 | 1114.5665
| 17459 | 624.6657 | 1114.5665
| 17460 | 622.6104 | 1114.5665
| 17461 | 621.1974 | 1114.5665
| 17462 | 619.6999 | 1114.5665
| 17463 | 618.0108 | 1114.5665
| 17464 | 616.5625 | 1114.5665
| 17465 | 615.1561 | 1114.5665
| 17466 | 613.9947 | 1114.5665
| 17467 | 613.1879 | 1114.5665
| 17468 | 610.6941 | 1114.5665
| 17469 | 609.1978 | 1114.5665
| 17470 | 607.3739 | 1114.5665
| 17471 | 606.2998 | 1114.5665
| 17472 | 604.6238 | 1114.5665
| 17473 | 602.4864 | 1114.5665
| 17474 | 600.3323 | 1114.5665
| 17475 | 599.0239 | 1114.5665
| 17476 | 597.4627 | 1114.5665
| 17477 | 595.3922 | 1114.5665
| 17478 | 593.3418 | 1114.5665
| 17479 | 591.8972 | 1114.5665
| 17480 | 589.8852 | 1114.5665
| 17481 | 587.6281 | 1114.5665
| 17482 | 586.0733 | 1114.5665
| 17483 | 584.3383 | 1114.5665
| 17484 | 582.181 | 1114.5665
| 17485 | 579.5423 | 1114.5665
| 17486 | 576.8492 | 1114.5665
| 17487 | 573.542 | 1114.5665
| 17488 | 572.0539 | 1114.5665
| 17489 | 569.874 | 1114.5665
| 17490 | 566.1678 | 1114.5665
| 17491 | 563.7101 | 1114.5665
| 17492 | 561.9003 | 1114.5665
| 17493 | 559.2783 | 1114.5665
| 17494 | 556.3488 | 1114.5665
| 17495 | 554.5206 | 1114.5665
| 17496 | 551.5625 | 1114.5665
| 17497 | 548.9908 | 1114.5665
| 17498 | 547.017 | 1114.5665
| 17499 | 543.5258 | 1114.5665
| 17500 | 540.7236 | 1114.5665
| 17501 | 536.0891 | 1114.5665
| 17502 | 528.9798 | 1114.5665
| 17503 | 525.7092 | 1114.5665
| 17504 | 521.761 | 1114.5665
| 17505 | 517.0713 | 1114.5665
| 17506 | 512.0659 | 1114.5665
| 17507 | 508.958 | 1114.5665
| 17508 | 502.3423 | 1114.5665
| 17509 | 499.9934 | 1114.5665
| 17510 | 499.9934 | 1114.5665
| 17511 | 499.9934 | 1114.5665
| 17512 | 499.9934 | 1114.5665
| 17513 | 499.9934 | 1114.5665
| 17514 | 499.9934 | 1114.5665
| 17515 | 499.9934 | 1114.5665
| 17516 | 499.9934 | 1114.5665
| 17517 | 499.9934 | 1114.5665
| 17518 | 499.9934 | 1114.5665
| 17519 | 499.9934 | 1114.5665
| 17520 | 499.9934 | 1114.5665

## F. 33
Figure 33 - Availability Curve, 2025-26 (MW)
Table of contents
Source: EY.
| Trading Intervals ranked by demand | Load duration curve 2025-26 | Reserve margin, Intermittent Load allowance and FCESS Regulation
|  | MW | MW
| 1 | 4465.4584 | 1124.7725
| 2 | 4449.0368 | 1124.7725
| 3 | 4428.9266 | 1124.7725
| 4 | 4388.6763 | 1124.7725
| 5 | 4368.5874 | 1124.7725
| 6 | 4344.45 | 1124.7725
| 7 | 4316.2492 | 1124.7725
| 8 | 4283.516 | 1124.7725
| 9 | 4264.0321 | 1124.7725
| 10 | 4251.1415 | 1124.7725
| 11 | 4219.0178 | 1124.7725
| 12 | 4205.8736 | 1124.7725
| 13 | 4185.0566 | 1124.7725
| 14 | 4171.7164 | 1124.7725
| 15 | 4159.2418 | 1124.7725
| 16 | 4151.9443 | 1124.7725
| 17 | 4143.7402 | 1124.7725
| 18 | 4132.8693 | 1124.7725
| 19 | 4126.9315 | 1124.7725
| 20 | 4120.0202 | 1124.7725
| 21 | 4108.445 | 1124.7725
| 22 | 4094.5052 | 1124.7725
| 23 | 4088.9401 | 1124.7725
| 24 | 4083.1393 | 1124.7725
| 25 | 4078.4856 | 1124.7725
| 26 | 4072.7849 | 1124.7725
| 27 | 4069.9364 | 1124.7725
| 28 | 4064.2873 | 1124.7725
| 29 | 4060.2715 | 1124.7725
| 30 | 4055.7798 | 1124.7725
| 31 | 4046.7886 | 1124.7725
| 32 | 4042.7538 | 1124.7725
| 33 | 4034.8902 | 1124.7725
| 34 | 4030.946 | 1124.7725
| 35 | 4025.0713 | 1124.7725
| 36 | 4019.3003 | 1124.7725
| 37 | 4009.5207 | 1124.7725
| 38 | 4005.5098 | 1124.7725
| 39 | 4001.3631 | 1124.7725
| 40 | 3998.4926 | 1124.7725
| 41 | 3993.1627 | 1124.7725
| 42 | 3986.7462 | 1124.7725
| 43 | 3982.1837 | 1124.7725
| 44 | 3977.6763 | 1124.7725
| 45 | 3974.3817 | 1124.7725
| 46 | 3972.8209 | 1124.7725
| 47 | 3966.232 | 1124.7725
| 48 | 3960.6409 | 1124.7725
| 49 | 3957.4029 | 1124.7725
| 50 | 3950.8955 | 1124.7725
| 51 | 3947.081 | 1124.7725
| 52 | 3944.0466 | 1124.7725
| 53 | 3940.9715 | 1124.7725
| 54 | 3937.2188 | 1124.7725
| 55 | 3932.7872 | 1124.7725
| 56 | 3929.4751 | 1124.7725
| 57 | 3923.8818 | 1124.7725
| 58 | 3920.2558 | 1124.7725
| 59 | 3917.2275 | 1124.7725
| 60 | 3911.3348 | 1124.7725
| 61 | 3906.6163 | 1124.7725
| 62 | 3901.7884 | 1124.7725
| 63 | 3897.7612 | 1124.7725
| 64 | 3894.4729 | 1124.7725
| 65 | 3891.5875 | 1124.7725
| 66 | 3885.1976 | 1124.7725
| 67 | 3883.0651 | 1124.7725
| 68 | 3879.9218 | 1124.7725
| 69 | 3875.6244 | 1124.7725
| 70 | 3873.0302 | 1124.7725
| 71 | 3870.8674 | 1124.7725
| 72 | 3867.9346 | 1124.7725
| 73 | 3865.3447 | 1124.7725
| 74 | 3860.643 | 1124.7725
| 75 | 3858.1808 | 1124.7725
| 76 | 3856.2244 | 1124.7725
| 77 | 3852.1278 | 1124.7725
| 78 | 3848.5734 | 1124.7725
| 79 | 3844.385 | 1124.7725
| 80 | 3842.2032 | 1124.7725
| 81 | 3840.0916 | 1124.7725
| 82 | 3837.6048 | 1124.7725
| 83 | 3833.3587 | 1124.7725
| 84 | 3831.6747 | 1124.7725
| 85 | 3829.0207 | 1124.7725
| 86 | 3826.5573 | 1124.7725
| 87 | 3824.0053 | 1124.7725
| 88 | 3820.4581 | 1124.7725
| 89 | 3818.623 | 1124.7725
| 90 | 3814.1271 | 1124.7725
| 91 | 3813.1109 | 1124.7725
| 92 | 3810.1651 | 1124.7725
| 93 | 3806.4435 | 1124.7725
| 94 | 3803.3145 | 1124.7725
| 95 | 3801.5576 | 1124.7725
| 96 | 3799.0394 | 1124.7725
| 97 | 3795.3658 | 1124.7725
| 98 | 3792.7759 | 1124.7725
| 99 | 3789.9094 | 1124.7725
| 100 | 3786.3411 | 1124.7725
| 101 | 3783.6402 | 1124.7725
| 102 | 3781.4993 | 1124.7725
| 103 | 3780.1213 | 1124.7725
| 104 | 3776.9453 | 1124.7725
| 105 | 3774.8113 | 1124.7725
| 106 | 3773.4466 | 1124.7725
| 107 | 3772.3296 | 1124.7725
| 108 | 3770.8273 | 1124.7725
| 109 | 3767.9418 | 1124.7725
| 110 | 3765.6781 | 1124.7725
| 111 | 3763.8881 | 1124.7725
| 112 | 3761.4307 | 1124.7725
| 113 | 3758.4682 | 1124.7725
| 114 | 3756.207 | 1124.7725
| 115 | 3755.1198 | 1124.7725
| 116 | 3752.0337 | 1124.7725
| 117 | 3750.1544 | 1124.7725
| 118 | 3747.8954 | 1124.7725
| 119 | 3745.7982 | 1124.7725
| 120 | 3743.7112 | 1124.7725
| 121 | 3742.9956 | 1124.7725
| 122 | 3740.455 | 1124.7725
| 123 | 3738.5358 | 1124.7725
| 124 | 3735.6071 | 1124.7725
| 125 | 3733.8676 | 1124.7725
| 126 | 3731.1611 | 1124.7725
| 127 | 3728.734 | 1124.7725
| 128 | 3727.0303 | 1124.7725
| 129 | 3724.5313 | 1124.7725
| 130 | 3723.0562 | 1124.7725
| 131 | 3721.144 | 1124.7725
| 132 | 3719.5512 | 1124.7725
| 133 | 3717.7873 | 1124.7725
| 134 | 3716.087 | 1124.7725
| 135 | 3713.0875 | 1124.7725
| 136 | 3711.8687 | 1124.7725
| 137 | 3709.695 | 1124.7725
| 138 | 3708.196 | 1124.7725
| 139 | 3706.2023 | 1124.7725
| 140 | 3704.3964 | 1124.7725
| 141 | 3701.7823 | 1124.7725
| 142 | 3699.82 | 1124.7725
| 143 | 3697.9486 | 1124.7725
| 144 | 3695.4203 | 1124.7725
| 145 | 3693.8975 | 1124.7725
| 146 | 3691.1856 | 1124.7725
| 147 | 3689.4285 | 1124.7725
| 148 | 3687.5137 | 1124.7725
| 149 | 3685.8638 | 1124.7725
| 150 | 3684.415 | 1124.7725
| 151 | 3682.5154 | 1124.7725
| 152 | 3681.6378 | 1124.7725
| 153 | 3680.8454 | 1124.7725
| 154 | 3679.7138 | 1124.7725
| 155 | 3678.0287 | 1124.7725
| 156 | 3676.8488 | 1124.7725
| 157 | 3675.4181 | 1124.7725
| 158 | 3673.4227 | 1124.7725
| 159 | 3671.7001 | 1124.7725
| 160 | 3670.8379 | 1124.7725
| 161 | 3669.086 | 1124.7725
| 162 | 3666.91 | 1124.7725
| 163 | 3665.0473 | 1124.7725
| 164 | 3664.1693 | 1124.7725
| 165 | 3662.8317 | 1124.7725
| 166 | 3661.1562 | 1124.7725
| 167 | 3659.9217 | 1124.7725
| 168 | 3657.9639 | 1124.7725
| 169 | 3655.7325 | 1124.7725
| 170 | 3654.0485 | 1124.7725
| 171 | 3652.6592 | 1124.7725
| 172 | 3650.8443 | 1124.7725
| 173 | 3648.7375 | 1124.7725
| 174 | 3646.1539 | 1124.7725
| 175 | 3644.8286 | 1124.7725
| 176 | 3643.8413 | 1124.7725
| 177 | 3642.2894 | 1124.7725
| 178 | 3641.3929 | 1124.7725
| 179 | 3639.9288 | 1124.7725
| 180 | 3638.5963 | 1124.7725
| 181 | 3636.3326 | 1124.7725
| 182 | 3635.3768 | 1124.7725
| 183 | 3633.3087 | 1124.7725
| 184 | 3631.3822 | 1124.7725
| 185 | 3629.7654 | 1124.7725
| 186 | 3628.1433 | 1124.7725
| 187 | 3626.2313 | 1124.7725
| 188 | 3624.8724 | 1124.7725
| 189 | 3622.8442 | 1124.7725
| 190 | 3621.4248 | 1124.7725
| 191 | 3619.9841 | 1124.7725
| 192 | 3618.998 | 1124.7725
| 193 | 3618.0776 | 1124.7725
| 194 | 3616.2969 | 1124.7725
| 195 | 3614.7803 | 1124.7725
| 196 | 3614.0841 | 1124.7725
| 197 | 3613.2836 | 1124.7725
| 198 | 3612.1596 | 1124.7725
| 199 | 3610.8765 | 1124.7725
| 200 | 3609.9509 | 1124.7725
| 201 | 3609.0419 | 1124.7725
| 202 | 3607.4584 | 1124.7725
| 203 | 3606.2577 | 1124.7725
| 204 | 3604.3741 | 1124.7725
| 205 | 3602.3951 | 1124.7725
| 206 | 3600.5064 | 1124.7725
| 207 | 3599.6395 | 1124.7725
| 208 | 3598.5242 | 1124.7725
| 209 | 3596.9646 | 1124.7725
| 210 | 3596.1032 | 1124.7725
| 211 | 3594.34 | 1124.7725
| 212 | 3592.8168 | 1124.7725
| 213 | 3591.7462 | 1124.7725
| 214 | 3590.2575 | 1124.7725
| 215 | 3589.1871 | 1124.7725
| 216 | 3587.4036 | 1124.7725
| 217 | 3586.5562 | 1124.7725
| 218 | 3585.2509 | 1124.7725
| 219 | 3584.1201 | 1124.7725
| 220 | 3583.6542 | 1124.7725
| 221 | 3582.5846 | 1124.7725
| 222 | 3581.6615 | 1124.7725
| 223 | 3580.3047 | 1124.7725
| 224 | 3579.4908 | 1124.7725
| 225 | 3578.1469 | 1124.7725
| 226 | 3576.956 | 1124.7725
| 227 | 3575.4135 | 1124.7725
| 228 | 3574.197 | 1124.7725
| 229 | 3573.4374 | 1124.7725
| 230 | 3572.25 | 1124.7725
| 231 | 3571.1311 | 1124.7725
| 232 | 3569.5958 | 1124.7725
| 233 | 3567.8143 | 1124.7725
| 234 | 3566.9704 | 1124.7725
| 235 | 3565.8733 | 1124.7725
| 236 | 3564.8274 | 1124.7725
| 237 | 3563.6701 | 1124.7725
| 238 | 3562.9087 | 1124.7725
| 239 | 3562.4097 | 1124.7725
| 240 | 3561.138 | 1124.7725
| 241 | 3559.5832 | 1124.7725
| 242 | 3558.5979 | 1124.7725
| 243 | 3557.0527 | 1124.7725
| 244 | 3555.8866 | 1124.7725
| 245 | 3554.7486 | 1124.7725
| 246 | 3553.99 | 1124.7725
| 247 | 3552.6655 | 1124.7725
| 248 | 3551.551 | 1124.7725
| 249 | 3550.626 | 1124.7725
| 250 | 3549.4695 | 1124.7725
| 251 | 3548.0299 | 1124.7725
| 252 | 3547.0327 | 1124.7725
| 253 | 3545.7181 | 1124.7725
| 254 | 3544.5315 | 1124.7725
| 255 | 3542.4266 | 1124.7725
| 256 | 3541.5613 | 1124.7725
| 257 | 3540.5457 | 1124.7725
| 258 | 3539.6579 | 1124.7725
| 259 | 3538.7795 | 1124.7725
| 260 | 3537.2613 | 1124.7725
| 261 | 3536.881 | 1124.7725
| 262 | 3536.1104 | 1124.7725
| 263 | 3534.5137 | 1124.7725
| 264 | 3533.9346 | 1124.7725
| 265 | 3533.1281 | 1124.7725
| 266 | 3532.1123 | 1124.7725
| 267 | 3530.4684 | 1124.7725
| 268 | 3529.2954 | 1124.7725
| 269 | 3528.7907 | 1124.7725
| 270 | 3527.6334 | 1124.7725
| 271 | 3526.6913 | 1124.7725
| 272 | 3525.5607 | 1124.7725
| 273 | 3524.5449 | 1124.7725
| 274 | 3523.4249 | 1124.7725
| 275 | 3522.5351 | 1124.7725
| 276 | 3521.3615 | 1124.7725
| 277 | 3520.7333 | 1124.7725
| 278 | 3519.8865 | 1124.7725
| 279 | 3518.8591 | 1124.7725
| 280 | 3518.0238 | 1124.7725
| 281 | 3517.3674 | 1124.7725
| 282 | 3516.3945 | 1124.7725
| 283 | 3515.676 | 1124.7725
| 284 | 3514.3829 | 1124.7725
| 285 | 3513.3973 | 1124.7725
| 286 | 3512.7722 | 1124.7725
| 287 | 3511.6574 | 1124.7725
| 288 | 3510.5351 | 1124.7725
| 289 | 3509.6099 | 1124.7725
| 290 | 3508.465 | 1124.7725
| 291 | 3507.5281 | 1124.7725
| 292 | 3506.323 | 1124.7725
| 293 | 3505.6096 | 1124.7725
| 294 | 3504.8323 | 1124.7725
| 295 | 3503.9919 | 1124.7725
| 296 | 3502.3825 | 1124.7725
| 297 | 3501.5262 | 1124.7725
| 298 | 3500.5839 | 1124.7725
| 299 | 3498.8461 | 1124.7725
| 300 | 3497.5231 | 1124.7725
| 301 | 3496.6611 | 1124.7725
| 302 | 3495.0508 | 1124.7725
| 303 | 3494.2903 | 1124.7725
| 304 | 3493.3256 | 1124.7725
| 305 | 3492.4267 | 1124.7725
| 306 | 3491.5218 | 1124.7725
| 307 | 3490.2432 | 1124.7725
| 308 | 3489.0051 | 1124.7725
| 309 | 3488.3014 | 1124.7725
| 310 | 3487.249 | 1124.7725
| 311 | 3486.4272 | 1124.7725
| 312 | 3485.508 | 1124.7725
| 313 | 3484.6686 | 1124.7725
| 314 | 3483.5725 | 1124.7725
| 315 | 3483.218 | 1124.7725
| 316 | 3482.5918 | 1124.7725
| 317 | 3481.9311 | 1124.7725
| 318 | 3480.9954 | 1124.7725
| 319 | 3480.218 | 1124.7725
| 320 | 3478.4302 | 1124.7725
| 321 | 3477.7911 | 1124.7725
| 322 | 3477.2874 | 1124.7725
| 323 | 3476.7457 | 1124.7725
| 324 | 3475.8173 | 1124.7725
| 325 | 3474.9881 | 1124.7725
| 326 | 3473.8087 | 1124.7725
| 327 | 3472.3492 | 1124.7725
| 328 | 3471.4529 | 1124.7725
| 329 | 3470.5101 | 1124.7725
| 330 | 3469.2498 | 1124.7725
| 331 | 3468.7252 | 1124.7725
| 332 | 3468.0629 | 1124.7725
| 333 | 3467.7009 | 1124.7725
| 334 | 3466.8551 | 1124.7725
| 335 | 3465.7653 | 1124.7725
| 336 | 3464.8683 | 1124.7725
| 337 | 3464.2227 | 1124.7725
| 338 | 3463.4602 | 1124.7725
| 339 | 3462.7417 | 1124.7725
| 340 | 3461.9512 | 1124.7725
| 341 | 3461.5195 | 1124.7725
| 342 | 3460.2071 | 1124.7725
| 343 | 3459.3148 | 1124.7725
| 344 | 3458.0855 | 1124.7725
| 345 | 3457.542 | 1124.7725
| 346 | 3456.8137 | 1124.7725
| 347 | 3455.4629 | 1124.7725
| 348 | 3454.4101 | 1124.7725
| 349 | 3453.5492 | 1124.7725
| 350 | 3452.7183 | 1124.7725
| 351 | 3451.6611 | 1124.7725
| 352 | 3450.6958 | 1124.7725
| 353 | 3449.8723 | 1124.7725
| 354 | 3448.7076 | 1124.7725
| 355 | 3447.8831 | 1124.7725
| 356 | 3446.4749 | 1124.7725
| 357 | 3445.4253 | 1124.7725
| 358 | 3444.6018 | 1124.7725
| 359 | 3443.795 | 1124.7725
| 360 | 3442.9616 | 1124.7725
| 361 | 3442.1713 | 1124.7725
| 362 | 3441.2374 | 1124.7725
| 363 | 3440.7183 | 1124.7725
| 364 | 3439.6524 | 1124.7725
| 365 | 3438.8418 | 1124.7725
| 366 | 3437.7487 | 1124.7725
| 367 | 3437.1515 | 1124.7725
| 368 | 3436.4373 | 1124.7725
| 369 | 3435.5188 | 1124.7725
| 370 | 3434.8277 | 1124.7725
| 371 | 3434.4079 | 1124.7725
| 372 | 3434.0528 | 1124.7725
| 373 | 3433.4177 | 1124.7725
| 374 | 3432.6692 | 1124.7725
| 375 | 3431.8187 | 1124.7725
| 376 | 3430.8386 | 1124.7725
| 377 | 3430.2648 | 1124.7725
| 378 | 3429.7732 | 1124.7725
| 379 | 3428.896 | 1124.7725
| 380 | 3428.1141 | 1124.7725
| 381 | 3427.5481 | 1124.7725
| 382 | 3426.8313 | 1124.7725
| 383 | 3425.9081 | 1124.7725
| 384 | 3425.1153 | 1124.7725
| 385 | 3424.0685 | 1124.7725
| 386 | 3422.9752 | 1124.7725
| 387 | 3422.1068 | 1124.7725
| 388 | 3420.8607 | 1124.7725
| 389 | 3420.4202 | 1124.7725
| 390 | 3419.8045 | 1124.7725
| 391 | 3419.0471 | 1124.7725
| 392 | 3418.6436 | 1124.7725
| 393 | 3418.3373 | 1124.7725
| 394 | 3417.7839 | 1124.7725
| 395 | 3417.2026 | 1124.7725
| 396 | 3416.4234 | 1124.7725
| 397 | 3415.4343 | 1124.7725
| 398 | 3414.3697 | 1124.7725
| 399 | 3413.5914 | 1124.7725
| 400 | 3412.9497 | 1124.7725
| 401 | 3411.6069 | 1124.7725
| 402 | 3411.1157 | 1124.7725
| 403 | 3410.2169 | 1124.7725
| 404 | 3409.5047 | 1124.7725
| 405 | 3408.8767 | 1124.7725
| 406 | 3408.1563 | 1124.7725
| 407 | 3407.5434 | 1124.7725
| 408 | 3406.8619 | 1124.7725
| 409 | 3406.2093 | 1124.7725
| 410 | 3405.5734 | 1124.7725
| 411 | 3405.003 | 1124.7725
| 412 | 3404.2923 | 1124.7725
| 413 | 3403.2979 | 1124.7725
| 414 | 3402.6104 | 1124.7725
| 415 | 3402.1321 | 1124.7725
| 416 | 3401.3942 | 1124.7725
| 417 | 3400.716 | 1124.7725
| 418 | 3400.1345 | 1124.7725
| 419 | 3399.4046 | 1124.7725
| 420 | 3398.6546 | 1124.7725
| 421 | 3397.713 | 1124.7725
| 422 | 3396.896 | 1124.7725
| 423 | 3396.3131 | 1124.7725
| 424 | 3395.6439 | 1124.7725
| 425 | 3395.0999 | 1124.7725
| 426 | 3394.2367 | 1124.7725
| 427 | 3393.4037 | 1124.7725
| 428 | 3392.7632 | 1124.7725
| 429 | 3391.8858 | 1124.7725
| 430 | 3391.17 | 1124.7725
| 431 | 3390.4285 | 1124.7725
| 432 | 3389.3789 | 1124.7725
| 433 | 3388.911 | 1124.7725
| 434 | 3388.251 | 1124.7725
| 435 | 3387.7031 | 1124.7725
| 436 | 3386.9822 | 1124.7725
| 437 | 3386.1978 | 1124.7725
| 438 | 3385.8839 | 1124.7725
| 439 | 3385.2914 | 1124.7725
| 440 | 3384.6467 | 1124.7725
| 441 | 3384.0125 | 1124.7725
| 442 | 3383.0305 | 1124.7725
| 443 | 3382.1446 | 1124.7725
| 444 | 3381.5224 | 1124.7725
| 445 | 3380.9775 | 1124.7725
| 446 | 3380.4029 | 1124.7725
| 447 | 3379.8314 | 1124.7725
| 448 | 3379.1193 | 1124.7725
| 449 | 3378.6738 | 1124.7725
| 450 | 3378.1123 | 1124.7725
| 451 | 3377.725 | 1124.7725
| 452 | 3377.3167 | 1124.7725
| 453 | 3376.7485 | 1124.7725
| 454 | 3375.9935 | 1124.7725
| 455 | 3375.4353 | 1124.7725
| 456 | 3375.0756 | 1124.7725
| 457 | 3374.4772 | 1124.7725
| 458 | 3373.7655 | 1124.7725
| 459 | 3373.3689 | 1124.7725
| 460 | 3372.9989 | 1124.7725
| 461 | 3372.3671 | 1124.7725
| 462 | 3371.8403 | 1124.7725
| 463 | 3371.3394 | 1124.7725
| 464 | 3370.7623 | 1124.7725
| 465 | 3370.3205 | 1124.7725
| 466 | 3369.5741 | 1124.7725
| 467 | 3368.8591 | 1124.7725
| 468 | 3368.302 | 1124.7725
| 469 | 3367.7599 | 1124.7725
| 470 | 3366.7566 | 1124.7725
| 471 | 3365.6122 | 1124.7725
| 472 | 3364.777 | 1124.7725
| 473 | 3363.9575 | 1124.7725
| 474 | 3363.4985 | 1124.7725
| 475 | 3362.9691 | 1124.7725
| 476 | 3362.2017 | 1124.7725
| 477 | 3361.494 | 1124.7725
| 478 | 3361.0184 | 1124.7725
| 479 | 3360.2675 | 1124.7725
| 480 | 3359.5415 | 1124.7725
| 481 | 3359.1584 | 1124.7725
| 482 | 3358.7743 | 1124.7725
| 483 | 3357.8728 | 1124.7725
| 484 | 3357.3179 | 1124.7725
| 485 | 3356.8588 | 1124.7725
| 486 | 3356.4043 | 1124.7725
| 487 | 3355.7754 | 1124.7725
| 488 | 3355.2314 | 1124.7725
| 489 | 3354.712 | 1124.7725
| 490 | 3354.0182 | 1124.7725
| 491 | 3353.4388 | 1124.7725
| 492 | 3352.8711 | 1124.7725
| 493 | 3352.2638 | 1124.7725
| 494 | 3351.5479 | 1124.7725
| 495 | 3351.0794 | 1124.7725
| 496 | 3350.3604 | 1124.7725
| 497 | 3349.2506 | 1124.7725
| 498 | 3348.6194 | 1124.7725
| 499 | 3347.8731 | 1124.7725
| 500 | 3347.3831 | 1124.7725
| 501 | 3346.5567 | 1124.7725
| 502 | 3346.1137 | 1124.7725
| 503 | 3345.4416 | 1124.7725
| 504 | 3344.8647 | 1124.7725
| 505 | 3344.2662 | 1124.7725
| 506 | 3343.9637 | 1124.7725
| 507 | 3343.517 | 1124.7725
| 508 | 3342.9875 | 1124.7725
| 509 | 3342.7044 | 1124.7725
| 510 | 3341.938 | 1124.7725
| 511 | 3341.457 | 1124.7725
| 512 | 3340.6885 | 1124.7725
| 513 | 3340.2829 | 1124.7725
| 514 | 3339.7397 | 1124.7725
| 515 | 3339.1215 | 1124.7725
| 516 | 3338.7682 | 1124.7725
| 517 | 3338.0167 | 1124.7725
| 518 | 3337.5732 | 1124.7725
| 519 | 3336.9631 | 1124.7725
| 520 | 3336.0751 | 1124.7725
| 521 | 3335.6345 | 1124.7725
| 522 | 3334.7547 | 1124.7725
| 523 | 3334.0851 | 1124.7725
| 524 | 3333.5369 | 1124.7725
| 525 | 3333.09 | 1124.7725
| 526 | 3332.7237 | 1124.7725
| 527 | 3331.986 | 1124.7725
| 528 | 3331.3517 | 1124.7725
| 529 | 3331.0693 | 1124.7725
| 530 | 3330.7054 | 1124.7725
| 531 | 3329.9357 | 1124.7725
| 532 | 3329.4321 | 1124.7725
| 533 | 3328.8098 | 1124.7725
| 534 | 3327.6594 | 1124.7725
| 535 | 3327.1784 | 1124.7725
| 536 | 3326.5128 | 1124.7725
| 537 | 3326.0276 | 1124.7725
| 538 | 3325.3229 | 1124.7725
| 539 | 3324.7353 | 1124.7725
| 540 | 3324.3923 | 1124.7725
| 541 | 3323.8368 | 1124.7725
| 542 | 3323.2759 | 1124.7725
| 543 | 3322.8542 | 1124.7725
| 544 | 3322.1985 | 1124.7725
| 545 | 3321.6702 | 1124.7725
| 546 | 3321.242 | 1124.7725
| 547 | 3320.3561 | 1124.7725
| 548 | 3319.6 | 1124.7725
| 549 | 3318.8164 | 1124.7725
| 550 | 3318.3078 | 1124.7725
| 551 | 3317.5861 | 1124.7725
| 552 | 3316.7782 | 1124.7725
| 553 | 3315.9956 | 1124.7725
| 554 | 3315.2073 | 1124.7725
| 555 | 3314.6424 | 1124.7725
| 556 | 3314.4873 | 1124.7725
| 557 | 3313.7647 | 1124.7725
| 558 | 3313.0644 | 1124.7725
| 559 | 3312.428 | 1124.7725
| 560 | 3311.941 | 1124.7725
| 561 | 3311.1835 | 1124.7725
| 562 | 3310.7836 | 1124.7725
| 563 | 3310.2258 | 1124.7725
| 564 | 3309.5726 | 1124.7725
| 565 | 3308.993 | 1124.7725
| 566 | 3308.6041 | 1124.7725
| 567 | 3307.9441 | 1124.7725
| 568 | 3307.645 | 1124.7725
| 569 | 3306.783 | 1124.7725
| 570 | 3306.2317 | 1124.7725
| 571 | 3305.5013 | 1124.7725
| 572 | 3304.8735 | 1124.7725
| 573 | 3304.2727 | 1124.7725
| 574 | 3303.5371 | 1124.7725
| 575 | 3303.0943 | 1124.7725
| 576 | 3302.6396 | 1124.7725
| 577 | 3302.1557 | 1124.7725
| 578 | 3301.4973 | 1124.7725
| 579 | 3300.6323 | 1124.7725
| 580 | 3300.2255 | 1124.7725
| 581 | 3299.3017 | 1124.7725
| 582 | 3298.7665 | 1124.7725
| 583 | 3298.1028 | 1124.7725
| 584 | 3297.7255 | 1124.7725
| 585 | 3297.0943 | 1124.7725
| 586 | 3296.5239 | 1124.7725
| 587 | 3296.1093 | 1124.7725
| 588 | 3295.6925 | 1124.7725
| 589 | 3294.8193 | 1124.7725
| 590 | 3294.2448 | 1124.7725
| 591 | 3293.5036 | 1124.7725
| 592 | 3292.8974 | 1124.7725
| 593 | 3292.3959 | 1124.7725
| 594 | 3291.9666 | 1124.7725
| 595 | 3291.3604 | 1124.7725
| 596 | 3290.8681 | 1124.7725
| 597 | 3290.4474 | 1124.7725
| 598 | 3289.8074 | 1124.7725
| 599 | 3289.4702 | 1124.7725
| 600 | 3288.5548 | 1124.7725
| 601 | 3287.9536 | 1124.7725
| 602 | 3287.5157 | 1124.7725
| 603 | 3286.9751 | 1124.7725
| 604 | 3286.4448 | 1124.7725
| 605 | 3285.8978 | 1124.7725
| 606 | 3285.4788 | 1124.7725
| 607 | 3284.9856 | 1124.7725
| 608 | 3284.5848 | 1124.7725
| 609 | 3283.9034 | 1124.7725
| 610 | 3283.2889 | 1124.7725
| 611 | 3282.7836 | 1124.7725
| 612 | 3282.0678 | 1124.7725
| 613 | 3281.5362 | 1124.7725
| 614 | 3280.7744 | 1124.7725
| 615 | 3280.2241 | 1124.7725
| 616 | 3279.5097 | 1124.7725
| 617 | 3279.1834 | 1124.7725
| 618 | 3278.7156 | 1124.7725
| 619 | 3278.1224 | 1124.7725
| 620 | 3277.617 | 1124.7725
| 621 | 3277.1022 | 1124.7725
| 622 | 3276.671 | 1124.7725
| 623 | 3276.015 | 1124.7725
| 624 | 3275.8056 | 1124.7725
| 625 | 3275.2929 | 1124.7725
| 626 | 3274.684 | 1124.7725
| 627 | 3274.3791 | 1124.7725
| 628 | 3273.8185 | 1124.7725
| 629 | 3273.4665 | 1124.7725
| 630 | 3273.0263 | 1124.7725
| 631 | 3272.3336 | 1124.7725
| 632 | 3271.8938 | 1124.7725
| 633 | 3271.3174 | 1124.7725
| 634 | 3270.873 | 1124.7725
| 635 | 3270.5003 | 1124.7725
| 636 | 3270.0163 | 1124.7725
| 637 | 3269.6391 | 1124.7725
| 638 | 3269.1382 | 1124.7725
| 639 | 3268.685 | 1124.7725
| 640 | 3268.1022 | 1124.7725
| 641 | 3267.4138 | 1124.7725
| 642 | 3266.9253 | 1124.7725
| 643 | 3266.1405 | 1124.7725
| 644 | 3265.5155 | 1124.7725
| 645 | 3264.8257 | 1124.7725
| 646 | 3264.1412 | 1124.7725
| 647 | 3263.6237 | 1124.7725
| 648 | 3262.9772 | 1124.7725
| 649 | 3262.5054 | 1124.7725
| 650 | 3261.7536 | 1124.7725
| 651 | 3261.0922 | 1124.7725
| 652 | 3260.3577 | 1124.7725
| 653 | 3259.8826 | 1124.7725
| 654 | 3259.4551 | 1124.7725
| 655 | 3258.9342 | 1124.7725
| 656 | 3258.3887 | 1124.7725
| 657 | 3257.8745 | 1124.7725
| 658 | 3257.4717 | 1124.7725
| 659 | 3256.8869 | 1124.7725
| 660 | 3256.4022 | 1124.7725
| 661 | 3255.6834 | 1124.7725
| 662 | 3254.9482 | 1124.7725
| 663 | 3254.2919 | 1124.7725
| 664 | 3253.8364 | 1124.7725
| 665 | 3253.3283 | 1124.7725
| 666 | 3252.9711 | 1124.7725
| 667 | 3252.1081 | 1124.7725
| 668 | 3251.4073 | 1124.7725
| 669 | 3250.8247 | 1124.7725
| 670 | 3250.2158 | 1124.7725
| 671 | 3249.8851 | 1124.7725
| 672 | 3249.3586 | 1124.7725
| 673 | 3249.0134 | 1124.7725
| 674 | 3248.2923 | 1124.7725
| 675 | 3247.8318 | 1124.7725
| 676 | 3247.409 | 1124.7725
| 677 | 3247.0514 | 1124.7725
| 678 | 3246.5742 | 1124.7725
| 679 | 3246.1569 | 1124.7725
| 680 | 3245.8056 | 1124.7725
| 681 | 3245.316 | 1124.7725
| 682 | 3245.0116 | 1124.7725
| 683 | 3244.4474 | 1124.7725
| 684 | 3243.7644 | 1124.7725
| 685 | 3243.2586 | 1124.7725
| 686 | 3242.6801 | 1124.7725
| 687 | 3242.1835 | 1124.7725
| 688 | 3241.6403 | 1124.7725
| 689 | 3241.2108 | 1124.7725
| 690 | 3240.65 | 1124.7725
| 691 | 3240.1337 | 1124.7725
| 692 | 3239.466 | 1124.7725
| 693 | 3238.6859 | 1124.7725
| 694 | 3238.2921 | 1124.7725
| 695 | 3237.6732 | 1124.7725
| 696 | 3237.401 | 1124.7725
| 697 | 3236.947 | 1124.7725
| 698 | 3236.2356 | 1124.7725
| 699 | 3235.8407 | 1124.7725
| 700 | 3235.3442 | 1124.7725
| 701 | 3234.6583 | 1124.7725
| 702 | 3234.0953 | 1124.7725
| 703 | 3233.7331 | 1124.7725
| 704 | 3233.1839 | 1124.7725
| 705 | 3232.8886 | 1124.7725
| 706 | 3232.4371 | 1124.7725
| 707 | 3232.1686 | 1124.7725
| 708 | 3231.5529 | 1124.7725
| 709 | 3230.8359 | 1124.7725
| 710 | 3230.5366 | 1124.7725
| 711 | 3230.2167 | 1124.7725
| 712 | 3229.7387 | 1124.7725
| 713 | 3229.3588 | 1124.7725
| 714 | 3228.9279 | 1124.7725
| 715 | 3228.2339 | 1124.7725
| 716 | 3227.7384 | 1124.7725
| 717 | 3227.3242 | 1124.7725
| 718 | 3226.8992 | 1124.7725
| 719 | 3226.2304 | 1124.7725
| 720 | 3225.8026 | 1124.7725
| 721 | 3225.4703 | 1124.7725
| 722 | 3225.1857 | 1124.7725
| 723 | 3224.6799 | 1124.7725
| 724 | 3224.1678 | 1124.7725
| 725 | 3223.8279 | 1124.7725
| 726 | 3223.3585 | 1124.7725
| 727 | 3222.9985 | 1124.7725
| 728 | 3222.7029 | 1124.7725
| 729 | 3222.126 | 1124.7725
| 730 | 3221.4132 | 1124.7725
| 731 | 3220.9551 | 1124.7725
| 732 | 3220.5776 | 1124.7725
| 733 | 3220.2216 | 1124.7725
| 734 | 3219.8884 | 1124.7725
| 735 | 3219.3748 | 1124.7725
| 736 | 3218.9209 | 1124.7725
| 737 | 3218.4113 | 1124.7725
| 738 | 3217.9808 | 1124.7725
| 739 | 3217.4655 | 1124.7725
| 740 | 3217.1266 | 1124.7725
| 741 | 3216.5921 | 1124.7725
| 742 | 3216.1652 | 1124.7725
| 743 | 3215.7253 | 1124.7725
| 744 | 3215.1657 | 1124.7725
| 745 | 3214.8954 | 1124.7725
| 746 | 3214.4607 | 1124.7725
| 747 | 3214.0901 | 1124.7725
| 748 | 3213.4622 | 1124.7725
| 749 | 3212.9256 | 1124.7725
| 750 | 3212.4665 | 1124.7725
| 751 | 3211.9435 | 1124.7725
| 752 | 3211.523 | 1124.7725
| 753 | 3210.9211 | 1124.7725
| 754 | 3210.4816 | 1124.7725
| 755 | 3209.9897 | 1124.7725
| 756 | 3209.5428 | 1124.7725
| 757 | 3209.1578 | 1124.7725
| 758 | 3208.6185 | 1124.7725
| 759 | 3208.0731 | 1124.7725
| 760 | 3207.7514 | 1124.7725
| 761 | 3207.3969 | 1124.7725
| 762 | 3206.9712 | 1124.7725
| 763 | 3206.7289 | 1124.7725
| 764 | 3206.4283 | 1124.7725
| 765 | 3205.828 | 1124.7725
| 766 | 3205.2613 | 1124.7725
| 767 | 3204.9453 | 1124.7725
| 768 | 3204.509 | 1124.7725
| 769 | 3203.8214 | 1124.7725
| 770 | 3203.2076 | 1124.7725
| 771 | 3202.7787 | 1124.7725
| 772 | 3202.4307 | 1124.7725
| 773 | 3201.8799 | 1124.7725
| 774 | 3201.6702 | 1124.7725
| 775 | 3201.4422 | 1124.7725
| 776 | 3200.8899 | 1124.7725
| 777 | 3200.6177 | 1124.7725
| 778 | 3200.0781 | 1124.7725
| 779 | 3199.4471 | 1124.7725
| 780 | 3198.9756 | 1124.7725
| 781 | 3198.5169 | 1124.7725
| 782 | 3198.0279 | 1124.7725
| 783 | 3197.641 | 1124.7725
| 784 | 3197.2545 | 1124.7725
| 785 | 3196.9498 | 1124.7725
| 786 | 3196.4314 | 1124.7725
| 787 | 3196.0444 | 1124.7725
| 788 | 3195.5749 | 1124.7725
| 789 | 3195.1189 | 1124.7725
| 790 | 3194.7353 | 1124.7725
| 791 | 3194.2013 | 1124.7725
| 792 | 3193.7319 | 1124.7725
| 793 | 3193.3754 | 1124.7725
| 794 | 3192.9792 | 1124.7725
| 795 | 3192.7067 | 1124.7725
| 796 | 3192.1008 | 1124.7725
| 797 | 3191.7411 | 1124.7725
| 798 | 3191.1701 | 1124.7725
| 799 | 3190.893 | 1124.7725
| 800 | 3190.6852 | 1124.7725
| 801 | 3190.277 | 1124.7725
| 802 | 3189.9728 | 1124.7725
| 803 | 3189.6496 | 1124.7725
| 804 | 3189.1236 | 1124.7725
| 805 | 3188.7331 | 1124.7725
| 806 | 3188.2953 | 1124.7725
| 807 | 3187.8951 | 1124.7725
| 808 | 3187.558 | 1124.7725
| 809 | 3187.0504 | 1124.7725
| 810 | 3186.8106 | 1124.7725
| 811 | 3186.5895 | 1124.7725
| 812 | 3186.109 | 1124.7725
| 813 | 3185.549 | 1124.7725
| 814 | 3185.2307 | 1124.7725
| 815 | 3184.7936 | 1124.7725
| 816 | 3184.3684 | 1124.7725
| 817 | 3184.0401 | 1124.7725
| 818 | 3183.609 | 1124.7725
| 819 | 3183.2224 | 1124.7725
| 820 | 3182.7689 | 1124.7725
| 821 | 3182.5112 | 1124.7725
| 822 | 3182.0906 | 1124.7725
| 823 | 3181.8189 | 1124.7725
| 824 | 3181.4404 | 1124.7725
| 825 | 3181.0961 | 1124.7725
| 826 | 3180.5438 | 1124.7725
| 827 | 3180.2003 | 1124.7725
| 828 | 3179.7082 | 1124.7725
| 829 | 3179.1088 | 1124.7725
| 830 | 3178.4167 | 1124.7725
| 831 | 3178.0154 | 1124.7725
| 832 | 3177.5347 | 1124.7725
| 833 | 3176.9934 | 1124.7725
| 834 | 3176.5919 | 1124.7725
| 835 | 3176.3554 | 1124.7725
| 836 | 3175.9319 | 1124.7725
| 837 | 3175.4043 | 1124.7725
| 838 | 3175.0872 | 1124.7725
| 839 | 3174.5812 | 1124.7725
| 840 | 3174.3061 | 1124.7725
| 841 | 3174.0435 | 1124.7725
| 842 | 3173.8438 | 1124.7725
| 843 | 3173.3692 | 1124.7725
| 844 | 3172.9497 | 1124.7725
| 845 | 3172.6488 | 1124.7725
| 846 | 3172.2428 | 1124.7725
| 847 | 3171.8653 | 1124.7725
| 848 | 3171.2352 | 1124.7725
| 849 | 3170.729 | 1124.7725
| 850 | 3170.4281 | 1124.7725
| 851 | 3170.0888 | 1124.7725
| 852 | 3169.7502 | 1124.7725
| 853 | 3169.3439 | 1124.7725
| 854 | 3168.9807 | 1124.7725
| 855 | 3168.5264 | 1124.7725
| 856 | 3168.2617 | 1124.7725
| 857 | 3167.9326 | 1124.7725
| 858 | 3167.4091 | 1124.7725
| 859 | 3167.0232 | 1124.7725
| 860 | 3166.6271 | 1124.7725
| 861 | 3166.2108 | 1124.7725
| 862 | 3165.898 | 1124.7725
| 863 | 3165.5103 | 1124.7725
| 864 | 3165.1195 | 1124.7725
| 865 | 3164.7321 | 1124.7725
| 866 | 3164.5286 | 1124.7725
| 867 | 3163.9978 | 1124.7725
| 868 | 3163.6938 | 1124.7725
| 869 | 3163.3866 | 1124.7725
| 870 | 3162.9632 | 1124.7725
| 871 | 3162.624 | 1124.7725
| 872 | 3162.0634 | 1124.7725
| 873 | 3161.6169 | 1124.7725
| 874 | 3161.3016 | 1124.7725
| 875 | 3160.7169 | 1124.7725
| 876 | 3160.4934 | 1124.7725
| 877 | 3160.0016 | 1124.7725
| 878 | 3159.6317 | 1124.7725
| 879 | 3159.2517 | 1124.7725
| 880 | 3158.939 | 1124.7725
| 881 | 3158.5583 | 1124.7725
| 882 | 3158.1798 | 1124.7725
| 883 | 3157.8035 | 1124.7725
| 884 | 3157.3203 | 1124.7725
| 885 | 3156.828 | 1124.7725
| 886 | 3156.3652 | 1124.7725
| 887 | 3156.1098 | 1124.7725
| 888 | 3155.8895 | 1124.7725
| 889 | 3155.4961 | 1124.7725
| 890 | 3155.0587 | 1124.7725
| 891 | 3154.6502 | 1124.7725
| 892 | 3154.3256 | 1124.7725
| 893 | 3153.6548 | 1124.7725
| 894 | 3153.4079 | 1124.7725
| 895 | 3153.093 | 1124.7725
| 896 | 3152.7244 | 1124.7725
| 897 | 3152.1117 | 1124.7725
| 898 | 3151.5874 | 1124.7725
| 899 | 3151.1898 | 1124.7725
| 900 | 3150.8026 | 1124.7725
| 901 | 3150.3986 | 1124.7725
| 902 | 3150.1581 | 1124.7725
| 903 | 3149.9046 | 1124.7725
| 904 | 3149.3766 | 1124.7725
| 905 | 3148.8758 | 1124.7725
| 906 | 3148.5483 | 1124.7725
| 907 | 3148.0316 | 1124.7725
| 908 | 3147.6439 | 1124.7725
| 909 | 3146.9942 | 1124.7725
| 910 | 3146.7829 | 1124.7725
| 911 | 3146.4734 | 1124.7725
| 912 | 3145.9586 | 1124.7725
| 913 | 3145.7242 | 1124.7725
| 914 | 3145.5391 | 1124.7725
| 915 | 3145.1715 | 1124.7725
| 916 | 3144.7123 | 1124.7725
| 917 | 3144.3192 | 1124.7725
| 918 | 3143.897 | 1124.7725
| 919 | 3143.7048 | 1124.7725
| 920 | 3143.4777 | 1124.7725
| 921 | 3143.223 | 1124.7725
| 922 | 3142.8311 | 1124.7725
| 923 | 3142.5211 | 1124.7725
| 924 | 3142.2834 | 1124.7725
| 925 | 3141.9253 | 1124.7725
| 926 | 3141.4809 | 1124.7725
| 927 | 3141.1482 | 1124.7725
| 928 | 3140.8093 | 1124.7725
| 929 | 3140.3751 | 1124.7725
| 930 | 3139.9852 | 1124.7725
| 931 | 3139.6979 | 1124.7725
| 932 | 3139.1758 | 1124.7725
| 933 | 3138.8292 | 1124.7725
| 934 | 3138.4158 | 1124.7725
| 935 | 3138.0344 | 1124.7725
| 936 | 3137.7988 | 1124.7725
| 937 | 3137.3833 | 1124.7725
| 938 | 3137.1202 | 1124.7725
| 939 | 3136.7001 | 1124.7725
| 940 | 3136.187 | 1124.7725
| 941 | 3135.8349 | 1124.7725
| 942 | 3135.5462 | 1124.7725
| 943 | 3135.2233 | 1124.7725
| 944 | 3134.9227 | 1124.7725
| 945 | 3134.329 | 1124.7725
| 946 | 3134.1045 | 1124.7725
| 947 | 3133.8941 | 1124.7725
| 948 | 3133.5796 | 1124.7725
| 949 | 3133.1989 | 1124.7725
| 950 | 3132.9665 | 1124.7725
| 951 | 3132.4055 | 1124.7725
| 952 | 3132.1004 | 1124.7725
| 953 | 3131.7845 | 1124.7725
| 954 | 3131.3376 | 1124.7725
| 955 | 3130.9329 | 1124.7725
| 956 | 3130.6998 | 1124.7725
| 957 | 3130.4072 | 1124.7725
| 958 | 3130.0654 | 1124.7725
| 959 | 3129.5729 | 1124.7725
| 960 | 3129.1723 | 1124.7725
| 961 | 3128.8088 | 1124.7725
| 962 | 3128.4571 | 1124.7725
| 963 | 3128.263 | 1124.7725
| 964 | 3127.8886 | 1124.7725
| 965 | 3127.3669 | 1124.7725
| 966 | 3126.9675 | 1124.7725
| 967 | 3126.6378 | 1124.7725
| 968 | 3126.3256 | 1124.7725
| 969 | 3125.8963 | 1124.7725
| 970 | 3125.42 | 1124.7725
| 971 | 3125.1204 | 1124.7725
| 972 | 3124.4055 | 1124.7725
| 973 | 3124.124 | 1124.7725
| 974 | 3123.8476 | 1124.7725
| 975 | 3123.3858 | 1124.7725
| 976 | 3122.5131 | 1124.7725
| 977 | 3122.1532 | 1124.7725
| 978 | 3121.772 | 1124.7725
| 979 | 3121.4952 | 1124.7725
| 980 | 3121.1236 | 1124.7725
| 981 | 3120.6411 | 1124.7725
| 982 | 3120.3668 | 1124.7725
| 983 | 3120.1256 | 1124.7725
| 984 | 3119.8749 | 1124.7725
| 985 | 3119.5461 | 1124.7725
| 986 | 3119.1308 | 1124.7725
| 987 | 3118.7832 | 1124.7725
| 988 | 3118.4302 | 1124.7725
| 989 | 3117.9664 | 1124.7725
| 990 | 3117.6516 | 1124.7725
| 991 | 3117.3398 | 1124.7725
| 992 | 3116.8329 | 1124.7725
| 993 | 3116.5623 | 1124.7725
| 994 | 3116.2677 | 1124.7725
| 995 | 3115.8635 | 1124.7725
| 996 | 3115.4838 | 1124.7725
| 997 | 3115.1279 | 1124.7725
| 998 | 3114.9081 | 1124.7725
| 999 | 3114.7378 | 1124.7725
| 1000 | 3114.4637 | 1124.7725
| 1001 | 3114.2008 | 1124.7725
| 1002 | 3113.8419 | 1124.7725
| 1003 | 3113.3651 | 1124.7725
| 1004 | 3113.0494 | 1124.7725
| 1005 | 3112.7627 | 1124.7725
| 1006 | 3112.4919 | 1124.7725
| 1007 | 3112.2251 | 1124.7725
| 1008 | 3111.9117 | 1124.7725
| 1009 | 3111.6016 | 1124.7725
| 1010 | 3111.3196 | 1124.7725
| 1011 | 3110.936 | 1124.7725
| 1012 | 3110.7097 | 1124.7725
| 1013 | 3110.3722 | 1124.7725
| 1014 | 3110.0171 | 1124.7725
| 1015 | 3109.5241 | 1124.7725
| 1016 | 3109.2661 | 1124.7725
| 1017 | 3108.9441 | 1124.7725
| 1018 | 3108.453 | 1124.7725
| 1019 | 3108.1857 | 1124.7725
| 1020 | 3107.8378 | 1124.7725
| 1021 | 3107.5965 | 1124.7725
| 1022 | 3107.1838 | 1124.7725
| 1023 | 3106.9857 | 1124.7725
| 1024 | 3106.6839 | 1124.7725
| 1025 | 3106.2636 | 1124.7725
| 1026 | 3105.8152 | 1124.7725
| 1027 | 3105.5805 | 1124.7725
| 1028 | 3105.2109 | 1124.7725
| 1029 | 3104.7336 | 1124.7725
| 1030 | 3104.3754 | 1124.7725
| 1031 | 3103.9691 | 1124.7725
| 1032 | 3103.724 | 1124.7725
| 1033 | 3103.2253 | 1124.7725
| 1034 | 3102.8663 | 1124.7725
| 1035 | 3102.6131 | 1124.7725
| 1036 | 3102.2046 | 1124.7725
| 1037 | 3101.905 | 1124.7725
| 1038 | 3101.6036 | 1124.7725
| 1039 | 3101.2425 | 1124.7725
| 1040 | 3100.8913 | 1124.7725
| 1041 | 3100.4651 | 1124.7725
| 1042 | 3100.0704 | 1124.7725
| 1043 | 3099.8277 | 1124.7725
| 1044 | 3099.6862 | 1124.7725
| 1045 | 3099.2456 | 1124.7725
| 1046 | 3098.7099 | 1124.7725
| 1047 | 3098.4605 | 1124.7725
| 1048 | 3098.1451 | 1124.7725
| 1049 | 3097.6982 | 1124.7725
| 1050 | 3097.3966 | 1124.7725
| 1051 | 3097.0123 | 1124.7725
| 1052 | 3096.5326 | 1124.7725
| 1053 | 3096.3397 | 1124.7725
| 1054 | 3095.9927 | 1124.7725
| 1055 | 3095.6654 | 1124.7725
| 1056 | 3095.4325 | 1124.7725
| 1057 | 3095.0487 | 1124.7725
| 1058 | 3094.8513 | 1124.7725
| 1059 | 3094.4885 | 1124.7725
| 1060 | 3094.1122 | 1124.7725
| 1061 | 3093.7554 | 1124.7725
| 1062 | 3093.6593 | 1124.7725
| 1063 | 3093.2745 | 1124.7725
| 1064 | 3092.9323 | 1124.7725
| 1065 | 3092.7845 | 1124.7725
| 1066 | 3092.4931 | 1124.7725
| 1067 | 3091.9664 | 1124.7725
| 1068 | 3091.5778 | 1124.7725
| 1069 | 3091.307 | 1124.7725
| 1070 | 3091.1075 | 1124.7725
| 1071 | 3090.7832 | 1124.7725
| 1072 | 3090.3415 | 1124.7725
| 1073 | 3089.9933 | 1124.7725
| 1074 | 3089.5932 | 1124.7725
| 1075 | 3089.2292 | 1124.7725
| 1076 | 3088.9883 | 1124.7725
| 1077 | 3088.7194 | 1124.7725
| 1078 | 3088.2825 | 1124.7725
| 1079 | 3088.029 | 1124.7725
| 1080 | 3087.6906 | 1124.7725
| 1081 | 3087.5563 | 1124.7725
| 1082 | 3087.2206 | 1124.7725
| 1083 | 3086.9002 | 1124.7725
| 1084 | 3086.7286 | 1124.7725
| 1085 | 3086.3135 | 1124.7725
| 1086 | 3086.0646 | 1124.7725
| 1087 | 3085.8296 | 1124.7725
| 1088 | 3085.2327 | 1124.7725
| 1089 | 3085.0933 | 1124.7725
| 1090 | 3084.7796 | 1124.7725
| 1091 | 3084.2659 | 1124.7725
| 1092 | 3084.0312 | 1124.7725
| 1093 | 3083.6926 | 1124.7725
| 1094 | 3083.4946 | 1124.7725
| 1095 | 3083.1624 | 1124.7725
| 1096 | 3082.8621 | 1124.7725
| 1097 | 3082.416 | 1124.7725
| 1098 | 3081.8346 | 1124.7725
| 1099 | 3081.5849 | 1124.7725
| 1100 | 3081.1487 | 1124.7725
| 1101 | 3080.8445 | 1124.7725
| 1102 | 3080.4741 | 1124.7725
| 1103 | 3080.1412 | 1124.7725
| 1104 | 3079.8127 | 1124.7725
| 1105 | 3079.538 | 1124.7725
| 1106 | 3079.1209 | 1124.7725
| 1107 | 3078.7077 | 1124.7725
| 1108 | 3078.3356 | 1124.7725
| 1109 | 3077.8992 | 1124.7725
| 1110 | 3077.5999 | 1124.7725
| 1111 | 3077.3641 | 1124.7725
| 1112 | 3077.1746 | 1124.7725
| 1113 | 3077.0437 | 1124.7725
| 1114 | 3076.7315 | 1124.7725
| 1115 | 3076.3047 | 1124.7725
| 1116 | 3076.1441 | 1124.7725
| 1117 | 3075.7893 | 1124.7725
| 1118 | 3075.4823 | 1124.7725
| 1119 | 3075.0939 | 1124.7725
| 1120 | 3074.8819 | 1124.7725
| 1121 | 3074.5818 | 1124.7725
| 1122 | 3074.3738 | 1124.7725
| 1123 | 3074.1283 | 1124.7725
| 1124 | 3073.6757 | 1124.7725
| 1125 | 3073.4133 | 1124.7725
| 1126 | 3072.9833 | 1124.7725
| 1127 | 3072.6539 | 1124.7725
| 1128 | 3072.3037 | 1124.7725
| 1129 | 3071.9596 | 1124.7725
| 1130 | 3071.7077 | 1124.7725
| 1131 | 3071.5092 | 1124.7725
| 1132 | 3071.137 | 1124.7725
| 1133 | 3070.8598 | 1124.7725
| 1134 | 3070.672 | 1124.7725
| 1135 | 3070.3996 | 1124.7725
| 1136 | 3070.066 | 1124.7725
| 1137 | 3069.7932 | 1124.7725
| 1138 | 3069.4932 | 1124.7725
| 1139 | 3068.9568 | 1124.7725
| 1140 | 3068.7975 | 1124.7725
| 1141 | 3068.4153 | 1124.7725
| 1142 | 3068.1175 | 1124.7725
| 1143 | 3067.8738 | 1124.7725
| 1144 | 3067.7216 | 1124.7725
| 1145 | 3067.4535 | 1124.7725
| 1146 | 3067.2206 | 1124.7725
| 1147 | 3067.0094 | 1124.7725
| 1148 | 3066.615 | 1124.7725
| 1149 | 3066.3315 | 1124.7725
| 1150 | 3065.9945 | 1124.7725
| 1151 | 3065.6164 | 1124.7725
| 1152 | 3065.2861 | 1124.7725
| 1153 | 3065.1101 | 1124.7725
| 1154 | 3064.7132 | 1124.7725
| 1155 | 3064.4413 | 1124.7725
| 1156 | 3064.1906 | 1124.7725
| 1157 | 3063.8553 | 1124.7725
| 1158 | 3063.4327 | 1124.7725
| 1159 | 3063.2299 | 1124.7725
| 1160 | 3062.8981 | 1124.7725
| 1161 | 3062.5557 | 1124.7725
| 1162 | 3062.226 | 1124.7725
| 1163 | 3061.8988 | 1124.7725
| 1164 | 3061.5705 | 1124.7725
| 1165 | 3061.2299 | 1124.7725
| 1166 | 3060.84 | 1124.7725
| 1167 | 3060.4143 | 1124.7725
| 1168 | 3060.1656 | 1124.7725
| 1169 | 3059.8558 | 1124.7725
| 1170 | 3059.7209 | 1124.7725
| 1171 | 3059.3237 | 1124.7725
| 1172 | 3059.0642 | 1124.7725
| 1173 | 3058.7673 | 1124.7725
| 1174 | 3058.5901 | 1124.7725
| 1175 | 3058.2659 | 1124.7725
| 1176 | 3058.033 | 1124.7725
| 1177 | 3057.7679 | 1124.7725
| 1178 | 3057.4902 | 1124.7725
| 1179 | 3057.3324 | 1124.7725
| 1180 | 3057.0572 | 1124.7725
| 1181 | 3056.8801 | 1124.7725
| 1182 | 3056.7177 | 1124.7725
| 1183 | 3056.4993 | 1124.7725
| 1184 | 3056.2423 | 1124.7725
| 1185 | 3055.9484 | 1124.7725
| 1186 | 3055.702 | 1124.7725
| 1187 | 3055.4803 | 1124.7725
| 1188 | 3055.2395 | 1124.7725
| 1189 | 3054.955 | 1124.7725
| 1190 | 3054.5803 | 1124.7725
| 1191 | 3054.3229 | 1124.7725
| 1192 | 3053.9967 | 1124.7725
| 1193 | 3053.7942 | 1124.7725
| 1194 | 3053.5916 | 1124.7725
| 1195 | 3053.174 | 1124.7725
| 1196 | 3052.9013 | 1124.7725
| 1197 | 3052.5741 | 1124.7725
| 1198 | 3052.2555 | 1124.7725
| 1199 | 3052.036 | 1124.7725
| 1200 | 3051.7111 | 1124.7725
| 1201 | 3051.3916 | 1124.7725
| 1202 | 3050.9925 | 1124.7725
| 1203 | 3050.6862 | 1124.7725
| 1204 | 3050.4589 | 1124.7725
| 1205 | 3050.2153 | 1124.7725
| 1206 | 3049.9403 | 1124.7725
| 1207 | 3049.5927 | 1124.7725
| 1208 | 3049.3693 | 1124.7725
| 1209 | 3049.0246 | 1124.7725
| 1210 | 3048.6944 | 1124.7725
| 1211 | 3048.4082 | 1124.7725
| 1212 | 3048.2437 | 1124.7725
| 1213 | 3048.0072 | 1124.7725
| 1214 | 3047.7668 | 1124.7725
| 1215 | 3047.2229 | 1124.7725
| 1216 | 3046.9128 | 1124.7725
| 1217 | 3046.6405 | 1124.7725
| 1218 | 3046.3972 | 1124.7725
| 1219 | 3046.1572 | 1124.7725
| 1220 | 3045.9231 | 1124.7725
| 1221 | 3045.57 | 1124.7725
| 1222 | 3045.2654 | 1124.7725
| 1223 | 3044.9927 | 1124.7725
| 1224 | 3044.6152 | 1124.7725
| 1225 | 3044.2459 | 1124.7725
| 1226 | 3043.7941 | 1124.7725
| 1227 | 3043.5414 | 1124.7725
| 1228 | 3043.2843 | 1124.7725
| 1229 | 3043.0878 | 1124.7725
| 1230 | 3042.8645 | 1124.7725
| 1231 | 3042.5211 | 1124.7725
| 1232 | 3042.2877 | 1124.7725
| 1233 | 3042.0123 | 1124.7725
| 1234 | 3041.6945 | 1124.7725
| 1235 | 3041.3006 | 1124.7725
| 1236 | 3041.0524 | 1124.7725
| 1237 | 3040.7424 | 1124.7725
| 1238 | 3040.4233 | 1124.7725
| 1239 | 3040.1447 | 1124.7725
| 1240 | 3039.882 | 1124.7725
| 1241 | 3039.5889 | 1124.7725
| 1242 | 3039.4163 | 1124.7725
| 1243 | 3039.1157 | 1124.7725
| 1244 | 3038.605 | 1124.7725
| 1245 | 3038.2169 | 1124.7725
| 1246 | 3037.9134 | 1124.7725
| 1247 | 3037.6349 | 1124.7725
| 1248 | 3037.3233 | 1124.7725
| 1249 | 3037.0843 | 1124.7725
| 1250 | 3036.7595 | 1124.7725
| 1251 | 3036.5746 | 1124.7725
| 1252 | 3036.3298 | 1124.7725
| 1253 | 3035.8268 | 1124.7725
| 1254 | 3035.5122 | 1124.7725
| 1255 | 3035.0524 | 1124.7725
| 1256 | 3034.7695 | 1124.7725
| 1257 | 3034.4494 | 1124.7725
| 1258 | 3034.2218 | 1124.7725
| 1259 | 3033.784 | 1124.7725
| 1260 | 3033.5384 | 1124.7725
| 1261 | 3033.3055 | 1124.7725
| 1262 | 3033.0057 | 1124.7725
| 1263 | 3032.635 | 1124.7725
| 1264 | 3032.4233 | 1124.7725
| 1265 | 3032.1831 | 1124.7725
| 1266 | 3031.9091 | 1124.7725
| 1267 | 3031.59 | 1124.7725
| 1268 | 3031.3135 | 1124.7725
| 1269 | 3030.9978 | 1124.7725
| 1270 | 3030.8068 | 1124.7725
| 1271 | 3030.4713 | 1124.7725
| 1272 | 3030.106 | 1124.7725
| 1273 | 3029.8259 | 1124.7725
| 1274 | 3029.3015 | 1124.7725
| 1275 | 3029.0178 | 1124.7725
| 1276 | 3028.697 | 1124.7725
| 1277 | 3028.4654 | 1124.7725
| 1278 | 3028.2538 | 1124.7725
| 1279 | 3028.0054 | 1124.7725
| 1280 | 3027.6551 | 1124.7725
| 1281 | 3027.3798 | 1124.7725
| 1282 | 3027.0625 | 1124.7725
| 1283 | 3026.695 | 1124.7725
| 1284 | 3026.4861 | 1124.7725
| 1285 | 3026.3079 | 1124.7725
| 1286 | 3025.9295 | 1124.7725
| 1287 | 3025.5729 | 1124.7725
| 1288 | 3025.214 | 1124.7725
| 1289 | 3024.9245 | 1124.7725
| 1290 | 3024.6912 | 1124.7725
| 1291 | 3024.4568 | 1124.7725
| 1292 | 3024.2483 | 1124.7725
| 1293 | 3023.9582 | 1124.7725
| 1294 | 3023.7164 | 1124.7725
| 1295 | 3023.3112 | 1124.7725
| 1296 | 3023.115 | 1124.7725
| 1297 | 3022.9226 | 1124.7725
| 1298 | 3022.6932 | 1124.7725
| 1299 | 3022.408 | 1124.7725
| 1300 | 3022.1019 | 1124.7725
| 1301 | 3021.8445 | 1124.7725
| 1302 | 3021.5363 | 1124.7725
| 1303 | 3021.3606 | 1124.7725
| 1304 | 3021.0869 | 1124.7725
| 1305 | 3020.7553 | 1124.7725
| 1306 | 3020.4619 | 1124.7725
| 1307 | 3020.2198 | 1124.7725
| 1308 | 3019.9881 | 1124.7725
| 1309 | 3019.7214 | 1124.7725
| 1310 | 3019.3511 | 1124.7725
| 1311 | 3019.0299 | 1124.7725
| 1312 | 3018.7634 | 1124.7725
| 1313 | 3018.51 | 1124.7725
| 1314 | 3018.2564 | 1124.7725
| 1315 | 3018.0329 | 1124.7725
| 1316 | 3017.873 | 1124.7725
| 1317 | 3017.553 | 1124.7725
| 1318 | 3017.2531 | 1124.7725
| 1319 | 3016.988 | 1124.7725
| 1320 | 3016.6931 | 1124.7725
| 1321 | 3016.454 | 1124.7725
| 1322 | 3016.1746 | 1124.7725
| 1323 | 3015.7595 | 1124.7725
| 1324 | 3015.4773 | 1124.7725
| 1325 | 3015.1841 | 1124.7725
| 1326 | 3014.9178 | 1124.7725
| 1327 | 3014.683 | 1124.7725
| 1328 | 3014.4836 | 1124.7725
| 1329 | 3014.2989 | 1124.7725
| 1330 | 3014.0084 | 1124.7725
| 1331 | 3013.7325 | 1124.7725
| 1332 | 3013.2613 | 1124.7725
| 1333 | 3012.9435 | 1124.7725
| 1334 | 3012.5878 | 1124.7725
| 1335 | 3012.3026 | 1124.7725
| 1336 | 3012.183 | 1124.7725
| 1337 | 3011.8333 | 1124.7725
| 1338 | 3011.6001 | 1124.7725
| 1339 | 3011.2999 | 1124.7725
| 1340 | 3011.0788 | 1124.7725
| 1341 | 3010.7896 | 1124.7725
| 1342 | 3010.5244 | 1124.7725
| 1343 | 3010.2042 | 1124.7725
| 1344 | 3009.8769 | 1124.7725
| 1345 | 3009.6079 | 1124.7725
| 1346 | 3009.3722 | 1124.7725
| 1347 | 3009.0595 | 1124.7725
| 1348 | 3008.7803 | 1124.7725
| 1349 | 3008.4736 | 1124.7725
| 1350 | 3008.2746 | 1124.7725
| 1351 | 3008.0569 | 1124.7725
| 1352 | 3007.8256 | 1124.7725
| 1353 | 3007.5114 | 1124.7725
| 1354 | 3007.2009 | 1124.7725
| 1355 | 3006.7442 | 1124.7725
| 1356 | 3006.5188 | 1124.7725
| 1357 | 3006.2301 | 1124.7725
| 1358 | 3006.082 | 1124.7725
| 1359 | 3005.8003 | 1124.7725
| 1360 | 3005.497 | 1124.7725
| 1361 | 3005.0317 | 1124.7725
| 1362 | 3004.7932 | 1124.7725
| 1363 | 3004.5284 | 1124.7725
| 1364 | 3004.2955 | 1124.7725
| 1365 | 3004.0613 | 1124.7725
| 1366 | 3003.7935 | 1124.7725
| 1367 | 3003.5533 | 1124.7725
| 1368 | 3003.2991 | 1124.7725
| 1369 | 3003.1247 | 1124.7725
| 1370 | 3002.8323 | 1124.7725
| 1371 | 3002.715 | 1124.7725
| 1372 | 3002.4384 | 1124.7725
| 1373 | 3002.08 | 1124.7725
| 1374 | 3001.7615 | 1124.7725
| 1375 | 3001.4401 | 1124.7725
| 1376 | 3001.1726 | 1124.7725
| 1377 | 3000.9381 | 1124.7725
| 1378 | 3000.6572 | 1124.7725
| 1379 | 3000.3752 | 1124.7725
| 1380 | 3000.1102 | 1124.7725
| 1381 | 2999.8813 | 1124.7725
| 1382 | 2999.6695 | 1124.7725
| 1383 | 2999.3681 | 1124.7725
| 1384 | 2999.1284 | 1124.7725
| 1385 | 2998.8836 | 1124.7725
| 1386 | 2998.6701 | 1124.7725
| 1387 | 2998.3994 | 1124.7725
| 1388 | 2998.1088 | 1124.7725
| 1389 | 2997.8041 | 1124.7725
| 1390 | 2997.5101 | 1124.7725
| 1391 | 2997.2216 | 1124.7725
| 1392 | 2997.0776 | 1124.7725
| 1393 | 2996.6922 | 1124.7725
| 1394 | 2996.34 | 1124.7725
| 1395 | 2996.1053 | 1124.7725
| 1396 | 2995.8621 | 1124.7725
| 1397 | 2995.7039 | 1124.7725
| 1398 | 2995.4301 | 1124.7725
| 1399 | 2994.9984 | 1124.7725
| 1400 | 2994.6171 | 1124.7725
| 1401 | 2994.4479 | 1124.7725
| 1402 | 2994.1241 | 1124.7725
| 1403 | 2993.7575 | 1124.7725
| 1404 | 2993.5667 | 1124.7725
| 1405 | 2993.23 | 1124.7725
| 1406 | 2992.895 | 1124.7725
| 1407 | 2992.7855 | 1124.7725
| 1408 | 2992.5175 | 1124.7725
| 1409 | 2992.335 | 1124.7725
| 1410 | 2991.9361 | 1124.7725
| 1411 | 2991.5817 | 1124.7725
| 1412 | 2991.3085 | 1124.7725
| 1413 | 2991.0726 | 1124.7725
| 1414 | 2990.7265 | 1124.7725
| 1415 | 2990.4813 | 1124.7725
| 1416 | 2990.3228 | 1124.7725
| 1417 | 2989.996 | 1124.7725
| 1418 | 2989.8024 | 1124.7725
| 1419 | 2989.4812 | 1124.7725
| 1420 | 2989.1868 | 1124.7725
| 1421 | 2989.0156 | 1124.7725
| 1422 | 2988.8648 | 1124.7725
| 1423 | 2988.5972 | 1124.7725
| 1424 | 2988.3979 | 1124.7725
| 1425 | 2988.0693 | 1124.7725
| 1426 | 2987.7792 | 1124.7725
| 1427 | 2987.5694 | 1124.7725
| 1428 | 2987.3642 | 1124.7725
| 1429 | 2987.0755 | 1124.7725
| 1430 | 2986.8056 | 1124.7725
| 1431 | 2986.5222 | 1124.7725
| 1432 | 2986.2232 | 1124.7725
| 1433 | 2985.9242 | 1124.7725
| 1434 | 2985.5214 | 1124.7725
| 1435 | 2985.2728 | 1124.7725
| 1436 | 2984.9338 | 1124.7725
| 1437 | 2984.6827 | 1124.7725
| 1438 | 2984.349 | 1124.7725
| 1439 | 2984.0728 | 1124.7725
| 1440 | 2983.8037 | 1124.7725
| 1441 | 2983.4091 | 1124.7725
| 1442 | 2983.0303 | 1124.7725
| 1443 | 2982.8168 | 1124.7725
| 1444 | 2982.4654 | 1124.7725
| 1445 | 2982.1863 | 1124.7725
| 1446 | 2982.0482 | 1124.7725
| 1447 | 2981.9006 | 1124.7725
| 1448 | 2981.6742 | 1124.7725
| 1449 | 2981.4236 | 1124.7725
| 1450 | 2981.1538 | 1124.7725
| 1451 | 2980.897 | 1124.7725
| 1452 | 2980.5973 | 1124.7725
| 1453 | 2980.393 | 1124.7725
| 1454 | 2980.0623 | 1124.7725
| 1455 | 2979.8697 | 1124.7725
| 1456 | 2979.5791 | 1124.7725
| 1457 | 2979.3688 | 1124.7725
| 1458 | 2979.1382 | 1124.7725
| 1459 | 2978.955 | 1124.7725
| 1460 | 2978.6608 | 1124.7725
| 1461 | 2978.4433 | 1124.7725
| 1462 | 2978.2342 | 1124.7725
| 1463 | 2978.0456 | 1124.7725
| 1464 | 2977.8578 | 1124.7725
| 1465 | 2977.4735 | 1124.7725
| 1466 | 2977.2349 | 1124.7725
| 1467 | 2976.9976 | 1124.7725
| 1468 | 2976.7614 | 1124.7725
| 1469 | 2976.5186 | 1124.7725
| 1470 | 2976.2073 | 1124.7725
| 1471 | 2976.0268 | 1124.7725
| 1472 | 2975.8029 | 1124.7725
| 1473 | 2975.4341 | 1124.7725
| 1474 | 2975.245 | 1124.7725
| 1475 | 2974.9947 | 1124.7725
| 1476 | 2974.6322 | 1124.7725
| 1477 | 2974.4888 | 1124.7725
| 1478 | 2974.0635 | 1124.7725
| 1479 | 2973.8625 | 1124.7725
| 1480 | 2973.4603 | 1124.7725
| 1481 | 2973.2338 | 1124.7725
| 1482 | 2972.9543 | 1124.7725
| 1483 | 2972.6878 | 1124.7725
| 1484 | 2972.5439 | 1124.7725
| 1485 | 2972.183 | 1124.7725
| 1486 | 2971.8968 | 1124.7725
| 1487 | 2971.6795 | 1124.7725
| 1488 | 2971.5377 | 1124.7725
| 1489 | 2971.3728 | 1124.7725
| 1490 | 2971.1103 | 1124.7725
| 1491 | 2970.8499 | 1124.7725
| 1492 | 2970.7151 | 1124.7725
| 1493 | 2970.4338 | 1124.7725
| 1494 | 2970.1884 | 1124.7725
| 1495 | 2969.7834 | 1124.7725
| 1496 | 2969.4459 | 1124.7725
| 1497 | 2969.2745 | 1124.7725
| 1498 | 2969.1432 | 1124.7725
| 1499 | 2968.8546 | 1124.7725
| 1500 | 2968.5812 | 1124.7725
| 1501 | 2968.331 | 1124.7725
| 1502 | 2968.0011 | 1124.7725
| 1503 | 2967.7567 | 1124.7725
| 1504 | 2967.6091 | 1124.7725
| 1505 | 2967.2689 | 1124.7725
| 1506 | 2967.086 | 1124.7725
| 1507 | 2966.9796 | 1124.7725
| 1508 | 2966.8466 | 1124.7725
| 1509 | 2966.5018 | 1124.7725
| 1510 | 2966.2524 | 1124.7725
| 1511 | 2966.0327 | 1124.7725
| 1512 | 2965.792 | 1124.7725
| 1513 | 2965.6039 | 1124.7725
| 1514 | 2965.3561 | 1124.7725
| 1515 | 2965.061 | 1124.7725
| 1516 | 2964.8129 | 1124.7725
| 1517 | 2964.4918 | 1124.7725
| 1518 | 2964.2872 | 1124.7725
| 1519 | 2964.0336 | 1124.7725
| 1520 | 2963.7832 | 1124.7725
| 1521 | 2963.5855 | 1124.7725
| 1522 | 2963.3591 | 1124.7725
| 1523 | 2963.157 | 1124.7725
| 1524 | 2962.937 | 1124.7725
| 1525 | 2962.6818 | 1124.7725
| 1526 | 2962.4587 | 1124.7725
| 1527 | 2962.1192 | 1124.7725
| 1528 | 2961.9882 | 1124.7725
| 1529 | 2961.7349 | 1124.7725
| 1530 | 2961.4848 | 1124.7725
| 1531 | 2961.1683 | 1124.7725
| 1532 | 2960.9913 | 1124.7725
| 1533 | 2960.7292 | 1124.7725
| 1534 | 2960.4771 | 1124.7725
| 1535 | 2960.2545 | 1124.7725
| 1536 | 2960.0151 | 1124.7725
| 1537 | 2959.754 | 1124.7725
| 1538 | 2959.4895 | 1124.7725
| 1539 | 2959.2669 | 1124.7725
| 1540 | 2959.0668 | 1124.7725
| 1541 | 2958.829 | 1124.7725
| 1542 | 2958.512 | 1124.7725
| 1543 | 2958.3083 | 1124.7725
| 1544 | 2958.0763 | 1124.7725
| 1545 | 2957.7837 | 1124.7725
| 1546 | 2957.5618 | 1124.7725
| 1547 | 2957.3416 | 1124.7725
| 1548 | 2957.0145 | 1124.7725
| 1549 | 2956.8436 | 1124.7725
| 1550 | 2956.6095 | 1124.7725
| 1551 | 2956.4378 | 1124.7725
| 1552 | 2955.9326 | 1124.7725
| 1553 | 2955.6219 | 1124.7725
| 1554 | 2955.3596 | 1124.7725
| 1555 | 2955.1074 | 1124.7725
| 1556 | 2954.8706 | 1124.7725
| 1557 | 2954.7041 | 1124.7725
| 1558 | 2954.5083 | 1124.7725
| 1559 | 2954.3817 | 1124.7725
| 1560 | 2954.1685 | 1124.7725
| 1561 | 2953.8557 | 1124.7725
| 1562 | 2953.6457 | 1124.7725
| 1563 | 2953.2836 | 1124.7725
| 1564 | 2953.0784 | 1124.7725
| 1565 | 2952.8784 | 1124.7725
| 1566 | 2952.4459 | 1124.7725
| 1567 | 2952.1273 | 1124.7725
| 1568 | 2951.8363 | 1124.7725
| 1569 | 2951.6508 | 1124.7725
| 1570 | 2951.3606 | 1124.7725
| 1571 | 2951.1023 | 1124.7725
| 1572 | 2950.8102 | 1124.7725
| 1573 | 2950.4532 | 1124.7725
| 1574 | 2950.1775 | 1124.7725
| 1575 | 2950.0728 | 1124.7725
| 1576 | 2949.8124 | 1124.7725
| 1577 | 2949.5585 | 1124.7725
| 1578 | 2949.4015 | 1124.7725
| 1579 | 2949.186 | 1124.7725
| 1580 | 2948.9578 | 1124.7725
| 1581 | 2948.7428 | 1124.7725
| 1582 | 2948.4771 | 1124.7725
| 1583 | 2948.2462 | 1124.7725
| 1584 | 2947.9255 | 1124.7725
| 1585 | 2947.7268 | 1124.7725
| 1586 | 2947.5404 | 1124.7725
| 1587 | 2947.4075 | 1124.7725
| 1588 | 2947.1753 | 1124.7725
| 1589 | 2946.9719 | 1124.7725
| 1590 | 2946.648 | 1124.7725
| 1591 | 2946.4766 | 1124.7725
| 1592 | 2946.1968 | 1124.7725
| 1593 | 2945.9963 | 1124.7725
| 1594 | 2945.784 | 1124.7725
| 1595 | 2945.5417 | 1124.7725
| 1596 | 2945.3619 | 1124.7725
| 1597 | 2945.214 | 1124.7725
| 1598 | 2945.0001 | 1124.7725
| 1599 | 2944.821 | 1124.7725
| 1600 | 2944.7474 | 1124.7725
| 1601 | 2944.5785 | 1124.7725
| 1602 | 2944.2801 | 1124.7725
| 1603 | 2943.9662 | 1124.7725
| 1604 | 2943.634 | 1124.7725
| 1605 | 2943.4395 | 1124.7725
| 1606 | 2943.2892 | 1124.7725
| 1607 | 2943.1062 | 1124.7725
| 1608 | 2942.9188 | 1124.7725
| 1609 | 2942.7994 | 1124.7725
| 1610 | 2942.666 | 1124.7725
| 1611 | 2942.3623 | 1124.7725
| 1612 | 2942.1879 | 1124.7725
| 1613 | 2941.9025 | 1124.7725
| 1614 | 2941.6985 | 1124.7725
| 1615 | 2941.3369 | 1124.7725
| 1616 | 2941.1675 | 1124.7725
| 1617 | 2940.8062 | 1124.7725
| 1618 | 2940.5497 | 1124.7725
| 1619 | 2940.2729 | 1124.7725
| 1620 | 2940.0155 | 1124.7725
| 1621 | 2939.8372 | 1124.7725
| 1622 | 2939.6433 | 1124.7725
| 1623 | 2939.4798 | 1124.7725
| 1624 | 2939.3047 | 1124.7725
| 1625 | 2938.9842 | 1124.7725
| 1626 | 2938.7072 | 1124.7725
| 1627 | 2938.5415 | 1124.7725
| 1628 | 2938.2063 | 1124.7725
| 1629 | 2937.948 | 1124.7725
| 1630 | 2937.7995 | 1124.7725
| 1631 | 2937.5748 | 1124.7725
| 1632 | 2937.3324 | 1124.7725
| 1633 | 2937.0117 | 1124.7725
| 1634 | 2936.8483 | 1124.7725
| 1635 | 2936.6084 | 1124.7725
| 1636 | 2936.4035 | 1124.7725
| 1637 | 2936.1447 | 1124.7725
| 1638 | 2935.8393 | 1124.7725
| 1639 | 2935.583 | 1124.7725
| 1640 | 2935.4484 | 1124.7725
| 1641 | 2935.1681 | 1124.7725
| 1642 | 2934.8835 | 1124.7725
| 1643 | 2934.6958 | 1124.7725
| 1644 | 2934.4084 | 1124.7725
| 1645 | 2934.1588 | 1124.7725
| 1646 | 2933.8424 | 1124.7725
| 1647 | 2933.6573 | 1124.7725
| 1648 | 2933.4079 | 1124.7725
| 1649 | 2933.148 | 1124.7725
| 1650 | 2932.8715 | 1124.7725
| 1651 | 2932.6447 | 1124.7725
| 1652 | 2932.3134 | 1124.7725
| 1653 | 2932.0518 | 1124.7725
| 1654 | 2931.9149 | 1124.7725
| 1655 | 2931.6547 | 1124.7725
| 1656 | 2931.4214 | 1124.7725
| 1657 | 2931.1978 | 1124.7725
| 1658 | 2930.9165 | 1124.7725
| 1659 | 2930.6409 | 1124.7725
| 1660 | 2930.399 | 1124.7725
| 1661 | 2930.1035 | 1124.7725
| 1662 | 2929.7955 | 1124.7725
| 1663 | 2929.6043 | 1124.7725
| 1664 | 2929.4104 | 1124.7725
| 1665 | 2929.0836 | 1124.7725
| 1666 | 2928.7543 | 1124.7725
| 1667 | 2928.5236 | 1124.7725
| 1668 | 2928.2803 | 1124.7725
| 1669 | 2927.918 | 1124.7725
| 1670 | 2927.59 | 1124.7725
| 1671 | 2927.2565 | 1124.7725
| 1672 | 2926.9376 | 1124.7725
| 1673 | 2926.727 | 1124.7725
| 1674 | 2926.4667 | 1124.7725
| 1675 | 2926.1918 | 1124.7725
| 1676 | 2925.9531 | 1124.7725
| 1677 | 2925.795 | 1124.7725
| 1678 | 2925.5483 | 1124.7725
| 1679 | 2925.3431 | 1124.7725
| 1680 | 2925.1302 | 1124.7725
| 1681 | 2924.8943 | 1124.7725
| 1682 | 2924.6072 | 1124.7725
| 1683 | 2924.5104 | 1124.7725
| 1684 | 2924.3116 | 1124.7725
| 1685 | 2923.9477 | 1124.7725
| 1686 | 2923.7967 | 1124.7725
| 1687 | 2923.6765 | 1124.7725
| 1688 | 2923.4441 | 1124.7725
| 1689 | 2923.2518 | 1124.7725
| 1690 | 2922.9683 | 1124.7725
| 1691 | 2922.731 | 1124.7725
| 1692 | 2922.4355 | 1124.7725
| 1693 | 2922.203 | 1124.7725
| 1694 | 2922.0936 | 1124.7725
| 1695 | 2921.9583 | 1124.7725
| 1696 | 2921.701 | 1124.7725
| 1697 | 2921.4755 | 1124.7725
| 1698 | 2921.3283 | 1124.7725
| 1699 | 2921.1966 | 1124.7725
| 1700 | 2920.8764 | 1124.7725
| 1701 | 2920.6934 | 1124.7725
| 1702 | 2920.5538 | 1124.7725
| 1703 | 2920.3841 | 1124.7725
| 1704 | 2920.1448 | 1124.7725
| 1705 | 2919.894 | 1124.7725
| 1706 | 2919.7006 | 1124.7725
| 1707 | 2919.5046 | 1124.7725
| 1708 | 2919.3192 | 1124.7725
| 1709 | 2918.9618 | 1124.7725
| 1710 | 2918.7601 | 1124.7725
| 1711 | 2918.4673 | 1124.7725
| 1712 | 2918.3448 | 1124.7725
| 1713 | 2918.1534 | 1124.7725
| 1714 | 2917.9132 | 1124.7725
| 1715 | 2917.7126 | 1124.7725
| 1716 | 2917.599 | 1124.7725
| 1717 | 2917.3101 | 1124.7725
| 1718 | 2917.1361 | 1124.7725
| 1719 | 2916.9119 | 1124.7725
| 1720 | 2916.6592 | 1124.7725
| 1721 | 2916.4551 | 1124.7725
| 1722 | 2916.2581 | 1124.7725
| 1723 | 2915.8874 | 1124.7725
| 1724 | 2915.5403 | 1124.7725
| 1725 | 2915.3213 | 1124.7725
| 1726 | 2915.2127 | 1124.7725
| 1727 | 2914.9635 | 1124.7725
| 1728 | 2914.6747 | 1124.7725
| 1729 | 2914.3799 | 1124.7725
| 1730 | 2914.2252 | 1124.7725
| 1731 | 2914.027 | 1124.7725
| 1732 | 2913.8373 | 1124.7725
| 1733 | 2913.7006 | 1124.7725
| 1734 | 2913.4955 | 1124.7725
| 1735 | 2913.2334 | 1124.7725
| 1736 | 2913.0467 | 1124.7725
| 1737 | 2912.843 | 1124.7725
| 1738 | 2912.6873 | 1124.7725
| 1739 | 2912.4274 | 1124.7725
| 1740 | 2912.2174 | 1124.7725
| 1741 | 2911.9884 | 1124.7725
| 1742 | 2911.8258 | 1124.7725
| 1743 | 2911.554 | 1124.7725
| 1744 | 2911.2613 | 1124.7725
| 1745 | 2911.0946 | 1124.7725
| 1746 | 2910.8887 | 1124.7725
| 1747 | 2910.6278 | 1124.7725
| 1748 | 2910.2278 | 1124.7725
| 1749 | 2910.0362 | 1124.7725
| 1750 | 2909.9083 | 1124.7725
| 1751 | 2909.6577 | 1124.7725
| 1752 | 2909.4639 | 1124.7725
| 1753 | 2909.1967 | 1124.7725
| 1754 | 2908.92 | 1124.7725
| 1755 | 2908.6299 | 1124.7725
| 1756 | 2908.4958 | 1124.7725
| 1757 | 2908.3123 | 1124.7725
| 1758 | 2908.1171 | 1124.7725
| 1759 | 2907.8342 | 1124.7725
| 1760 | 2907.5908 | 1124.7725
| 1761 | 2907.3219 | 1124.7725
| 1762 | 2907.1835 | 1124.7725
| 1763 | 2907.0259 | 1124.7725
| 1764 | 2906.786 | 1124.7725
| 1765 | 2906.5159 | 1124.7725
| 1766 | 2906.2179 | 1124.7725
| 1767 | 2905.9993 | 1124.7725
| 1768 | 2905.7695 | 1124.7725
| 1769 | 2905.4704 | 1124.7725
| 1770 | 2905.3237 | 1124.7725
| 1771 | 2905.1489 | 1124.7725
| 1772 | 2905.0127 | 1124.7725
| 1773 | 2904.6752 | 1124.7725
| 1774 | 2904.4168 | 1124.7725
| 1775 | 2904.2327 | 1124.7725
| 1776 | 2903.9576 | 1124.7725
| 1777 | 2903.7848 | 1124.7725
| 1778 | 2903.5281 | 1124.7725
| 1779 | 2903.2628 | 1124.7725
| 1780 | 2902.9985 | 1124.7725
| 1781 | 2902.8349 | 1124.7725
| 1782 | 2902.5979 | 1124.7725
| 1783 | 2902.485 | 1124.7725
| 1784 | 2902.3188 | 1124.7725
| 1785 | 2901.9973 | 1124.7725
| 1786 | 2901.7928 | 1124.7725
| 1787 | 2901.5636 | 1124.7725
| 1788 | 2901.3516 | 1124.7725
| 1789 | 2901.1951 | 1124.7725
| 1790 | 2901.0165 | 1124.7725
| 1791 | 2900.858 | 1124.7725
| 1792 | 2900.6343 | 1124.7725
| 1793 | 2900.4398 | 1124.7725
| 1794 | 2900.2777 | 1124.7725
| 1795 | 2900.126 | 1124.7725
| 1796 | 2899.9786 | 1124.7725
| 1797 | 2899.6791 | 1124.7725
| 1798 | 2899.5377 | 1124.7725
| 1799 | 2899.2797 | 1124.7725
| 1800 | 2899.0129 | 1124.7725
| 1801 | 2898.7746 | 1124.7725
| 1802 | 2898.5202 | 1124.7725
| 1803 | 2898.3394 | 1124.7725
| 1804 | 2898.0977 | 1124.7725
| 1805 | 2897.8743 | 1124.7725
| 1806 | 2897.4107 | 1124.7725
| 1807 | 2897.1708 | 1124.7725
| 1808 | 2896.9798 | 1124.7725
| 1809 | 2896.7699 | 1124.7725
| 1810 | 2896.5886 | 1124.7725
| 1811 | 2896.4685 | 1124.7725
| 1812 | 2896.1661 | 1124.7725
| 1813 | 2896.0147 | 1124.7725
| 1814 | 2895.8348 | 1124.7725
| 1815 | 2895.5997 | 1124.7725
| 1816 | 2895.2266 | 1124.7725
| 1817 | 2894.8997 | 1124.7725
| 1818 | 2894.67 | 1124.7725
| 1819 | 2894.299 | 1124.7725
| 1820 | 2893.9535 | 1124.7725
| 1821 | 2893.7818 | 1124.7725
| 1822 | 2893.5521 | 1124.7725
| 1823 | 2893.31 | 1124.7725
| 1824 | 2893.0851 | 1124.7725
| 1825 | 2892.851 | 1124.7725
| 1826 | 2892.5876 | 1124.7725
| 1827 | 2892.3881 | 1124.7725
| 1828 | 2892.2504 | 1124.7725
| 1829 | 2892.0959 | 1124.7725
| 1830 | 2891.9181 | 1124.7725
| 1831 | 2891.7904 | 1124.7725
| 1832 | 2891.5749 | 1124.7725
| 1833 | 2891.32 | 1124.7725
| 1834 | 2891.1647 | 1124.7725
| 1835 | 2890.8999 | 1124.7725
| 1836 | 2890.7974 | 1124.7725
| 1837 | 2890.5517 | 1124.7725
| 1838 | 2890.3884 | 1124.7725
| 1839 | 2890.049 | 1124.7725
| 1840 | 2889.7755 | 1124.7725
| 1841 | 2889.6267 | 1124.7725
| 1842 | 2889.4969 | 1124.7725
| 1843 | 2889.18 | 1124.7725
| 1844 | 2888.903 | 1124.7725
| 1845 | 2888.7502 | 1124.7725
| 1846 | 2888.5486 | 1124.7725
| 1847 | 2888.3144 | 1124.7725
| 1848 | 2888.0472 | 1124.7725
| 1849 | 2887.87 | 1124.7725
| 1850 | 2887.6687 | 1124.7725
| 1851 | 2887.4869 | 1124.7725
| 1852 | 2887.2194 | 1124.7725
| 1853 | 2887.0025 | 1124.7725
| 1854 | 2886.8184 | 1124.7725
| 1855 | 2886.6953 | 1124.7725
| 1856 | 2886.4813 | 1124.7725
| 1857 | 2886.334 | 1124.7725
| 1858 | 2886.0969 | 1124.7725
| 1859 | 2885.9094 | 1124.7725
| 1860 | 2885.6464 | 1124.7725
| 1861 | 2885.497 | 1124.7725
| 1862 | 2885.3711 | 1124.7725
| 1863 | 2885.2051 | 1124.7725
| 1864 | 2884.9275 | 1124.7725
| 1865 | 2884.6325 | 1124.7725
| 1866 | 2884.4964 | 1124.7725
| 1867 | 2884.3436 | 1124.7725
| 1868 | 2884.1743 | 1124.7725
| 1869 | 2884.0165 | 1124.7725
| 1870 | 2883.7509 | 1124.7725
| 1871 | 2883.4216 | 1124.7725
| 1872 | 2883.2394 | 1124.7725
| 1873 | 2883.0679 | 1124.7725
| 1874 | 2882.9046 | 1124.7725
| 1875 | 2882.6898 | 1124.7725
| 1876 | 2882.4834 | 1124.7725
| 1877 | 2882.224 | 1124.7725
| 1878 | 2881.9784 | 1124.7725
| 1879 | 2881.8045 | 1124.7725
| 1880 | 2881.593 | 1124.7725
| 1881 | 2881.3092 | 1124.7725
| 1882 | 2881.1195 | 1124.7725
| 1883 | 2880.9335 | 1124.7725
| 1884 | 2880.7951 | 1124.7725
| 1885 | 2880.5322 | 1124.7725
| 1886 | 2880.3008 | 1124.7725
| 1887 | 2880.1232 | 1124.7725
| 1888 | 2879.924 | 1124.7725
| 1889 | 2879.6703 | 1124.7725
| 1890 | 2879.4656 | 1124.7725
| 1891 | 2879.1269 | 1124.7725
| 1892 | 2878.9998 | 1124.7725
| 1893 | 2878.8777 | 1124.7725
| 1894 | 2878.6515 | 1124.7725
| 1895 | 2878.5091 | 1124.7725
| 1896 | 2878.2995 | 1124.7725
| 1897 | 2878.1338 | 1124.7725
| 1898 | 2878.0216 | 1124.7725
| 1899 | 2877.7924 | 1124.7725
| 1900 | 2877.6378 | 1124.7725
| 1901 | 2877.3937 | 1124.7725
| 1902 | 2877.1834 | 1124.7725
| 1903 | 2876.9975 | 1124.7725
| 1904 | 2876.7662 | 1124.7725
| 1905 | 2876.4237 | 1124.7725
| 1906 | 2876.1735 | 1124.7725
| 1907 | 2875.9266 | 1124.7725
| 1908 | 2875.6091 | 1124.7725
| 1909 | 2875.4162 | 1124.7725
| 1910 | 2875.1933 | 1124.7725
| 1911 | 2875.0866 | 1124.7725
| 1912 | 2874.9049 | 1124.7725
| 1913 | 2874.7658 | 1124.7725
| 1914 | 2874.6261 | 1124.7725
| 1915 | 2874.4113 | 1124.7725
| 1916 | 2874.2606 | 1124.7725
| 1917 | 2874.0009 | 1124.7725
| 1918 | 2873.8156 | 1124.7725
| 1919 | 2873.6317 | 1124.7725
| 1920 | 2873.4413 | 1124.7725
| 1921 | 2873.2449 | 1124.7725
| 1922 | 2873.0689 | 1124.7725
| 1923 | 2872.8733 | 1124.7725
| 1924 | 2872.6944 | 1124.7725
| 1925 | 2872.477 | 1124.7725
| 1926 | 2872.2881 | 1124.7725
| 1927 | 2872.0238 | 1124.7725
| 1928 | 2871.8506 | 1124.7725
| 1929 | 2871.538 | 1124.7725
| 1930 | 2871.1821 | 1124.7725
| 1931 | 2871.0133 | 1124.7725
| 1932 | 2870.6922 | 1124.7725
| 1933 | 2870.5386 | 1124.7725
| 1934 | 2870.3863 | 1124.7725
| 1935 | 2870.1742 | 1124.7725
| 1936 | 2869.9833 | 1124.7725
| 1937 | 2869.8335 | 1124.7725
| 1938 | 2869.6134 | 1124.7725
| 1939 | 2869.4333 | 1124.7725
| 1940 | 2869.1825 | 1124.7725
| 1941 | 2868.8594 | 1124.7725
| 1942 | 2868.5778 | 1124.7725
| 1943 | 2868.3282 | 1124.7725
| 1944 | 2868.0756 | 1124.7725
| 1945 | 2867.8826 | 1124.7725
| 1946 | 2867.6182 | 1124.7725
| 1947 | 2867.4125 | 1124.7725
| 1948 | 2867.1911 | 1124.7725
| 1949 | 2866.929 | 1124.7725
| 1950 | 2866.7108 | 1124.7725
| 1951 | 2866.467 | 1124.7725
| 1952 | 2866.2979 | 1124.7725
| 1953 | 2866.091 | 1124.7725
| 1954 | 2865.9365 | 1124.7725
| 1955 | 2865.7977 | 1124.7725
| 1956 | 2865.6377 | 1124.7725
| 1957 | 2865.5033 | 1124.7725
| 1958 | 2865.3025 | 1124.7725
| 1959 | 2865.168 | 1124.7725
| 1960 | 2864.9964 | 1124.7725
| 1961 | 2864.8012 | 1124.7725
| 1962 | 2864.5297 | 1124.7725
| 1963 | 2864.3534 | 1124.7725
| 1964 | 2864.136 | 1124.7725
| 1965 | 2863.8804 | 1124.7725
| 1966 | 2863.7001 | 1124.7725
| 1967 | 2863.44 | 1124.7725
| 1968 | 2863.211 | 1124.7725
| 1969 | 2863.0284 | 1124.7725
| 1970 | 2862.7555 | 1124.7725
| 1971 | 2862.5372 | 1124.7725
| 1972 | 2862.2587 | 1124.7725
| 1973 | 2862.1351 | 1124.7725
| 1974 | 2862.0229 | 1124.7725
| 1975 | 2861.7949 | 1124.7725
| 1976 | 2861.5859 | 1124.7725
| 1977 | 2861.4627 | 1124.7725
| 1978 | 2861.2337 | 1124.7725
| 1979 | 2861.0314 | 1124.7725
| 1980 | 2860.8115 | 1124.7725
| 1981 | 2860.5364 | 1124.7725
| 1982 | 2860.3431 | 1124.7725
| 1983 | 2860.0299 | 1124.7725
| 1984 | 2859.826 | 1124.7725
| 1985 | 2859.6744 | 1124.7725
| 1986 | 2859.4735 | 1124.7725
| 1987 | 2859.2855 | 1124.7725
| 1988 | 2859.0044 | 1124.7725
| 1989 | 2858.7879 | 1124.7725
| 1990 | 2858.5881 | 1124.7725
| 1991 | 2858.4522 | 1124.7725
| 1992 | 2858.3085 | 1124.7725
| 1993 | 2858.1518 | 1124.7725
| 1994 | 2858.01 | 1124.7725
| 1995 | 2857.8325 | 1124.7725
| 1996 | 2857.6857 | 1124.7725
| 1997 | 2857.4459 | 1124.7725
| 1998 | 2857.2975 | 1124.7725
| 1999 | 2856.9901 | 1124.7725
| 2000 | 2856.7407 | 1124.7725
| 2001 | 2856.6056 | 1124.7725
| 2002 | 2856.3954 | 1124.7725
| 2003 | 2856.226 | 1124.7725
| 2004 | 2856.0586 | 1124.7725
| 2005 | 2855.9493 | 1124.7725
| 2006 | 2855.8156 | 1124.7725
| 2007 | 2855.6299 | 1124.7725
| 2008 | 2855.3675 | 1124.7725
| 2009 | 2855.1877 | 1124.7725
| 2010 | 2855.0101 | 1124.7725
| 2011 | 2854.6924 | 1124.7725
| 2012 | 2854.5049 | 1124.7725
| 2013 | 2854.2078 | 1124.7725
| 2014 | 2854.0557 | 1124.7725
| 2015 | 2853.8752 | 1124.7725
| 2016 | 2853.5981 | 1124.7725
| 2017 | 2853.408 | 1124.7725
| 2018 | 2853.2098 | 1124.7725
| 2019 | 2853.0464 | 1124.7725
| 2020 | 2852.9161 | 1124.7725
| 2021 | 2852.7601 | 1124.7725
| 2022 | 2852.5427 | 1124.7725
| 2023 | 2852.333 | 1124.7725
| 2024 | 2852.1636 | 1124.7725
| 2025 | 2851.9785 | 1124.7725
| 2026 | 2851.8018 | 1124.7725
| 2027 | 2851.7284 | 1124.7725
| 2028 | 2851.6065 | 1124.7725
| 2029 | 2851.4506 | 1124.7725
| 2030 | 2851.1961 | 1124.7725
| 2031 | 2851.0305 | 1124.7725
| 2032 | 2850.8639 | 1124.7725
| 2033 | 2850.57 | 1124.7725
| 2034 | 2850.378 | 1124.7725
| 2035 | 2850.1866 | 1124.7725
| 2036 | 2849.9167 | 1124.7725
| 2037 | 2849.7829 | 1124.7725
| 2038 | 2849.4626 | 1124.7725
| 2039 | 2849.2921 | 1124.7725
| 2040 | 2849.1329 | 1124.7725
| 2041 | 2848.8979 | 1124.7725
| 2042 | 2848.5314 | 1124.7725
| 2043 | 2848.342 | 1124.7725
| 2044 | 2848.068 | 1124.7725
| 2045 | 2847.9065 | 1124.7725
| 2046 | 2847.7853 | 1124.7725
| 2047 | 2847.642 | 1124.7725
| 2048 | 2847.2871 | 1124.7725
| 2049 | 2847.0839 | 1124.7725
| 2050 | 2846.9125 | 1124.7725
| 2051 | 2846.6815 | 1124.7725
| 2052 | 2846.4529 | 1124.7725
| 2053 | 2846.1511 | 1124.7725
| 2054 | 2845.9774 | 1124.7725
| 2055 | 2845.7537 | 1124.7725
| 2056 | 2845.4408 | 1124.7725
| 2057 | 2845.2962 | 1124.7725
| 2058 | 2845.0847 | 1124.7725
| 2059 | 2844.811 | 1124.7725
| 2060 | 2844.6518 | 1124.7725
| 2061 | 2844.4609 | 1124.7725
| 2062 | 2844.2352 | 1124.7725
| 2063 | 2844.024 | 1124.7725
| 2064 | 2843.7359 | 1124.7725
| 2065 | 2843.5132 | 1124.7725
| 2066 | 2843.2962 | 1124.7725
| 2067 | 2843.0965 | 1124.7725
| 2068 | 2842.8829 | 1124.7725
| 2069 | 2842.5056 | 1124.7725
| 2070 | 2842.2745 | 1124.7725
| 2071 | 2842.1339 | 1124.7725
| 2072 | 2841.9539 | 1124.7725
| 2073 | 2841.7991 | 1124.7725
| 2074 | 2841.7006 | 1124.7725
| 2075 | 2841.5124 | 1124.7725
| 2076 | 2841.4151 | 1124.7725
| 2077 | 2841.1886 | 1124.7725
| 2078 | 2841.0294 | 1124.7725
| 2079 | 2840.8854 | 1124.7725
| 2080 | 2840.7313 | 1124.7725
| 2081 | 2840.5568 | 1124.7725
| 2082 | 2840.3408 | 1124.7725
| 2083 | 2840.2431 | 1124.7725
| 2084 | 2840.0721 | 1124.7725
| 2085 | 2839.9252 | 1124.7725
| 2086 | 2839.8304 | 1124.7725
| 2087 | 2839.7168 | 1124.7725
| 2088 | 2839.5866 | 1124.7725
| 2089 | 2839.4452 | 1124.7725
| 2090 | 2839.2011 | 1124.7725
| 2091 | 2838.9531 | 1124.7725
| 2092 | 2838.6982 | 1124.7725
| 2093 | 2838.4271 | 1124.7725
| 2094 | 2838.2688 | 1124.7725
| 2095 | 2838.034 | 1124.7725
| 2096 | 2837.7849 | 1124.7725
| 2097 | 2837.6241 | 1124.7725
| 2098 | 2837.3919 | 1124.7725
| 2099 | 2837.1273 | 1124.7725
| 2100 | 2836.9043 | 1124.7725
| 2101 | 2836.5845 | 1124.7725
| 2102 | 2836.4021 | 1124.7725
| 2103 | 2836.2146 | 1124.7725
| 2104 | 2835.8821 | 1124.7725
| 2105 | 2835.7163 | 1124.7725
| 2106 | 2835.5665 | 1124.7725
| 2107 | 2835.3984 | 1124.7725
| 2108 | 2835.2703 | 1124.7725
| 2109 | 2835.0451 | 1124.7725
| 2110 | 2834.7703 | 1124.7725
| 2111 | 2834.5886 | 1124.7725
| 2112 | 2834.3887 | 1124.7725
| 2113 | 2834.1977 | 1124.7725
| 2114 | 2833.913 | 1124.7725
| 2115 | 2833.7036 | 1124.7725
| 2116 | 2833.5214 | 1124.7725
| 2117 | 2833.2824 | 1124.7725
| 2118 | 2833.0851 | 1124.7725
| 2119 | 2832.9594 | 1124.7725
| 2120 | 2832.7911 | 1124.7725
| 2121 | 2832.528 | 1124.7725
| 2122 | 2832.3354 | 1124.7725
| 2123 | 2832.0642 | 1124.7725
| 2124 | 2831.9146 | 1124.7725
| 2125 | 2831.6134 | 1124.7725
| 2126 | 2831.4549 | 1124.7725
| 2127 | 2831.2292 | 1124.7725
| 2128 | 2831.0599 | 1124.7725
| 2129 | 2830.7998 | 1124.7725
| 2130 | 2830.6239 | 1124.7725
| 2131 | 2830.4956 | 1124.7725
| 2132 | 2830.2845 | 1124.7725
| 2133 | 2830.0391 | 1124.7725
| 2134 | 2829.7434 | 1124.7725
| 2135 | 2829.604 | 1124.7725
| 2136 | 2829.4214 | 1124.7725
| 2137 | 2829.2802 | 1124.7725
| 2138 | 2829.0618 | 1124.7725
| 2139 | 2828.9236 | 1124.7725
| 2140 | 2828.7783 | 1124.7725
| 2141 | 2828.6619 | 1124.7725
| 2142 | 2828.4523 | 1124.7725
| 2143 | 2828.3178 | 1124.7725
| 2144 | 2828.1395 | 1124.7725
| 2145 | 2827.9663 | 1124.7725
| 2146 | 2827.7987 | 1124.7725
| 2147 | 2827.6487 | 1124.7725
| 2148 | 2827.2897 | 1124.7725
| 2149 | 2827.0562 | 1124.7725
| 2150 | 2826.8577 | 1124.7725
| 2151 | 2826.6319 | 1124.7725
| 2152 | 2826.4153 | 1124.7725
| 2153 | 2826.1776 | 1124.7725
| 2154 | 2825.9742 | 1124.7725
| 2155 | 2825.7575 | 1124.7725
| 2156 | 2825.5611 | 1124.7725
| 2157 | 2825.3321 | 1124.7725
| 2158 | 2825.1491 | 1124.7725
| 2159 | 2824.9079 | 1124.7725
| 2160 | 2824.7544 | 1124.7725
| 2161 | 2824.5664 | 1124.7725
| 2162 | 2824.3561 | 1124.7725
| 2163 | 2824.2588 | 1124.7725
| 2164 | 2824.1606 | 1124.7725
| 2165 | 2823.9156 | 1124.7725
| 2166 | 2823.7221 | 1124.7725
| 2167 | 2823.5387 | 1124.7725
| 2168 | 2823.3237 | 1124.7725
| 2169 | 2823.1404 | 1124.7725
| 2170 | 2822.8725 | 1124.7725
| 2171 | 2822.6596 | 1124.7725
| 2172 | 2822.4457 | 1124.7725
| 2173 | 2822.2489 | 1124.7725
| 2174 | 2822.0514 | 1124.7725
| 2175 | 2821.82 | 1124.7725
| 2176 | 2821.6836 | 1124.7725
| 2177 | 2821.509 | 1124.7725
| 2178 | 2821.3626 | 1124.7725
| 2179 | 2821.1831 | 1124.7725
| 2180 | 2820.9555 | 1124.7725
| 2181 | 2820.8567 | 1124.7725
| 2182 | 2820.65 | 1124.7725
| 2183 | 2820.4376 | 1124.7725
| 2184 | 2820.3266 | 1124.7725
| 2185 | 2820.1237 | 1124.7725
| 2186 | 2819.9293 | 1124.7725
| 2187 | 2819.7134 | 1124.7725
| 2188 | 2819.5409 | 1124.7725
| 2189 | 2819.3549 | 1124.7725
| 2190 | 2819.214 | 1124.7725
| 2191 | 2819.1066 | 1124.7725
| 2192 | 2818.9711 | 1124.7725
| 2193 | 2818.8163 | 1124.7725
| 2194 | 2818.5089 | 1124.7725
| 2195 | 2818.309 | 1124.7725
| 2196 | 2818.1923 | 1124.7725
| 2197 | 2817.9783 | 1124.7725
| 2198 | 2817.6216 | 1124.7725
| 2199 | 2817.498 | 1124.7725
| 2200 | 2817.1841 | 1124.7725
| 2201 | 2816.9816 | 1124.7725
| 2202 | 2816.7778 | 1124.7725
| 2203 | 2816.5528 | 1124.7725
| 2204 | 2816.3335 | 1124.7725
| 2205 | 2816.1871 | 1124.7725
| 2206 | 2815.95 | 1124.7725
| 2207 | 2815.726 | 1124.7725
| 2208 | 2815.5627 | 1124.7725
| 2209 | 2815.4176 | 1124.7725
| 2210 | 2815.219 | 1124.7725
| 2211 | 2815.1236 | 1124.7725
| 2212 | 2814.8905 | 1124.7725
| 2213 | 2814.6558 | 1124.7725
| 2214 | 2814.4663 | 1124.7725
| 2215 | 2814.2544 | 1124.7725
| 2216 | 2814.1303 | 1124.7725
| 2217 | 2813.8909 | 1124.7725
| 2218 | 2813.6853 | 1124.7725
| 2219 | 2813.4919 | 1124.7725
| 2220 | 2813.2853 | 1124.7725
| 2221 | 2812.9662 | 1124.7725
| 2222 | 2812.7937 | 1124.7725
| 2223 | 2812.5799 | 1124.7725
| 2224 | 2812.399 | 1124.7725
| 2225 | 2812.2161 | 1124.7725
| 2226 | 2812.0533 | 1124.7725
| 2227 | 2811.9224 | 1124.7725
| 2228 | 2811.7057 | 1124.7725
| 2229 | 2811.5531 | 1124.7725
| 2230 | 2811.357 | 1124.7725
| 2231 | 2811.2273 | 1124.7725
| 2232 | 2811.0374 | 1124.7725
| 2233 | 2810.8699 | 1124.7725
| 2234 | 2810.677 | 1124.7725
| 2235 | 2810.4938 | 1124.7725
| 2236 | 2810.2444 | 1124.7725
| 2237 | 2810.1601 | 1124.7725
| 2238 | 2809.9364 | 1124.7725
| 2239 | 2809.796 | 1124.7725
| 2240 | 2809.6468 | 1124.7725
| 2241 | 2809.3937 | 1124.7725
| 2242 | 2809.2478 | 1124.7725
| 2243 | 2809.1412 | 1124.7725
| 2244 | 2808.9888 | 1124.7725
| 2245 | 2808.8478 | 1124.7725
| 2246 | 2808.6683 | 1124.7725
| 2247 | 2808.543 | 1124.7725
| 2248 | 2808.3584 | 1124.7725
| 2249 | 2808.2657 | 1124.7725
| 2250 | 2808.0442 | 1124.7725
| 2251 | 2807.7709 | 1124.7725
| 2252 | 2807.6173 | 1124.7725
| 2253 | 2807.4797 | 1124.7725
| 2254 | 2807.2648 | 1124.7725
| 2255 | 2806.9056 | 1124.7725
| 2256 | 2806.7331 | 1124.7725
| 2257 | 2806.5913 | 1124.7725
| 2258 | 2806.4496 | 1124.7725
| 2259 | 2806.2212 | 1124.7725
| 2260 | 2806.0837 | 1124.7725
| 2261 | 2805.9501 | 1124.7725
| 2262 | 2805.7664 | 1124.7725
| 2263 | 2805.6457 | 1124.7725
| 2264 | 2805.471 | 1124.7725
| 2265 | 2805.3439 | 1124.7725
| 2266 | 2805.0974 | 1124.7725
| 2267 | 2804.9611 | 1124.7725
| 2268 | 2804.7805 | 1124.7725
| 2269 | 2804.6009 | 1124.7725
| 2270 | 2804.485 | 1124.7725
| 2271 | 2804.3411 | 1124.7725
| 2272 | 2804.2368 | 1124.7725
| 2273 | 2804.0188 | 1124.7725
| 2274 | 2803.8756 | 1124.7725
| 2275 | 2803.773 | 1124.7725
| 2276 | 2803.4916 | 1124.7725
| 2277 | 2803.285 | 1124.7725
| 2278 | 2803.1432 | 1124.7725
| 2279 | 2802.9253 | 1124.7725
| 2280 | 2802.7028 | 1124.7725
| 2281 | 2802.5404 | 1124.7725
| 2282 | 2802.3839 | 1124.7725
| 2283 | 2802.1502 | 1124.7725
| 2284 | 2801.983 | 1124.7725
| 2285 | 2801.8452 | 1124.7725
| 2286 | 2801.6949 | 1124.7725
| 2287 | 2801.4991 | 1124.7725
| 2288 | 2801.336 | 1124.7725
| 2289 | 2801.1213 | 1124.7725
| 2290 | 2801.0101 | 1124.7725
| 2291 | 2800.7998 | 1124.7725
| 2292 | 2800.5925 | 1124.7725
| 2293 | 2800.3575 | 1124.7725
| 2294 | 2800.2297 | 1124.7725
| 2295 | 2799.9603 | 1124.7725
| 2296 | 2799.7856 | 1124.7725
| 2297 | 2799.5158 | 1124.7725
| 2298 | 2799.402 | 1124.7725
| 2299 | 2799.2349 | 1124.7725
| 2300 | 2799.1653 | 1124.7725
| 2301 | 2798.9214 | 1124.7725
| 2302 | 2798.7118 | 1124.7725
| 2303 | 2798.5849 | 1124.7725
| 2304 | 2798.4182 | 1124.7725
| 2305 | 2798.1743 | 1124.7725
| 2306 | 2797.9149 | 1124.7725
| 2307 | 2797.747 | 1124.7725
| 2308 | 2797.5938 | 1124.7725
| 2309 | 2797.4214 | 1124.7725
| 2310 | 2797.3047 | 1124.7725
| 2311 | 2797.1231 | 1124.7725
| 2312 | 2796.9012 | 1124.7725
| 2313 | 2796.731 | 1124.7725
| 2314 | 2796.5003 | 1124.7725
| 2315 | 2796.3809 | 1124.7725
| 2316 | 2796.096 | 1124.7725
| 2317 | 2795.8871 | 1124.7725
| 2318 | 2795.7377 | 1124.7725
| 2319 | 2795.5596 | 1124.7725
| 2320 | 2795.3668 | 1124.7725
| 2321 | 2795.2283 | 1124.7725
| 2322 | 2795.007 | 1124.7725
| 2323 | 2794.8361 | 1124.7725
| 2324 | 2794.6535 | 1124.7725
| 2325 | 2794.4872 | 1124.7725
| 2326 | 2794.218 | 1124.7725
| 2327 | 2793.9584 | 1124.7725
| 2328 | 2793.8212 | 1124.7725
| 2329 | 2793.7329 | 1124.7725
| 2330 | 2793.5566 | 1124.7725
| 2331 | 2793.3215 | 1124.7725
| 2332 | 2793.093 | 1124.7725
| 2333 | 2792.9159 | 1124.7725
| 2334 | 2792.6839 | 1124.7725
| 2335 | 2792.4539 | 1124.7725
| 2336 | 2792.2202 | 1124.7725
| 2337 | 2792.061 | 1124.7725
| 2338 | 2791.9264 | 1124.7725
| 2339 | 2791.7144 | 1124.7725
| 2340 | 2791.5701 | 1124.7725
| 2341 | 2791.3247 | 1124.7725
| 2342 | 2791.1527 | 1124.7725
| 2343 | 2791.0483 | 1124.7725
| 2344 | 2790.904 | 1124.7725
| 2345 | 2790.7381 | 1124.7725
| 2346 | 2790.6407 | 1124.7725
| 2347 | 2790.4747 | 1124.7725
| 2348 | 2790.2722 | 1124.7725
| 2349 | 2790.1531 | 1124.7725
| 2350 | 2790.0202 | 1124.7725
| 2351 | 2789.8454 | 1124.7725
| 2352 | 2789.6654 | 1124.7725
| 2353 | 2789.5199 | 1124.7725
| 2354 | 2789.3803 | 1124.7725
| 2355 | 2789.2471 | 1124.7725
| 2356 | 2789.1079 | 1124.7725
| 2357 | 2788.8824 | 1124.7725
| 2358 | 2788.7288 | 1124.7725
| 2359 | 2788.5208 | 1124.7725
| 2360 | 2788.3726 | 1124.7725
| 2361 | 2788.2296 | 1124.7725
| 2362 | 2788.1239 | 1124.7725
| 2363 | 2787.9439 | 1124.7725
| 2364 | 2787.7437 | 1124.7725
| 2365 | 2787.597 | 1124.7725
| 2366 | 2787.4819 | 1124.7725
| 2367 | 2787.3523 | 1124.7725
| 2368 | 2787.1319 | 1124.7725
| 2369 | 2786.9123 | 1124.7725
| 2370 | 2786.6463 | 1124.7725
| 2371 | 2786.4254 | 1124.7725
| 2372 | 2786.2638 | 1124.7725
| 2373 | 2786.1112 | 1124.7725
| 2374 | 2785.9162 | 1124.7725
| 2375 | 2785.7425 | 1124.7725
| 2376 | 2785.593 | 1124.7725
| 2377 | 2785.3768 | 1124.7725
| 2378 | 2785.1841 | 1124.7725
| 2379 | 2785.0453 | 1124.7725
| 2380 | 2784.9015 | 1124.7725
| 2381 | 2784.6029 | 1124.7725
| 2382 | 2784.4778 | 1124.7725
| 2383 | 2784.2325 | 1124.7725
| 2384 | 2784.0526 | 1124.7725
| 2385 | 2783.9261 | 1124.7725
| 2386 | 2783.8232 | 1124.7725
| 2387 | 2783.7615 | 1124.7725
| 2388 | 2783.6552 | 1124.7725
| 2389 | 2783.5301 | 1124.7725
| 2390 | 2783.3794 | 1124.7725
| 2391 | 2783.2076 | 1124.7725
| 2392 | 2782.9946 | 1124.7725
| 2393 | 2782.8419 | 1124.7725
| 2394 | 2782.6382 | 1124.7725
| 2395 | 2782.4343 | 1124.7725
| 2396 | 2782.3023 | 1124.7725
| 2397 | 2782.0545 | 1124.7725
| 2398 | 2781.9225 | 1124.7725
| 2399 | 2781.836 | 1124.7725
| 2400 | 2781.6798 | 1124.7725
| 2401 | 2781.5133 | 1124.7725
| 2402 | 2781.2726 | 1124.7725
| 2403 | 2781.1349 | 1124.7725
| 2404 | 2780.8719 | 1124.7725
| 2405 | 2780.6875 | 1124.7725
| 2406 | 2780.4345 | 1124.7725
| 2407 | 2780.1734 | 1124.7725
| 2408 | 2780.0308 | 1124.7725
| 2409 | 2779.8778 | 1124.7725
| 2410 | 2779.7439 | 1124.7725
| 2411 | 2779.549 | 1124.7725
| 2412 | 2779.4212 | 1124.7725
| 2413 | 2779.2535 | 1124.7725
| 2414 | 2779.0146 | 1124.7725
| 2415 | 2778.9018 | 1124.7725
| 2416 | 2778.7328 | 1124.7725
| 2417 | 2778.5697 | 1124.7725
| 2418 | 2778.3131 | 1124.7725
| 2419 | 2778.1829 | 1124.7725
| 2420 | 2778.0537 | 1124.7725
| 2421 | 2777.8008 | 1124.7725
| 2422 | 2777.6285 | 1124.7725
| 2423 | 2777.4841 | 1124.7725
| 2424 | 2777.2394 | 1124.7725
| 2425 | 2777.0521 | 1124.7725
| 2426 | 2776.9118 | 1124.7725
| 2427 | 2776.7672 | 1124.7725
| 2428 | 2776.594 | 1124.7725
| 2429 | 2776.4577 | 1124.7725
| 2430 | 2776.2287 | 1124.7725
| 2431 | 2776.0536 | 1124.7725
| 2432 | 2775.9664 | 1124.7725
| 2433 | 2775.8515 | 1124.7725
| 2434 | 2775.6964 | 1124.7725
| 2435 | 2775.4966 | 1124.7725
| 2436 | 2775.3484 | 1124.7725
| 2437 | 2775.1644 | 1124.7725
| 2438 | 2774.9458 | 1124.7725
| 2439 | 2774.7182 | 1124.7725
| 2440 | 2774.5441 | 1124.7725
| 2441 | 2774.4318 | 1124.7725
| 2442 | 2774.342 | 1124.7725
| 2443 | 2774.1544 | 1124.7725
| 2444 | 2773.9034 | 1124.7725
| 2445 | 2773.7671 | 1124.7725
| 2446 | 2773.6025 | 1124.7725
| 2447 | 2773.4852 | 1124.7725
| 2448 | 2773.3216 | 1124.7725
| 2449 | 2773.1351 | 1124.7725
| 2450 | 2772.9633 | 1124.7725
| 2451 | 2772.7766 | 1124.7725
| 2452 | 2772.5751 | 1124.7725
| 2453 | 2772.4418 | 1124.7725
| 2454 | 2772.2008 | 1124.7725
| 2455 | 2772.0447 | 1124.7725
| 2456 | 2771.915 | 1124.7725
| 2457 | 2771.7927 | 1124.7725
| 2458 | 2771.5634 | 1124.7725
| 2459 | 2771.4533 | 1124.7725
| 2460 | 2771.3513 | 1124.7725
| 2461 | 2771.194 | 1124.7725
| 2462 | 2771.0571 | 1124.7725
| 2463 | 2770.8625 | 1124.7725
| 2464 | 2770.7393 | 1124.7725
| 2465 | 2770.5767 | 1124.7725
| 2466 | 2770.4461 | 1124.7725
| 2467 | 2770.2322 | 1124.7725
| 2468 | 2770.1211 | 1124.7725
| 2469 | 2770.0318 | 1124.7725
| 2470 | 2769.7946 | 1124.7725
| 2471 | 2769.6188 | 1124.7725
| 2472 | 2769.5317 | 1124.7725
| 2473 | 2769.4249 | 1124.7725
| 2474 | 2769.2136 | 1124.7725
| 2475 | 2769.0696 | 1124.7725
| 2476 | 2768.9759 | 1124.7725
| 2477 | 2768.7627 | 1124.7725
| 2478 | 2768.6235 | 1124.7725
| 2479 | 2768.4804 | 1124.7725
| 2480 | 2768.2612 | 1124.7725
| 2481 | 2768.1175 | 1124.7725
| 2482 | 2767.872 | 1124.7725
| 2483 | 2767.7135 | 1124.7725
| 2484 | 2767.5232 | 1124.7725
| 2485 | 2767.3545 | 1124.7725
| 2486 | 2767.2371 | 1124.7725
| 2487 | 2767.0095 | 1124.7725
| 2488 | 2766.8101 | 1124.7725
| 2489 | 2766.6221 | 1124.7725
| 2490 | 2766.4081 | 1124.7725
| 2491 | 2766.2313 | 1124.7725
| 2492 | 2766.0301 | 1124.7725
| 2493 | 2765.9026 | 1124.7725
| 2494 | 2765.7674 | 1124.7725
| 2495 | 2765.6471 | 1124.7725
| 2496 | 2765.4814 | 1124.7725
| 2497 | 2765.3286 | 1124.7725
| 2498 | 2765.1947 | 1124.7725
| 2499 | 2764.9938 | 1124.7725
| 2500 | 2764.8535 | 1124.7725
| 2501 | 2764.7087 | 1124.7725
| 2502 | 2764.6073 | 1124.7725
| 2503 | 2764.4597 | 1124.7725
| 2504 | 2764.369 | 1124.7725
| 2505 | 2764.1558 | 1124.7725
| 2506 | 2763.9564 | 1124.7725
| 2507 | 2763.7993 | 1124.7725
| 2508 | 2763.5923 | 1124.7725
| 2509 | 2763.4315 | 1124.7725
| 2510 | 2763.2289 | 1124.7725
| 2511 | 2763.0502 | 1124.7725
| 2512 | 2762.8408 | 1124.7725
| 2513 | 2762.637 | 1124.7725
| 2514 | 2762.4906 | 1124.7725
| 2515 | 2762.2917 | 1124.7725
| 2516 | 2762.1793 | 1124.7725
| 2517 | 2761.9864 | 1124.7725
| 2518 | 2761.7803 | 1124.7725
| 2519 | 2761.5128 | 1124.7725
| 2520 | 2761.3536 | 1124.7725
| 2521 | 2761.0887 | 1124.7725
| 2522 | 2760.9342 | 1124.7725
| 2523 | 2760.721 | 1124.7725
| 2524 | 2760.5576 | 1124.7725
| 2525 | 2760.3366 | 1124.7725
| 2526 | 2760.2597 | 1124.7725
| 2527 | 2759.9862 | 1124.7725
| 2528 | 2759.8869 | 1124.7725
| 2529 | 2759.7022 | 1124.7725
| 2530 | 2759.5702 | 1124.7725
| 2531 | 2759.377 | 1124.7725
| 2532 | 2759.2401 | 1124.7725
| 2533 | 2759.1224 | 1124.7725
| 2534 | 2758.9096 | 1124.7725
| 2535 | 2758.5875 | 1124.7725
| 2536 | 2758.4381 | 1124.7725
| 2537 | 2758.2766 | 1124.7725
| 2538 | 2758.1297 | 1124.7725
| 2539 | 2758.0105 | 1124.7725
| 2540 | 2757.9304 | 1124.7725
| 2541 | 2757.7925 | 1124.7725
| 2542 | 2757.6325 | 1124.7725
| 2543 | 2757.3775 | 1124.7725
| 2544 | 2757.2619 | 1124.7725
| 2545 | 2757.1351 | 1124.7725
| 2546 | 2757.0544 | 1124.7725
| 2547 | 2756.9351 | 1124.7725
| 2548 | 2756.8437 | 1124.7725
| 2549 | 2756.6746 | 1124.7725
| 2550 | 2756.4299 | 1124.7725
| 2551 | 2756.3138 | 1124.7725
| 2552 | 2756.205 | 1124.7725
| 2553 | 2756.0882 | 1124.7725
| 2554 | 2755.9994 | 1124.7725
| 2555 | 2755.7972 | 1124.7725
| 2556 | 2755.6756 | 1124.7725
| 2557 | 2755.5395 | 1124.7725
| 2558 | 2755.4324 | 1124.7725
| 2559 | 2755.255 | 1124.7725
| 2560 | 2755.0351 | 1124.7725
| 2561 | 2754.8517 | 1124.7725
| 2562 | 2754.7479 | 1124.7725
| 2563 | 2754.5579 | 1124.7725
| 2564 | 2754.4317 | 1124.7725
| 2565 | 2754.2881 | 1124.7725
| 2566 | 2754.0526 | 1124.7725
| 2567 | 2753.8919 | 1124.7725
| 2568 | 2753.7072 | 1124.7725
| 2569 | 2753.5432 | 1124.7725
| 2570 | 2753.3656 | 1124.7725
| 2571 | 2753.2858 | 1124.7725
| 2572 | 2753.1819 | 1124.7725
| 2573 | 2752.9706 | 1124.7725
| 2574 | 2752.8779 | 1124.7725
| 2575 | 2752.6376 | 1124.7725
| 2576 | 2752.5057 | 1124.7725
| 2577 | 2752.2031 | 1124.7725
| 2578 | 2752.0869 | 1124.7725
| 2579 | 2751.9257 | 1124.7725
| 2580 | 2751.7758 | 1124.7725
| 2581 | 2751.5728 | 1124.7725
| 2582 | 2751.3836 | 1124.7725
| 2583 | 2751.286 | 1124.7725
| 2584 | 2751.1691 | 1124.7725
| 2585 | 2750.9538 | 1124.7725
| 2586 | 2750.8136 | 1124.7725
| 2587 | 2750.5929 | 1124.7725
| 2588 | 2750.4618 | 1124.7725
| 2589 | 2750.3143 | 1124.7725
| 2590 | 2750.1907 | 1124.7725
| 2591 | 2750.0574 | 1124.7725
| 2592 | 2749.9298 | 1124.7725
| 2593 | 2749.785 | 1124.7725
| 2594 | 2749.5796 | 1124.7725
| 2595 | 2749.4054 | 1124.7725
| 2596 | 2749.2505 | 1124.7725
| 2597 | 2749.1054 | 1124.7725
| 2598 | 2748.9941 | 1124.7725
| 2599 | 2748.8344 | 1124.7725
| 2600 | 2748.6574 | 1124.7725
| 2601 | 2748.5352 | 1124.7725
| 2602 | 2748.41 | 1124.7725
| 2603 | 2748.2884 | 1124.7725
| 2604 | 2748.1429 | 1124.7725
| 2605 | 2748.0461 | 1124.7725
| 2606 | 2747.9263 | 1124.7725
| 2607 | 2747.7791 | 1124.7725
| 2608 | 2747.4824 | 1124.7725
| 2609 | 2747.3069 | 1124.7725
| 2610 | 2747.1246 | 1124.7725
| 2611 | 2746.987 | 1124.7725
| 2612 | 2746.888 | 1124.7725
| 2613 | 2746.7469 | 1124.7725
| 2614 | 2746.6246 | 1124.7725
| 2615 | 2746.4928 | 1124.7725
| 2616 | 2746.3427 | 1124.7725
| 2617 | 2746.1683 | 1124.7725
| 2618 | 2745.9217 | 1124.7725
| 2619 | 2745.7673 | 1124.7725
| 2620 | 2745.6433 | 1124.7725
| 2621 | 2745.5468 | 1124.7725
| 2622 | 2745.4097 | 1124.7725
| 2623 | 2745.2726 | 1124.7725
| 2624 | 2745.1239 | 1124.7725
| 2625 | 2744.9757 | 1124.7725
| 2626 | 2744.7652 | 1124.7725
| 2627 | 2744.6626 | 1124.7725
| 2628 | 2744.4098 | 1124.7725
| 2629 | 2744.3007 | 1124.7725
| 2630 | 2744.1458 | 1124.7725
| 2631 | 2744.0125 | 1124.7725
| 2632 | 2743.908 | 1124.7725
| 2633 | 2743.7554 | 1124.7725
| 2634 | 2743.615 | 1124.7725
| 2635 | 2743.4518 | 1124.7725
| 2636 | 2743.3045 | 1124.7725
| 2637 | 2743.1053 | 1124.7725
| 2638 | 2742.8831 | 1124.7725
| 2639 | 2742.7482 | 1124.7725
| 2640 | 2742.5768 | 1124.7725
| 2641 | 2742.4282 | 1124.7725
| 2642 | 2742.2646 | 1124.7725
| 2643 | 2742.0706 | 1124.7725
| 2644 | 2741.8786 | 1124.7725
| 2645 | 2741.7806 | 1124.7725
| 2646 | 2741.6481 | 1124.7725
| 2647 | 2741.4884 | 1124.7725
| 2648 | 2741.3142 | 1124.7725
| 2649 | 2741.1473 | 1124.7725
| 2650 | 2740.7944 | 1124.7725
| 2651 | 2740.68 | 1124.7725
| 2652 | 2740.4387 | 1124.7725
| 2653 | 2740.3288 | 1124.7725
| 2654 | 2740.201 | 1124.7725
| 2655 | 2740.0228 | 1124.7725
| 2656 | 2739.8715 | 1124.7725
| 2657 | 2739.6837 | 1124.7725
| 2658 | 2739.4925 | 1124.7725
| 2659 | 2739.3151 | 1124.7725
| 2660 | 2739.1835 | 1124.7725
| 2661 | 2739.0194 | 1124.7725
| 2662 | 2738.8601 | 1124.7725
| 2663 | 2738.7493 | 1124.7725
| 2664 | 2738.602 | 1124.7725
| 2665 | 2738.4292 | 1124.7725
| 2666 | 2738.2361 | 1124.7725
| 2667 | 2738.0381 | 1124.7725
| 2668 | 2737.9198 | 1124.7725
| 2669 | 2737.7031 | 1124.7725
| 2670 | 2737.5347 | 1124.7725
| 2671 | 2737.3558 | 1124.7725
| 2672 | 2737.1858 | 1124.7725
| 2673 | 2736.9644 | 1124.7725
| 2674 | 2736.7989 | 1124.7725
| 2675 | 2736.6577 | 1124.7725
| 2676 | 2736.5191 | 1124.7725
| 2677 | 2736.3167 | 1124.7725
| 2678 | 2736.1258 | 1124.7725
| 2679 | 2735.9493 | 1124.7725
| 2680 | 2735.777 | 1124.7725
| 2681 | 2735.6481 | 1124.7725
| 2682 | 2735.4728 | 1124.7725
| 2683 | 2735.2706 | 1124.7725
| 2684 | 2734.9754 | 1124.7725
| 2685 | 2734.8183 | 1124.7725
| 2686 | 2734.606 | 1124.7725
| 2687 | 2734.2472 | 1124.7725
| 2688 | 2734.0728 | 1124.7725
| 2689 | 2733.9075 | 1124.7725
| 2690 | 2733.6923 | 1124.7725
| 2691 | 2733.5722 | 1124.7725
| 2692 | 2733.3507 | 1124.7725
| 2693 | 2733.1484 | 1124.7725
| 2694 | 2732.9913 | 1124.7725
| 2695 | 2732.7308 | 1124.7725
| 2696 | 2732.4867 | 1124.7725
| 2697 | 2732.2955 | 1124.7725
| 2698 | 2732.1417 | 1124.7725
| 2699 | 2731.9234 | 1124.7725
| 2700 | 2731.8007 | 1124.7725
| 2701 | 2731.6697 | 1124.7725
| 2702 | 2731.5262 | 1124.7725
| 2703 | 2731.3253 | 1124.7725
| 2704 | 2731.1545 | 1124.7725
| 2705 | 2730.9838 | 1124.7725
| 2706 | 2730.8497 | 1124.7725
| 2707 | 2730.6596 | 1124.7725
| 2708 | 2730.5278 | 1124.7725
| 2709 | 2730.3023 | 1124.7725
| 2710 | 2730.1196 | 1124.7725
| 2711 | 2729.9356 | 1124.7725
| 2712 | 2729.8163 | 1124.7725
| 2713 | 2729.6466 | 1124.7725
| 2714 | 2729.4718 | 1124.7725
| 2715 | 2729.3115 | 1124.7725
| 2716 | 2729.1933 | 1124.7725
| 2717 | 2729.0522 | 1124.7725
| 2718 | 2728.8757 | 1124.7725
| 2719 | 2728.6678 | 1124.7725
| 2720 | 2728.427 | 1124.7725
| 2721 | 2728.3059 | 1124.7725
| 2722 | 2728.1157 | 1124.7725
| 2723 | 2727.9615 | 1124.7725
| 2724 | 2727.7983 | 1124.7725
| 2725 | 2727.644 | 1124.7725
| 2726 | 2727.5306 | 1124.7725
| 2727 | 2727.3056 | 1124.7725
| 2728 | 2727.1717 | 1124.7725
| 2729 | 2726.9913 | 1124.7725
| 2730 | 2726.8655 | 1124.7725
| 2731 | 2726.731 | 1124.7725
| 2732 | 2726.5915 | 1124.7725
| 2733 | 2726.4346 | 1124.7725
| 2734 | 2726.309 | 1124.7725
| 2735 | 2726.156 | 1124.7725
| 2736 | 2725.9996 | 1124.7725
| 2737 | 2725.8509 | 1124.7725
| 2738 | 2725.712 | 1124.7725
| 2739 | 2725.5131 | 1124.7725
| 2740 | 2725.3753 | 1124.7725
| 2741 | 2725.257 | 1124.7725
| 2742 | 2725.0656 | 1124.7725
| 2743 | 2724.9694 | 1124.7725
| 2744 | 2724.8483 | 1124.7725
| 2745 | 2724.7196 | 1124.7725
| 2746 | 2724.6048 | 1124.7725
| 2747 | 2724.4279 | 1124.7725
| 2748 | 2724.3187 | 1124.7725
| 2749 | 2724.1284 | 1124.7725
| 2750 | 2723.9426 | 1124.7725
| 2751 | 2723.7478 | 1124.7725
| 2752 | 2723.5685 | 1124.7725
| 2753 | 2723.4534 | 1124.7725
| 2754 | 2723.3303 | 1124.7725
| 2755 | 2723.2293 | 1124.7725
| 2756 | 2723.1066 | 1124.7725
| 2757 | 2722.8994 | 1124.7725
| 2758 | 2722.7255 | 1124.7725
| 2759 | 2722.5764 | 1124.7725
| 2760 | 2722.3753 | 1124.7725
| 2761 | 2722.1937 | 1124.7725
| 2762 | 2722.0394 | 1124.7725
| 2763 | 2721.9251 | 1124.7725
| 2764 | 2721.7625 | 1124.7725
| 2765 | 2721.5341 | 1124.7725
| 2766 | 2721.4237 | 1124.7725
| 2767 | 2721.2994 | 1124.7725
| 2768 | 2721.1997 | 1124.7725
| 2769 | 2721.1297 | 1124.7725
| 2770 | 2721.0177 | 1124.7725
| 2771 | 2720.8576 | 1124.7725
| 2772 | 2720.7043 | 1124.7725
| 2773 | 2720.5584 | 1124.7725
| 2774 | 2720.3764 | 1124.7725
| 2775 | 2720.2389 | 1124.7725
| 2776 | 2720.1176 | 1124.7725
| 2777 | 2719.9784 | 1124.7725
| 2778 | 2719.781 | 1124.7725
| 2779 | 2719.5715 | 1124.7725
| 2780 | 2719.3932 | 1124.7725
| 2781 | 2719.2108 | 1124.7725
| 2782 | 2719.1027 | 1124.7725
| 2783 | 2718.9132 | 1124.7725
| 2784 | 2718.7266 | 1124.7725
| 2785 | 2718.6073 | 1124.7725
| 2786 | 2718.4983 | 1124.7725
| 2787 | 2718.3327 | 1124.7725
| 2788 | 2718.2159 | 1124.7725
| 2789 | 2718.1404 | 1124.7725
| 2790 | 2718.0192 | 1124.7725
| 2791 | 2717.8467 | 1124.7725
| 2792 | 2717.697 | 1124.7725
| 2793 | 2717.5524 | 1124.7725
| 2794 | 2717.4221 | 1124.7725
| 2795 | 2717.2489 | 1124.7725
| 2796 | 2717.0905 | 1124.7725
| 2797 | 2717 | 1124.7725
| 2798 | 2716.7958 | 1124.7725
| 2799 | 2716.6376 | 1124.7725
| 2800 | 2716.5082 | 1124.7725
| 2801 | 2716.3667 | 1124.7725
| 2802 | 2716.2434 | 1124.7725
| 2803 | 2716.127 | 1124.7725
| 2804 | 2715.9674 | 1124.7725
| 2805 | 2715.8794 | 1124.7725
| 2806 | 2715.6076 | 1124.7725
| 2807 | 2715.4685 | 1124.7725
| 2808 | 2715.4169 | 1124.7725
| 2809 | 2715.2977 | 1124.7725
| 2810 | 2715.2001 | 1124.7725
| 2811 | 2715.0527 | 1124.7725
| 2812 | 2714.8938 | 1124.7725
| 2813 | 2714.7248 | 1124.7725
| 2814 | 2714.5759 | 1124.7725
| 2815 | 2714.4487 | 1124.7725
| 2816 | 2714.2755 | 1124.7725
| 2817 | 2714.0535 | 1124.7725
| 2818 | 2713.9305 | 1124.7725
| 2819 | 2713.812 | 1124.7725
| 2820 | 2713.6082 | 1124.7725
| 2821 | 2713.4464 | 1124.7725
| 2822 | 2713.3652 | 1124.7725
| 2823 | 2713.2442 | 1124.7725
| 2824 | 2713.0354 | 1124.7725
| 2825 | 2712.8377 | 1124.7725
| 2826 | 2712.7063 | 1124.7725
| 2827 | 2712.5899 | 1124.7725
| 2828 | 2712.4628 | 1124.7725
| 2829 | 2712.3089 | 1124.7725
| 2830 | 2712.1921 | 1124.7725
| 2831 | 2712.0797 | 1124.7725
| 2832 | 2711.9345 | 1124.7725
| 2833 | 2711.7536 | 1124.7725
| 2834 | 2711.6384 | 1124.7725
| 2835 | 2711.5649 | 1124.7725
| 2836 | 2711.458 | 1124.7725
| 2837 | 2711.2516 | 1124.7725
| 2838 | 2711.1504 | 1124.7725
| 2839 | 2710.9456 | 1124.7725
| 2840 | 2710.8222 | 1124.7725
| 2841 | 2710.5313 | 1124.7725
| 2842 | 2710.4076 | 1124.7725
| 2843 | 2710.2541 | 1124.7725
| 2844 | 2710.1705 | 1124.7725
| 2845 | 2710.0106 | 1124.7725
| 2846 | 2709.9128 | 1124.7725
| 2847 | 2709.7322 | 1124.7725
| 2848 | 2709.6113 | 1124.7725
| 2849 | 2709.4812 | 1124.7725
| 2850 | 2709.361 | 1124.7725
| 2851 | 2709.2122 | 1124.7725
| 2852 | 2709.0293 | 1124.7725
| 2853 | 2708.9312 | 1124.7725
| 2854 | 2708.8181 | 1124.7725
| 2855 | 2708.6849 | 1124.7725
| 2856 | 2708.517 | 1124.7725
| 2857 | 2708.4109 | 1124.7725
| 2858 | 2708.2564 | 1124.7725
| 2859 | 2708.1057 | 1124.7725
| 2860 | 2708.0108 | 1124.7725
| 2861 | 2707.8167 | 1124.7725
| 2862 | 2707.7299 | 1124.7725
| 2863 | 2707.6038 | 1124.7725
| 2864 | 2707.4937 | 1124.7725
| 2865 | 2707.3514 | 1124.7725
| 2866 | 2707.1817 | 1124.7725
| 2867 | 2707.0583 | 1124.7725
| 2868 | 2706.8957 | 1124.7725
| 2869 | 2706.7395 | 1124.7725
| 2870 | 2706.5707 | 1124.7725
| 2871 | 2706.4168 | 1124.7725
| 2872 | 2706.2879 | 1124.7725
| 2873 | 2706.1105 | 1124.7725
| 2874 | 2706.0253 | 1124.7725
| 2875 | 2705.8049 | 1124.7725
| 2876 | 2705.7093 | 1124.7725
| 2877 | 2705.5466 | 1124.7725
| 2878 | 2705.4211 | 1124.7725
| 2879 | 2705.2877 | 1124.7725
| 2880 | 2705.205 | 1124.7725
| 2881 | 2705.0687 | 1124.7725
| 2882 | 2704.8617 | 1124.7725
| 2883 | 2704.7573 | 1124.7725
| 2884 | 2704.6481 | 1124.7725
| 2885 | 2704.5391 | 1124.7725
| 2886 | 2704.4119 | 1124.7725
| 2887 | 2704.2577 | 1124.7725
| 2888 | 2704.1482 | 1124.7725
| 2889 | 2704.0214 | 1124.7725
| 2890 | 2703.7792 | 1124.7725
| 2891 | 2703.7068 | 1124.7725
| 2892 | 2703.5501 | 1124.7725
| 2893 | 2703.449 | 1124.7725
| 2894 | 2703.2518 | 1124.7725
| 2895 | 2703.0687 | 1124.7725
| 2896 | 2702.8607 | 1124.7725
| 2897 | 2702.69 | 1124.7725
| 2898 | 2702.6192 | 1124.7725
| 2899 | 2702.4416 | 1124.7725
| 2900 | 2702.2331 | 1124.7725
| 2901 | 2702.0757 | 1124.7725
| 2902 | 2701.9476 | 1124.7725
| 2903 | 2701.8175 | 1124.7725
| 2904 | 2701.6446 | 1124.7725
| 2905 | 2701.5067 | 1124.7725
| 2906 | 2701.2646 | 1124.7725
| 2907 | 2701.099 | 1124.7725
| 2908 | 2700.9906 | 1124.7725
| 2909 | 2700.8494 | 1124.7725
| 2910 | 2700.6789 | 1124.7725
| 2911 | 2700.4582 | 1124.7725
| 2912 | 2700.3003 | 1124.7725
| 2913 | 2700.1168 | 1124.7725
| 2914 | 2700.0471 | 1124.7725
| 2915 | 2699.746 | 1124.7725
| 2916 | 2699.6103 | 1124.7725
| 2917 | 2699.4639 | 1124.7725
| 2918 | 2699.3754 | 1124.7725
| 2919 | 2699.2229 | 1124.7725
| 2920 | 2699.1129 | 1124.7725
| 2921 | 2698.9549 | 1124.7725
| 2922 | 2698.8321 | 1124.7725
| 2923 | 2698.7125 | 1124.7725
| 2924 | 2698.5328 | 1124.7725
| 2925 | 2698.3426 | 1124.7725
| 2926 | 2698.1794 | 1124.7725
| 2927 | 2697.9216 | 1124.7725
| 2928 | 2697.806 | 1124.7725
| 2929 | 2697.71 | 1124.7725
| 2930 | 2697.5607 | 1124.7725
| 2931 | 2697.4283 | 1124.7725
| 2932 | 2697.3446 | 1124.7725
| 2933 | 2697.2205 | 1124.7725
| 2934 | 2697.0613 | 1124.7725
| 2935 | 2696.7728 | 1124.7725
| 2936 | 2696.5647 | 1124.7725
| 2937 | 2696.4571 | 1124.7725
| 2938 | 2696.3024 | 1124.7725
| 2939 | 2696.2242 | 1124.7725
| 2940 | 2696.0663 | 1124.7725
| 2941 | 2695.8231 | 1124.7725
| 2942 | 2695.6383 | 1124.7725
| 2943 | 2695.407 | 1124.7725
| 2944 | 2695.1833 | 1124.7725
| 2945 | 2695.0852 | 1124.7725
| 2946 | 2694.9246 | 1124.7725
| 2947 | 2694.7934 | 1124.7725
| 2948 | 2694.6701 | 1124.7725
| 2949 | 2694.5145 | 1124.7725
| 2950 | 2694.4114 | 1124.7725
| 2951 | 2694.2437 | 1124.7725
| 2952 | 2694.1495 | 1124.7725
| 2953 | 2693.9988 | 1124.7725
| 2954 | 2693.8606 | 1124.7725
| 2955 | 2693.7895 | 1124.7725
| 2956 | 2693.6179 | 1124.7725
| 2957 | 2693.4954 | 1124.7725
| 2958 | 2693.362 | 1124.7725
| 2959 | 2693.2275 | 1124.7725
| 2960 | 2693.0841 | 1124.7725
| 2961 | 2692.8914 | 1124.7725
| 2962 | 2692.6499 | 1124.7725
| 2963 | 2692.5763 | 1124.7725
| 2964 | 2692.4569 | 1124.7725
| 2965 | 2692.2655 | 1124.7725
| 2966 | 2692.1136 | 1124.7725
| 2967 | 2691.9627 | 1124.7725
| 2968 | 2691.7955 | 1124.7725
| 2969 | 2691.6098 | 1124.7725
| 2970 | 2691.4591 | 1124.7725
| 2971 | 2691.3287 | 1124.7725
| 2972 | 2691.2105 | 1124.7725
| 2973 | 2691.1284 | 1124.7725
| 2974 | 2690.9283 | 1124.7725
| 2975 | 2690.8017 | 1124.7725
| 2976 | 2690.632 | 1124.7725
| 2977 | 2690.5055 | 1124.7725
| 2978 | 2690.3252 | 1124.7725
| 2979 | 2690.208 | 1124.7725
| 2980 | 2690.0253 | 1124.7725
| 2981 | 2689.9141 | 1124.7725
| 2982 | 2689.781 | 1124.7725
| 2983 | 2689.619 | 1124.7725
| 2984 | 2689.5002 | 1124.7725
| 2985 | 2689.3637 | 1124.7725
| 2986 | 2689.1459 | 1124.7725
| 2987 | 2689.0182 | 1124.7725
| 2988 | 2688.8231 | 1124.7725
| 2989 | 2688.68 | 1124.7725
| 2990 | 2688.5039 | 1124.7725
| 2991 | 2688.3237 | 1124.7725
| 2992 | 2688.1807 | 1124.7725
| 2993 | 2688.0431 | 1124.7725
| 2994 | 2687.8806 | 1124.7725
| 2995 | 2687.7047 | 1124.7725
| 2996 | 2687.5884 | 1124.7725
| 2997 | 2687.403 | 1124.7725
| 2998 | 2687.2435 | 1124.7725
| 2999 | 2687.0844 | 1124.7725
| 3000 | 2686.9074 | 1124.7725
| 3001 | 2686.8202 | 1124.7725
| 3002 | 2686.7146 | 1124.7725
| 3003 | 2686.5782 | 1124.7725
| 3004 | 2686.394 | 1124.7725
| 3005 | 2686.2805 | 1124.7725
| 3006 | 2686.1469 | 1124.7725
| 3007 | 2686.032 | 1124.7725
| 3008 | 2685.8678 | 1124.7725
| 3009 | 2685.6953 | 1124.7725
| 3010 | 2685.5466 | 1124.7725
| 3011 | 2685.3808 | 1124.7725
| 3012 | 2685.1388 | 1124.7725
| 3013 | 2685.0083 | 1124.7725
| 3014 | 2684.8987 | 1124.7725
| 3015 | 2684.6579 | 1124.7725
| 3016 | 2684.5218 | 1124.7725
| 3017 | 2684.4274 | 1124.7725
| 3018 | 2684.2942 | 1124.7725
| 3019 | 2684.2197 | 1124.7725
| 3020 | 2684.126 | 1124.7725
| 3021 | 2684.0027 | 1124.7725
| 3022 | 2683.8691 | 1124.7725
| 3023 | 2683.6978 | 1124.7725
| 3024 | 2683.567 | 1124.7725
| 3025 | 2683.4355 | 1124.7725
| 3026 | 2683.2939 | 1124.7725
| 3027 | 2683.1979 | 1124.7725
| 3028 | 2682.9731 | 1124.7725
| 3029 | 2682.812 | 1124.7725
| 3030 | 2682.6847 | 1124.7725
| 3031 | 2682.5271 | 1124.7725
| 3032 | 2682.3445 | 1124.7725
| 3033 | 2682.1667 | 1124.7725
| 3034 | 2681.9343 | 1124.7725
| 3035 | 2681.7951 | 1124.7725
| 3036 | 2681.6101 | 1124.7725
| 3037 | 2681.4808 | 1124.7725
| 3038 | 2681.3294 | 1124.7725
| 3039 | 2681.1887 | 1124.7725
| 3040 | 2681.0409 | 1124.7725
| 3041 | 2680.9372 | 1124.7725
| 3042 | 2680.7671 | 1124.7725
| 3043 | 2680.6278 | 1124.7725
| 3044 | 2680.4805 | 1124.7725
| 3045 | 2680.3315 | 1124.7725
| 3046 | 2680.2081 | 1124.7725
| 3047 | 2680.0769 | 1124.7725
| 3048 | 2679.94 | 1124.7725
| 3049 | 2679.8013 | 1124.7725
| 3050 | 2679.6389 | 1124.7725
| 3051 | 2679.4015 | 1124.7725
| 3052 | 2679.2254 | 1124.7725
| 3053 | 2679.0401 | 1124.7725
| 3054 | 2678.932 | 1124.7725
| 3055 | 2678.8028 | 1124.7725
| 3056 | 2678.615 | 1124.7725
| 3057 | 2678.4994 | 1124.7725
| 3058 | 2678.3778 | 1124.7725
| 3059 | 2678.2945 | 1124.7725
| 3060 | 2678.1456 | 1124.7725
| 3061 | 2677.955 | 1124.7725
| 3062 | 2677.8023 | 1124.7725
| 3063 | 2677.6549 | 1124.7725
| 3064 | 2677.4783 | 1124.7725
| 3065 | 2677.3209 | 1124.7725
| 3066 | 2677.1963 | 1124.7725
| 3067 | 2677.0651 | 1124.7725
| 3068 | 2676.9168 | 1124.7725
| 3069 | 2676.8383 | 1124.7725
| 3070 | 2676.7084 | 1124.7725
| 3071 | 2676.5748 | 1124.7725
| 3072 | 2676.4143 | 1124.7725
| 3073 | 2676.3149 | 1124.7725
| 3074 | 2676.1624 | 1124.7725
| 3075 | 2676.0464 | 1124.7725
| 3076 | 2675.9185 | 1124.7725
| 3077 | 2675.8074 | 1124.7725
| 3078 | 2675.6889 | 1124.7725
| 3079 | 2675.5391 | 1124.7725
| 3080 | 2675.4268 | 1124.7725
| 3081 | 2675.311 | 1124.7725
| 3082 | 2675.1622 | 1124.7725
| 3083 | 2675.0084 | 1124.7725
| 3084 | 2674.845 | 1124.7725
| 3085 | 2674.7248 | 1124.7725
| 3086 | 2674.538 | 1124.7725
| 3087 | 2674.4013 | 1124.7725
| 3088 | 2674.2408 | 1124.7725
| 3089 | 2674.1173 | 1124.7725
| 3090 | 2673.9233 | 1124.7725
| 3091 | 2673.8028 | 1124.7725
| 3092 | 2673.655 | 1124.7725
| 3093 | 2673.4446 | 1124.7725
| 3094 | 2673.3187 | 1124.7725
| 3095 | 2673.1827 | 1124.7725
| 3096 | 2672.9096 | 1124.7725
| 3097 | 2672.7334 | 1124.7725
| 3098 | 2672.5853 | 1124.7725
| 3099 | 2672.4757 | 1124.7725
| 3100 | 2672.3553 | 1124.7725
| 3101 | 2672.1633 | 1124.7725
| 3102 | 2671.999 | 1124.7725
| 3103 | 2671.8706 | 1124.7725
| 3104 | 2671.7255 | 1124.7725
| 3105 | 2671.6275 | 1124.7725
| 3106 | 2671.5425 | 1124.7725
| 3107 | 2671.4029 | 1124.7725
| 3108 | 2671.2885 | 1124.7725
| 3109 | 2671.1375 | 1124.7725
| 3110 | 2671.0471 | 1124.7725
| 3111 | 2670.7988 | 1124.7725
| 3112 | 2670.6281 | 1124.7725
| 3113 | 2670.4266 | 1124.7725
| 3114 | 2670.341 | 1124.7725
| 3115 | 2670.2212 | 1124.7725
| 3116 | 2670.1455 | 1124.7725
| 3117 | 2670.0081 | 1124.7725
| 3118 | 2669.8299 | 1124.7725
| 3119 | 2669.6597 | 1124.7725
| 3120 | 2669.5542 | 1124.7725
| 3121 | 2669.4276 | 1124.7725
| 3122 | 2669.3346 | 1124.7725
| 3123 | 2669.2135 | 1124.7725
| 3124 | 2669.09 | 1124.7725
| 3125 | 2668.9361 | 1124.7725
| 3126 | 2668.7869 | 1124.7725
| 3127 | 2668.6268 | 1124.7725
| 3128 | 2668.4361 | 1124.7725
| 3129 | 2668.2842 | 1124.7725
| 3130 | 2668.1321 | 1124.7725
| 3131 | 2668.0441 | 1124.7725
| 3132 | 2667.9763 | 1124.7725
| 3133 | 2667.8273 | 1124.7725
| 3134 | 2667.7567 | 1124.7725
| 3135 | 2667.5923 | 1124.7725
| 3136 | 2667.4368 | 1124.7725
| 3137 | 2667.2867 | 1124.7725
| 3138 | 2667.1103 | 1124.7725
| 3139 | 2666.9953 | 1124.7725
| 3140 | 2666.8106 | 1124.7725
| 3141 | 2666.6766 | 1124.7725
| 3142 | 2666.4998 | 1124.7725
| 3143 | 2666.3594 | 1124.7725
| 3144 | 2666.2199 | 1124.7725
| 3145 | 2666.1236 | 1124.7725
| 3146 | 2665.9575 | 1124.7725
| 3147 | 2665.8451 | 1124.7725
| 3148 | 2665.6523 | 1124.7725
| 3149 | 2665.4428 | 1124.7725
| 3150 | 2665.2503 | 1124.7725
| 3151 | 2665.1697 | 1124.7725
| 3152 | 2664.9801 | 1124.7725
| 3153 | 2664.8484 | 1124.7725
| 3154 | 2664.7024 | 1124.7725
| 3155 | 2664.5912 | 1124.7725
| 3156 | 2664.4047 | 1124.7725
| 3157 | 2664.2539 | 1124.7725
| 3158 | 2664.1281 | 1124.7725
| 3159 | 2664.0186 | 1124.7725
| 3160 | 2663.8472 | 1124.7725
| 3161 | 2663.76 | 1124.7725
| 3162 | 2663.6005 | 1124.7725
| 3163 | 2663.4496 | 1124.7725
| 3164 | 2663.3583 | 1124.7725
| 3165 | 2663.2231 | 1124.7725
| 3166 | 2663.1032 | 1124.7725
| 3167 | 2662.9668 | 1124.7725
| 3168 | 2662.8465 | 1124.7725
| 3169 | 2662.6816 | 1124.7725
| 3170 | 2662.6022 | 1124.7725
| 3171 | 2662.4808 | 1124.7725
| 3172 | 2662.3289 | 1124.7725
| 3173 | 2662.1991 | 1124.7725
| 3174 | 2662.1206 | 1124.7725
| 3175 | 2661.9939 | 1124.7725
| 3176 | 2661.8388 | 1124.7725
| 3177 | 2661.6614 | 1124.7725
| 3178 | 2661.5021 | 1124.7725
| 3179 | 2661.3302 | 1124.7725
| 3180 | 2661.1158 | 1124.7725
| 3181 | 2660.9439 | 1124.7725
| 3182 | 2660.873 | 1124.7725
| 3183 | 2660.7126 | 1124.7725
| 3184 | 2660.6135 | 1124.7725
| 3185 | 2660.4976 | 1124.7725
| 3186 | 2660.3607 | 1124.7725
| 3187 | 2660.2077 | 1124.7725
| 3188 | 2660.0319 | 1124.7725
| 3189 | 2659.891 | 1124.7725
| 3190 | 2659.6154 | 1124.7725
| 3191 | 2659.4308 | 1124.7725
| 3192 | 2659.3267 | 1124.7725
| 3193 | 2659.1957 | 1124.7725
| 3194 | 2659.0835 | 1124.7725
| 3195 | 2658.9498 | 1124.7725
| 3196 | 2658.7379 | 1124.7725
| 3197 | 2658.5402 | 1124.7725
| 3198 | 2658.3631 | 1124.7725
| 3199 | 2658.2301 | 1124.7725
| 3200 | 2658.1074 | 1124.7725
| 3201 | 2657.9798 | 1124.7725
| 3202 | 2657.8777 | 1124.7725
| 3203 | 2657.7665 | 1124.7725
| 3204 | 2657.6447 | 1124.7725
| 3205 | 2657.5089 | 1124.7725
| 3206 | 2657.3431 | 1124.7725
| 3207 | 2657.2254 | 1124.7725
| 3208 | 2656.9954 | 1124.7725
| 3209 | 2656.9188 | 1124.7725
| 3210 | 2656.8244 | 1124.7725
| 3211 | 2656.6775 | 1124.7725
| 3212 | 2656.6127 | 1124.7725
| 3213 | 2656.5171 | 1124.7725
| 3214 | 2656.3677 | 1124.7725
| 3215 | 2656.2745 | 1124.7725
| 3216 | 2656.1374 | 1124.7725
| 3217 | 2656.0255 | 1124.7725
| 3218 | 2655.8813 | 1124.7725
| 3219 | 2655.7593 | 1124.7725
| 3220 | 2655.6516 | 1124.7725
| 3221 | 2655.5151 | 1124.7725
| 3222 | 2655.3872 | 1124.7725
| 3223 | 2655.2187 | 1124.7725
| 3224 | 2655.0052 | 1124.7725
| 3225 | 2654.8913 | 1124.7725
| 3226 | 2654.8177 | 1124.7725
| 3227 | 2654.7175 | 1124.7725
| 3228 | 2654.5015 | 1124.7725
| 3229 | 2654.3822 | 1124.7725
| 3230 | 2654.2751 | 1124.7725
| 3231 | 2654.1596 | 1124.7725
| 3232 | 2654.0599 | 1124.7725
| 3233 | 2653.9396 | 1124.7725
| 3234 | 2653.8335 | 1124.7725
| 3235 | 2653.6792 | 1124.7725
| 3236 | 2653.4743 | 1124.7725
| 3237 | 2653.2446 | 1124.7725
| 3238 | 2653.1341 | 1124.7725
| 3239 | 2653.0303 | 1124.7725
| 3240 | 2652.9045 | 1124.7725
| 3241 | 2652.7089 | 1124.7725
| 3242 | 2652.4988 | 1124.7725
| 3243 | 2652.2854 | 1124.7725
| 3244 | 2652.1467 | 1124.7725
| 3245 | 2652.0493 | 1124.7725
| 3246 | 2651.9542 | 1124.7725
| 3247 | 2651.7675 | 1124.7725
| 3248 | 2651.6591 | 1124.7725
| 3249 | 2651.4433 | 1124.7725
| 3250 | 2651.3304 | 1124.7725
| 3251 | 2651.2039 | 1124.7725
| 3252 | 2651.0298 | 1124.7725
| 3253 | 2650.9302 | 1124.7725
| 3254 | 2650.7768 | 1124.7725
| 3255 | 2650.6195 | 1124.7725
| 3256 | 2650.436 | 1124.7725
| 3257 | 2650.2531 | 1124.7725
| 3258 | 2650.0655 | 1124.7725
| 3259 | 2649.9029 | 1124.7725
| 3260 | 2649.7131 | 1124.7725
| 3261 | 2649.5288 | 1124.7725
| 3262 | 2649.4025 | 1124.7725
| 3263 | 2649.2537 | 1124.7725
| 3264 | 2649.1425 | 1124.7725
| 3265 | 2649.013 | 1124.7725
| 3266 | 2648.9409 | 1124.7725
| 3267 | 2648.7327 | 1124.7725
| 3268 | 2648.5179 | 1124.7725
| 3269 | 2648.4681 | 1124.7725
| 3270 | 2648.3321 | 1124.7725
| 3271 | 2648.2258 | 1124.7725
| 3272 | 2648.1185 | 1124.7725
| 3273 | 2648.0005 | 1124.7725
| 3274 | 2647.8585 | 1124.7725
| 3275 | 2647.7162 | 1124.7725
| 3276 | 2647.5359 | 1124.7725
| 3277 | 2647.3976 | 1124.7725
| 3278 | 2647.247 | 1124.7725
| 3279 | 2647.1226 | 1124.7725
| 3280 | 2646.9594 | 1124.7725
| 3281 | 2646.7534 | 1124.7725
| 3282 | 2646.6121 | 1124.7725
| 3283 | 2646.4004 | 1124.7725
| 3284 | 2646.2187 | 1124.7725
| 3285 | 2646.1069 | 1124.7725
| 3286 | 2646.0028 | 1124.7725
| 3287 | 2645.8723 | 1124.7725
| 3288 | 2645.6729 | 1124.7725
| 3289 | 2645.4984 | 1124.7725
| 3290 | 2645.4086 | 1124.7725
| 3291 | 2645.2904 | 1124.7725
| 3292 | 2645.1767 | 1124.7725
| 3293 | 2645.0475 | 1124.7725
| 3294 | 2644.9097 | 1124.7725
| 3295 | 2644.7736 | 1124.7725
| 3296 | 2644.6483 | 1124.7725
| 3297 | 2644.5301 | 1124.7725
| 3298 | 2644.4381 | 1124.7725
| 3299 | 2644.3639 | 1124.7725
| 3300 | 2644.2498 | 1124.7725
| 3301 | 2644.1047 | 1124.7725
| 3302 | 2643.995 | 1124.7725
| 3303 | 2643.8714 | 1124.7725
| 3304 | 2643.6375 | 1124.7725
| 3305 | 2643.5047 | 1124.7725
| 3306 | 2643.402 | 1124.7725
| 3307 | 2643.2384 | 1124.7725
| 3308 | 2643.1021 | 1124.7725
| 3309 | 2642.9646 | 1124.7725
| 3310 | 2642.8684 | 1124.7725
| 3311 | 2642.7473 | 1124.7725
| 3312 | 2642.6062 | 1124.7725
| 3313 | 2642.5055 | 1124.7725
| 3314 | 2642.3348 | 1124.7725
| 3315 | 2642.2447 | 1124.7725
| 3316 | 2642.0862 | 1124.7725
| 3317 | 2641.9431 | 1124.7725
| 3318 | 2641.8317 | 1124.7725
| 3319 | 2641.5704 | 1124.7725
| 3320 | 2641.4205 | 1124.7725
| 3321 | 2641.2897 | 1124.7725
| 3322 | 2641.1646 | 1124.7725
| 3323 | 2640.9378 | 1124.7725
| 3324 | 2640.8137 | 1124.7725
| 3325 | 2640.6377 | 1124.7725
| 3326 | 2640.3977 | 1124.7725
| 3327 | 2640.1929 | 1124.7725
| 3328 | 2640.0845 | 1124.7725
| 3329 | 2639.9768 | 1124.7725
| 3330 | 2639.8881 | 1124.7725
| 3331 | 2639.7692 | 1124.7725
| 3332 | 2639.7045 | 1124.7725
| 3333 | 2639.5803 | 1124.7725
| 3334 | 2639.4284 | 1124.7725
| 3335 | 2639.3505 | 1124.7725
| 3336 | 2639.1726 | 1124.7725
| 3337 | 2639.0055 | 1124.7725
| 3338 | 2638.8841 | 1124.7725
| 3339 | 2638.8177 | 1124.7725
| 3340 | 2638.6614 | 1124.7725
| 3341 | 2638.4931 | 1124.7725
| 3342 | 2638.4276 | 1124.7725
| 3343 | 2638.2843 | 1124.7725
| 3344 | 2638.133 | 1124.7725
| 3345 | 2638.0215 | 1124.7725
| 3346 | 2637.83 | 1124.7725
| 3347 | 2637.6674 | 1124.7725
| 3348 | 2637.587 | 1124.7725
| 3349 | 2637.483 | 1124.7725
| 3350 | 2637.2847 | 1124.7725
| 3351 | 2637.1529 | 1124.7725
| 3352 | 2637.0099 | 1124.7725
| 3353 | 2636.8402 | 1124.7725
| 3354 | 2636.6577 | 1124.7725
| 3355 | 2636.53 | 1124.7725
| 3356 | 2636.436 | 1124.7725
| 3357 | 2636.3251 | 1124.7725
| 3358 | 2636.2239 | 1124.7725
| 3359 | 2636.085 | 1124.7725
| 3360 | 2635.8736 | 1124.7725
| 3361 | 2635.6905 | 1124.7725
| 3362 | 2635.5554 | 1124.7725
| 3363 | 2635.3833 | 1124.7725
| 3364 | 2635.2867 | 1124.7725
| 3365 | 2635.1842 | 1124.7725
| 3366 | 2635.0882 | 1124.7725
| 3367 | 2634.9887 | 1124.7725
| 3368 | 2634.8716 | 1124.7725
| 3369 | 2634.6147 | 1124.7725
| 3370 | 2634.4443 | 1124.7725
| 3371 | 2634.3472 | 1124.7725
| 3372 | 2634.1931 | 1124.7725
| 3373 | 2634.0679 | 1124.7725
| 3374 | 2633.9447 | 1124.7725
| 3375 | 2633.8588 | 1124.7725
| 3376 | 2633.6835 | 1124.7725
| 3377 | 2633.5503 | 1124.7725
| 3378 | 2633.3747 | 1124.7725
| 3379 | 2633.2878 | 1124.7725
| 3380 | 2633.1082 | 1124.7725
| 3381 | 2632.9703 | 1124.7725
| 3382 | 2632.8399 | 1124.7725
| 3383 | 2632.7407 | 1124.7725
| 3384 | 2632.5707 | 1124.7725
| 3385 | 2632.4175 | 1124.7725
| 3386 | 2632.2719 | 1124.7725
| 3387 | 2632.0939 | 1124.7725
| 3388 | 2631.949 | 1124.7725
| 3389 | 2631.8704 | 1124.7725
| 3390 | 2631.7528 | 1124.7725
| 3391 | 2631.5629 | 1124.7725
| 3392 | 2631.4697 | 1124.7725
| 3393 | 2631.3461 | 1124.7725
| 3394 | 2631.1615 | 1124.7725
| 3395 | 2631.0714 | 1124.7725
| 3396 | 2630.9281 | 1124.7725
| 3397 | 2630.7969 | 1124.7725
| 3398 | 2630.7178 | 1124.7725
| 3399 | 2630.619 | 1124.7725
| 3400 | 2630.5239 | 1124.7725
| 3401 | 2630.3976 | 1124.7725
| 3402 | 2630.2849 | 1124.7725
| 3403 | 2630.1609 | 1124.7725
| 3404 | 2630.0023 | 1124.7725
| 3405 | 2629.8613 | 1124.7725
| 3406 | 2629.7006 | 1124.7725
| 3407 | 2629.5381 | 1124.7725
| 3408 | 2629.4673 | 1124.7725
| 3409 | 2629.34 | 1124.7725
| 3410 | 2629.1621 | 1124.7725
| 3411 | 2629.0389 | 1124.7725
| 3412 | 2628.9327 | 1124.7725
| 3413 | 2628.8096 | 1124.7725
| 3414 | 2628.6971 | 1124.7725
| 3415 | 2628.6128 | 1124.7725
| 3416 | 2628.4389 | 1124.7725
| 3417 | 2628.3387 | 1124.7725
| 3418 | 2628.2473 | 1124.7725
| 3419 | 2628.089 | 1124.7725
| 3420 | 2627.9682 | 1124.7725
| 3421 | 2627.8516 | 1124.7725
| 3422 | 2627.6507 | 1124.7725
| 3423 | 2627.5255 | 1124.7725
| 3424 | 2627.3881 | 1124.7725
| 3425 | 2627.2107 | 1124.7725
| 3426 | 2627.0387 | 1124.7725
| 3427 | 2626.9561 | 1124.7725
| 3428 | 2626.7583 | 1124.7725
| 3429 | 2626.6357 | 1124.7725
| 3430 | 2626.3715 | 1124.7725
| 3431 | 2626.2734 | 1124.7725
| 3432 | 2626.1449 | 1124.7725
| 3433 | 2626.0294 | 1124.7725
| 3434 | 2625.9134 | 1124.7725
| 3435 | 2625.7608 | 1124.7725
| 3436 | 2625.5962 | 1124.7725
| 3437 | 2625.5416 | 1124.7725
| 3438 | 2625.3771 | 1124.7725
| 3439 | 2625.2722 | 1124.7725
| 3440 | 2625.1694 | 1124.7725
| 3441 | 2625.0591 | 1124.7725
| 3442 | 2624.951 | 1124.7725
| 3443 | 2624.8445 | 1124.7725
| 3444 | 2624.635 | 1124.7725
| 3445 | 2624.5064 | 1124.7725
| 3446 | 2624.378 | 1124.7725
| 3447 | 2624.2055 | 1124.7725
| 3448 | 2623.9701 | 1124.7725
| 3449 | 2623.7911 | 1124.7725
| 3450 | 2623.7024 | 1124.7725
| 3451 | 2623.5892 | 1124.7725
| 3452 | 2623.4516 | 1124.7725
| 3453 | 2623.2176 | 1124.7725
| 3454 | 2623.0594 | 1124.7725
| 3455 | 2622.9697 | 1124.7725
| 3456 | 2622.8412 | 1124.7725
| 3457 | 2622.7042 | 1124.7725
| 3458 | 2622.5514 | 1124.7725
| 3459 | 2622.4732 | 1124.7725
| 3460 | 2622.2999 | 1124.7725
| 3461 | 2622.1833 | 1124.7725
| 3462 | 2622.0566 | 1124.7725
| 3463 | 2621.9345 | 1124.7725
| 3464 | 2621.6252 | 1124.7725
| 3465 | 2621.4712 | 1124.7725
| 3466 | 2621.3355 | 1124.7725
| 3467 | 2621.2316 | 1124.7725
| 3468 | 2621.125 | 1124.7725
| 3469 | 2621.0072 | 1124.7725
| 3470 | 2620.9066 | 1124.7725
| 3471 | 2620.8191 | 1124.7725
| 3472 | 2620.7293 | 1124.7725
| 3473 | 2620.6273 | 1124.7725
| 3474 | 2620.5274 | 1124.7725
| 3475 | 2620.4243 | 1124.7725
| 3476 | 2620.3326 | 1124.7725
| 3477 | 2620.1381 | 1124.7725
| 3478 | 2619.9668 | 1124.7725
| 3479 | 2619.8705 | 1124.7725
| 3480 | 2619.7764 | 1124.7725
| 3481 | 2619.578 | 1124.7725
| 3482 | 2619.4467 | 1124.7725
| 3483 | 2619.3053 | 1124.7725
| 3484 | 2619.1654 | 1124.7725
| 3485 | 2619.0541 | 1124.7725
| 3486 | 2618.9163 | 1124.7725
| 3487 | 2618.8453 | 1124.7725
| 3488 | 2618.8035 | 1124.7725
| 3489 | 2618.7038 | 1124.7725
| 3490 | 2618.5941 | 1124.7725
| 3491 | 2618.4661 | 1124.7725
| 3492 | 2618.2843 | 1124.7725
| 3493 | 2618.1714 | 1124.7725
| 3494 | 2618.0286 | 1124.7725
| 3495 | 2617.9413 | 1124.7725
| 3496 | 2617.8271 | 1124.7725
| 3497 | 2617.6841 | 1124.7725
| 3498 | 2617.5031 | 1124.7725
| 3499 | 2617.4055 | 1124.7725
| 3500 | 2617.1885 | 1124.7725
| 3501 | 2617.0126 | 1124.7725
| 3502 | 2616.8597 | 1124.7725
| 3503 | 2616.6938 | 1124.7725
| 3504 | 2616.5298 | 1124.7725
| 3505 | 2616.3821 | 1124.7725
| 3506 | 2616.2569 | 1124.7725
| 3507 | 2616.1742 | 1124.7725
| 3508 | 2616.0569 | 1124.7725
| 3509 | 2615.8937 | 1124.7725
| 3510 | 2615.7287 | 1124.7725
| 3511 | 2615.6394 | 1124.7725
| 3512 | 2615.5207 | 1124.7725
| 3513 | 2615.3991 | 1124.7725
| 3514 | 2615.257 | 1124.7725
| 3515 | 2615.1028 | 1124.7725
| 3516 | 2614.914 | 1124.7725
| 3517 | 2614.7702 | 1124.7725
| 3518 | 2614.6832 | 1124.7725
| 3519 | 2614.4386 | 1124.7725
| 3520 | 2614.3751 | 1124.7725
| 3521 | 2614.3176 | 1124.7725
| 3522 | 2614.1814 | 1124.7725
| 3523 | 2614.0178 | 1124.7725
| 3524 | 2613.8241 | 1124.7725
| 3525 | 2613.6501 | 1124.7725
| 3526 | 2613.5412 | 1124.7725
| 3527 | 2613.3595 | 1124.7725
| 3528 | 2613.1769 | 1124.7725
| 3529 | 2613.0519 | 1124.7725
| 3530 | 2612.9063 | 1124.7725
| 3531 | 2612.7443 | 1124.7725
| 3532 | 2612.662 | 1124.7725
| 3533 | 2612.5422 | 1124.7725
| 3534 | 2612.3237 | 1124.7725
| 3535 | 2612.1591 | 1124.7725
| 3536 | 2612.0488 | 1124.7725
| 3537 | 2611.8858 | 1124.7725
| 3538 | 2611.7001 | 1124.7725
| 3539 | 2611.5752 | 1124.7725
| 3540 | 2611.4569 | 1124.7725
| 3541 | 2611.3211 | 1124.7725
| 3542 | 2611.1485 | 1124.7725
| 3543 | 2611.0073 | 1124.7725
| 3544 | 2610.8841 | 1124.7725
| 3545 | 2610.7594 | 1124.7725
| 3546 | 2610.6077 | 1124.7725
| 3547 | 2610.5336 | 1124.7725
| 3548 | 2610.4072 | 1124.7725
| 3549 | 2610.3253 | 1124.7725
| 3550 | 2610.1598 | 1124.7725
| 3551 | 2609.9609 | 1124.7725
| 3552 | 2609.8615 | 1124.7725
| 3553 | 2609.7794 | 1124.7725
| 3554 | 2609.6234 | 1124.7725
| 3555 | 2609.5568 | 1124.7725
| 3556 | 2609.4071 | 1124.7725
| 3557 | 2609.3073 | 1124.7725
| 3558 | 2609.2136 | 1124.7725
| 3559 | 2609.0935 | 1124.7725
| 3560 | 2608.9192 | 1124.7725
| 3561 | 2608.7769 | 1124.7725
| 3562 | 2608.6775 | 1124.7725
| 3563 | 2608.511 | 1124.7725
| 3564 | 2608.3315 | 1124.7725
| 3565 | 2608.2025 | 1124.7725
| 3566 | 2608.0477 | 1124.7725
| 3567 | 2607.9271 | 1124.7725
| 3568 | 2607.7572 | 1124.7725
| 3569 | 2607.6019 | 1124.7725
| 3570 | 2607.4299 | 1124.7725
| 3571 | 2607.2908 | 1124.7725
| 3572 | 2607.1866 | 1124.7725
| 3573 | 2607.0736 | 1124.7725
| 3574 | 2606.8914 | 1124.7725
| 3575 | 2606.7793 | 1124.7725
| 3576 | 2606.6329 | 1124.7725
| 3577 | 2606.4919 | 1124.7725
| 3578 | 2606.4266 | 1124.7725
| 3579 | 2606.2465 | 1124.7725
| 3580 | 2606.0987 | 1124.7725
| 3581 | 2605.9694 | 1124.7725
| 3582 | 2605.8211 | 1124.7725
| 3583 | 2605.7114 | 1124.7725
| 3584 | 2605.5624 | 1124.7725
| 3585 | 2605.4086 | 1124.7725
| 3586 | 2605.2809 | 1124.7725
| 3587 | 2605.1514 | 1124.7725
| 3588 | 2604.9935 | 1124.7725
| 3589 | 2604.9006 | 1124.7725
| 3590 | 2604.7259 | 1124.7725
| 3591 | 2604.6475 | 1124.7725
| 3592 | 2604.4787 | 1124.7725
| 3593 | 2604.2876 | 1124.7725
| 3594 | 2604.2288 | 1124.7725
| 3595 | 2604.0956 | 1124.7725
| 3596 | 2603.9478 | 1124.7725
| 3597 | 2603.8092 | 1124.7725
| 3598 | 2603.6781 | 1124.7725
| 3599 | 2603.5889 | 1124.7725
| 3600 | 2603.402 | 1124.7725
| 3601 | 2603.1608 | 1124.7725
| 3602 | 2603.0377 | 1124.7725
| 3603 | 2602.9088 | 1124.7725
| 3604 | 2602.8012 | 1124.7725
| 3605 | 2602.6623 | 1124.7725
| 3606 | 2602.5788 | 1124.7725
| 3607 | 2602.4242 | 1124.7725
| 3608 | 2602.3034 | 1124.7725
| 3609 | 2602.1433 | 1124.7725
| 3610 | 2602.0382 | 1124.7725
| 3611 | 2601.8683 | 1124.7725
| 3612 | 2601.7317 | 1124.7725
| 3613 | 2601.6564 | 1124.7725
| 3614 | 2601.5652 | 1124.7725
| 3615 | 2601.4572 | 1124.7725
| 3616 | 2601.2985 | 1124.7725
| 3617 | 2601.1788 | 1124.7725
| 3618 | 2601.0131 | 1124.7725
| 3619 | 2600.8751 | 1124.7725
| 3620 | 2600.7571 | 1124.7725
| 3621 | 2600.5679 | 1124.7725
| 3622 | 2600.3523 | 1124.7725
| 3623 | 2600.2039 | 1124.7725
| 3624 | 2600.0856 | 1124.7725
| 3625 | 2599.9778 | 1124.7725
| 3626 | 2599.8605 | 1124.7725
| 3627 | 2599.7008 | 1124.7725
| 3628 | 2599.5619 | 1124.7725
| 3629 | 2599.4205 | 1124.7725
| 3630 | 2599.2311 | 1124.7725
| 3631 | 2599.0947 | 1124.7725
| 3632 | 2598.9661 | 1124.7725
| 3633 | 2598.8524 | 1124.7725
| 3634 | 2598.7504 | 1124.7725
| 3635 | 2598.6456 | 1124.7725
| 3636 | 2598.5121 | 1124.7725
| 3637 | 2598.3903 | 1124.7725
| 3638 | 2598.2502 | 1124.7725
| 3639 | 2598.0489 | 1124.7725
| 3640 | 2597.9357 | 1124.7725
| 3641 | 2597.8446 | 1124.7725
| 3642 | 2597.693 | 1124.7725
| 3643 | 2597.5876 | 1124.7725
| 3644 | 2597.4598 | 1124.7725
| 3645 | 2597.3109 | 1124.7725
| 3646 | 2597.2047 | 1124.7725
| 3647 | 2597.0228 | 1124.7725
| 3648 | 2596.9338 | 1124.7725
| 3649 | 2596.807 | 1124.7725
| 3650 | 2596.6769 | 1124.7725
| 3651 | 2596.5786 | 1124.7725
| 3652 | 2596.4603 | 1124.7725
| 3653 | 2596.349 | 1124.7725
| 3654 | 2596.2818 | 1124.7725
| 3655 | 2596.1698 | 1124.7725
| 3656 | 2596.06 | 1124.7725
| 3657 | 2595.893 | 1124.7725
| 3658 | 2595.7635 | 1124.7725
| 3659 | 2595.6413 | 1124.7725
| 3660 | 2595.5081 | 1124.7725
| 3661 | 2595.3399 | 1124.7725
| 3662 | 2595.2242 | 1124.7725
| 3663 | 2595.0983 | 1124.7725
| 3664 | 2594.9258 | 1124.7725
| 3665 | 2594.7608 | 1124.7725
| 3666 | 2594.5914 | 1124.7725
| 3667 | 2594.4891 | 1124.7725
| 3668 | 2594.3996 | 1124.7725
| 3669 | 2594.2563 | 1124.7725
| 3670 | 2594.0902 | 1124.7725
| 3671 | 2593.9548 | 1124.7725
| 3672 | 2593.8609 | 1124.7725
| 3673 | 2593.7529 | 1124.7725
| 3674 | 2593.6278 | 1124.7725
| 3675 | 2593.5236 | 1124.7725
| 3676 | 2593.3952 | 1124.7725
| 3677 | 2593.2892 | 1124.7725
| 3678 | 2593.1326 | 1124.7725
| 3679 | 2593.0156 | 1124.7725
| 3680 | 2592.8718 | 1124.7725
| 3681 | 2592.7048 | 1124.7725
| 3682 | 2592.4672 | 1124.7725
| 3683 | 2592.1845 | 1124.7725
| 3684 | 2592.0691 | 1124.7725
| 3685 | 2591.8608 | 1124.7725
| 3686 | 2591.7277 | 1124.7725
| 3687 | 2591.6267 | 1124.7725
| 3688 | 2591.5071 | 1124.7725
| 3689 | 2591.4326 | 1124.7725
| 3690 | 2591.3084 | 1124.7725
| 3691 | 2591.1673 | 1124.7725
| 3692 | 2591.0846 | 1124.7725
| 3693 | 2590.9068 | 1124.7725
| 3694 | 2590.7855 | 1124.7725
| 3695 | 2590.6498 | 1124.7725
| 3696 | 2590.4904 | 1124.7725
| 3697 | 2590.3304 | 1124.7725
| 3698 | 2590.1982 | 1124.7725
| 3699 | 2590.1275 | 1124.7725
| 3700 | 2590.013 | 1124.7725
| 3701 | 2589.8799 | 1124.7725
| 3702 | 2589.7765 | 1124.7725
| 3703 | 2589.66 | 1124.7725
| 3704 | 2589.5216 | 1124.7725
| 3705 | 2589.4256 | 1124.7725
| 3706 | 2589.3501 | 1124.7725
| 3707 | 2589.2313 | 1124.7725
| 3708 | 2589.1352 | 1124.7725
| 3709 | 2589.0175 | 1124.7725
| 3710 | 2588.9178 | 1124.7725
| 3711 | 2588.7776 | 1124.7725
| 3712 | 2588.6476 | 1124.7725
| 3713 | 2588.5303 | 1124.7725
| 3714 | 2588.3399 | 1124.7725
| 3715 | 2588.2413 | 1124.7725
| 3716 | 2588.1262 | 1124.7725
| 3717 | 2587.9718 | 1124.7725
| 3718 | 2587.8292 | 1124.7725
| 3719 | 2587.7344 | 1124.7725
| 3720 | 2587.5772 | 1124.7725
| 3721 | 2587.4818 | 1124.7725
| 3722 | 2587.3352 | 1124.7725
| 3723 | 2587.1944 | 1124.7725
| 3724 | 2586.9968 | 1124.7725
| 3725 | 2586.9446 | 1124.7725
| 3726 | 2586.7667 | 1124.7725
| 3727 | 2586.6415 | 1124.7725
| 3728 | 2586.4749 | 1124.7725
| 3729 | 2586.3651 | 1124.7725
| 3730 | 2586.2167 | 1124.7725
| 3731 | 2586.119 | 1124.7725
| 3732 | 2585.9891 | 1124.7725
| 3733 | 2585.8727 | 1124.7725
| 3734 | 2585.7614 | 1124.7725
| 3735 | 2585.6196 | 1124.7725
| 3736 | 2585.5112 | 1124.7725
| 3737 | 2585.2986 | 1124.7725
| 3738 | 2585.1492 | 1124.7725
| 3739 | 2585.0521 | 1124.7725
| 3740 | 2584.9019 | 1124.7725
| 3741 | 2584.8016 | 1124.7725
| 3742 | 2584.706 | 1124.7725
| 3743 | 2584.5324 | 1124.7725
| 3744 | 2584.3283 | 1124.7725
| 3745 | 2584.2244 | 1124.7725
| 3746 | 2584.0788 | 1124.7725
| 3747 | 2583.9656 | 1124.7725
| 3748 | 2583.8526 | 1124.7725
| 3749 | 2583.7372 | 1124.7725
| 3750 | 2583.537 | 1124.7725
| 3751 | 2583.413 | 1124.7725
| 3752 | 2583.2232 | 1124.7725
| 3753 | 2583.1046 | 1124.7725
| 3754 | 2582.9821 | 1124.7725
| 3755 | 2582.8303 | 1124.7725
| 3756 | 2582.7087 | 1124.7725
| 3757 | 2582.591 | 1124.7725
| 3758 | 2582.3828 | 1124.7725
| 3759 | 2582.2168 | 1124.7725
| 3760 | 2582.1085 | 1124.7725
| 3761 | 2581.9818 | 1124.7725
| 3762 | 2581.8753 | 1124.7725
| 3763 | 2581.8014 | 1124.7725
| 3764 | 2581.6541 | 1124.7725
| 3765 | 2581.5229 | 1124.7725
| 3766 | 2581.4144 | 1124.7725
| 3767 | 2581.3137 | 1124.7725
| 3768 | 2581.1759 | 1124.7725
| 3769 | 2581.0767 | 1124.7725
| 3770 | 2580.9933 | 1124.7725
| 3771 | 2580.7917 | 1124.7725
| 3772 | 2580.7124 | 1124.7725
| 3773 | 2580.6016 | 1124.7725
| 3774 | 2580.4887 | 1124.7725
| 3775 | 2580.3662 | 1124.7725
| 3776 | 2580.2482 | 1124.7725
| 3777 | 2580.1284 | 1124.7725
| 3778 | 2579.9842 | 1124.7725
| 3779 | 2579.8496 | 1124.7725
| 3780 | 2579.7624 | 1124.7725
| 3781 | 2579.6433 | 1124.7725
| 3782 | 2579.5117 | 1124.7725
| 3783 | 2579.3749 | 1124.7725
| 3784 | 2579.2927 | 1124.7725
| 3785 | 2579.2011 | 1124.7725
| 3786 | 2579.0722 | 1124.7725
| 3787 | 2578.8811 | 1124.7725
| 3788 | 2578.8172 | 1124.7725
| 3789 | 2578.6883 | 1124.7725
| 3790 | 2578.6054 | 1124.7725
| 3791 | 2578.5111 | 1124.7725
| 3792 | 2578.3833 | 1124.7725
| 3793 | 2578.2449 | 1124.7725
| 3794 | 2578.1629 | 1124.7725
| 3795 | 2578.0255 | 1124.7725
| 3796 | 2577.934 | 1124.7725
| 3797 | 2577.845 | 1124.7725
| 3798 | 2577.725 | 1124.7725
| 3799 | 2577.6672 | 1124.7725
| 3800 | 2577.5423 | 1124.7725
| 3801 | 2577.4564 | 1124.7725
| 3802 | 2577.3086 | 1124.7725
| 3803 | 2577.1781 | 1124.7725
| 3804 | 2577.0151 | 1124.7725
| 3805 | 2576.8701 | 1124.7725
| 3806 | 2576.7777 | 1124.7725
| 3807 | 2576.6395 | 1124.7725
| 3808 | 2576.5608 | 1124.7725
| 3809 | 2576.4656 | 1124.7725
| 3810 | 2576.3171 | 1124.7725
| 3811 | 2576.1918 | 1124.7725
| 3812 | 2576.0295 | 1124.7725
| 3813 | 2575.8913 | 1124.7725
| 3814 | 2575.7821 | 1124.7725
| 3815 | 2575.6722 | 1124.7725
| 3816 | 2575.5665 | 1124.7725
| 3817 | 2575.3965 | 1124.7725
| 3818 | 2575.3108 | 1124.7725
| 3819 | 2575.1398 | 1124.7725
| 3820 | 2575.0052 | 1124.7725
| 3821 | 2574.888 | 1124.7725
| 3822 | 2574.7379 | 1124.7725
| 3823 | 2574.637 | 1124.7725
| 3824 | 2574.511 | 1124.7725
| 3825 | 2574.4166 | 1124.7725
| 3826 | 2574.3115 | 1124.7725
| 3827 | 2574.2303 | 1124.7725
| 3828 | 2574.1028 | 1124.7725
| 3829 | 2574.0189 | 1124.7725
| 3830 | 2573.8872 | 1124.7725
| 3831 | 2573.7777 | 1124.7725
| 3832 | 2573.6602 | 1124.7725
| 3833 | 2573.5102 | 1124.7725
| 3834 | 2573.3445 | 1124.7725
| 3835 | 2573.2448 | 1124.7725
| 3836 | 2573.1522 | 1124.7725
| 3837 | 2572.9554 | 1124.7725
| 3838 | 2572.8349 | 1124.7725
| 3839 | 2572.7243 | 1124.7725
| 3840 | 2572.6118 | 1124.7725
| 3841 | 2572.4652 | 1124.7725
| 3842 | 2572.3289 | 1124.7725
| 3843 | 2572.153 | 1124.7725
| 3844 | 2571.9967 | 1124.7725
| 3845 | 2571.9064 | 1124.7725
| 3846 | 2571.8039 | 1124.7725
| 3847 | 2571.6446 | 1124.7725
| 3848 | 2571.5562 | 1124.7725
| 3849 | 2571.4531 | 1124.7725
| 3850 | 2571.3177 | 1124.7725
| 3851 | 2571.2102 | 1124.7725
| 3852 | 2571.0538 | 1124.7725
| 3853 | 2570.9541 | 1124.7725
| 3854 | 2570.8378 | 1124.7725
| 3855 | 2570.7622 | 1124.7725
| 3856 | 2570.6417 | 1124.7725
| 3857 | 2570.5639 | 1124.7725
| 3858 | 2570.4523 | 1124.7725
| 3859 | 2570.366 | 1124.7725
| 3860 | 2570.2085 | 1124.7725
| 3861 | 2570.1015 | 1124.7725
| 3862 | 2570.0272 | 1124.7725
| 3863 | 2569.9471 | 1124.7725
| 3864 | 2569.8223 | 1124.7725
| 3865 | 2569.68 | 1124.7725
| 3866 | 2569.6043 | 1124.7725
| 3867 | 2569.4033 | 1124.7725
| 3868 | 2569.2802 | 1124.7725
| 3869 | 2569.1367 | 1124.7725
| 3870 | 2569.0277 | 1124.7725
| 3871 | 2568.9118 | 1124.7725
| 3872 | 2568.7575 | 1124.7725
| 3873 | 2568.6807 | 1124.7725
| 3874 | 2568.5537 | 1124.7725
| 3875 | 2568.4098 | 1124.7725
| 3876 | 2568.3324 | 1124.7725
| 3877 | 2568.2411 | 1124.7725
| 3878 | 2568.062 | 1124.7725
| 3879 | 2567.9779 | 1124.7725
| 3880 | 2567.7937 | 1124.7725
| 3881 | 2567.6872 | 1124.7725
| 3882 | 2567.5931 | 1124.7725
| 3883 | 2567.4697 | 1124.7725
| 3884 | 2567.3269 | 1124.7725
| 3885 | 2567.2196 | 1124.7725
| 3886 | 2567.0878 | 1124.7725
| 3887 | 2566.9274 | 1124.7725
| 3888 | 2566.8563 | 1124.7725
| 3889 | 2566.7639 | 1124.7725
| 3890 | 2566.6271 | 1124.7725
| 3891 | 2566.5187 | 1124.7725
| 3892 | 2566.4598 | 1124.7725
| 3893 | 2566.3083 | 1124.7725
| 3894 | 2566.1842 | 1124.7725
| 3895 | 2566.1154 | 1124.7725
| 3896 | 2565.9378 | 1124.7725
| 3897 | 2565.8552 | 1124.7725
| 3898 | 2565.7259 | 1124.7725
| 3899 | 2565.5474 | 1124.7725
| 3900 | 2565.4191 | 1124.7725
| 3901 | 2565.3572 | 1124.7725
| 3902 | 2565.235 | 1124.7725
| 3903 | 2565.1561 | 1124.7725
| 3904 | 2565.0014 | 1124.7725
| 3905 | 2564.8311 | 1124.7725
| 3906 | 2564.6667 | 1124.7725
| 3907 | 2564.4631 | 1124.7725
| 3908 | 2564.3209 | 1124.7725
| 3909 | 2564.1639 | 1124.7725
| 3910 | 2564.052 | 1124.7725
| 3911 | 2563.935 | 1124.7725
| 3912 | 2563.7991 | 1124.7725
| 3913 | 2563.6102 | 1124.7725
| 3914 | 2563.4641 | 1124.7725
| 3915 | 2563.3605 | 1124.7725
| 3916 | 2563.2372 | 1124.7725
| 3917 | 2563.1258 | 1124.7725
| 3918 | 2563.0342 | 1124.7725
| 3919 | 2562.9578 | 1124.7725
| 3920 | 2562.8333 | 1124.7725
| 3921 | 2562.7491 | 1124.7725
| 3922 | 2562.6611 | 1124.7725
| 3923 | 2562.5642 | 1124.7725
| 3924 | 2562.4398 | 1124.7725
| 3925 | 2562.3204 | 1124.7725
| 3926 | 2562.228 | 1124.7725
| 3927 | 2562.1309 | 1124.7725
| 3928 | 2562.0415 | 1124.7725
| 3929 | 2561.8517 | 1124.7725
| 3930 | 2561.6747 | 1124.7725
| 3931 | 2561.5576 | 1124.7725
| 3932 | 2561.4532 | 1124.7725
| 3933 | 2561.304 | 1124.7725
| 3934 | 2561.1531 | 1124.7725
| 3935 | 2561.0141 | 1124.7725
| 3936 | 2560.7977 | 1124.7725
| 3937 | 2560.6671 | 1124.7725
| 3938 | 2560.5386 | 1124.7725
| 3939 | 2560.4487 | 1124.7725
| 3940 | 2560.3033 | 1124.7725
| 3941 | 2560.2196 | 1124.7725
| 3942 | 2560.1396 | 1124.7725
| 3943 | 2560.0121 | 1124.7725
| 3944 | 2559.8999 | 1124.7725
| 3945 | 2559.7109 | 1124.7725
| 3946 | 2559.5927 | 1124.7725
| 3947 | 2559.4688 | 1124.7725
| 3948 | 2559.2953 | 1124.7725
| 3949 | 2559.2034 | 1124.7725
| 3950 | 2559.0449 | 1124.7725
| 3951 | 2558.9524 | 1124.7725
| 3952 | 2558.8342 | 1124.7725
| 3953 | 2558.7146 | 1124.7725
| 3954 | 2558.5586 | 1124.7725
| 3955 | 2558.4754 | 1124.7725
| 3956 | 2558.3954 | 1124.7725
| 3957 | 2558.2899 | 1124.7725
| 3958 | 2558.209 | 1124.7725
| 3959 | 2558.1266 | 1124.7725
| 3960 | 2557.9823 | 1124.7725
| 3961 | 2557.8696 | 1124.7725
| 3962 | 2557.6917 | 1124.7725
| 3963 | 2557.5994 | 1124.7725
| 3964 | 2557.4344 | 1124.7725
| 3965 | 2557.3423 | 1124.7725
| 3966 | 2557.1776 | 1124.7725
| 3967 | 2557.0521 | 1124.7725
| 3968 | 2556.8542 | 1124.7725
| 3969 | 2556.7676 | 1124.7725
| 3970 | 2556.6739 | 1124.7725
| 3971 | 2556.535 | 1124.7725
| 3972 | 2556.3924 | 1124.7725
| 3973 | 2556.2729 | 1124.7725
| 3974 | 2556.2199 | 1124.7725
| 3975 | 2556.0976 | 1124.7725
| 3976 | 2556.0007 | 1124.7725
| 3977 | 2555.8336 | 1124.7725
| 3978 | 2555.743 | 1124.7725
| 3979 | 2555.6271 | 1124.7725
| 3980 | 2555.4753 | 1124.7725
| 3981 | 2555.3599 | 1124.7725
| 3982 | 2555.2538 | 1124.7725
| 3983 | 2555.1222 | 1124.7725
| 3984 | 2554.9476 | 1124.7725
| 3985 | 2554.8394 | 1124.7725
| 3986 | 2554.6529 | 1124.7725
| 3987 | 2554.5563 | 1124.7725
| 3988 | 2554.4081 | 1124.7725
| 3989 | 2554.3286 | 1124.7725
| 3990 | 2554.2243 | 1124.7725
| 3991 | 2554.0548 | 1124.7725
| 3992 | 2553.8763 | 1124.7725
| 3993 | 2553.734 | 1124.7725
| 3994 | 2553.64 | 1124.7725
| 3995 | 2553.5527 | 1124.7725
| 3996 | 2553.4292 | 1124.7725
| 3997 | 2553.3135 | 1124.7725
| 3998 | 2553.2345 | 1124.7725
| 3999 | 2553.1266 | 1124.7725
| 4000 | 2553.0334 | 1124.7725
| 4001 | 2552.9354 | 1124.7725
| 4002 | 2552.8613 | 1124.7725
| 4003 | 2552.7366 | 1124.7725
| 4004 | 2552.5837 | 1124.7725
| 4005 | 2552.4855 | 1124.7725
| 4006 | 2552.3463 | 1124.7725
| 4007 | 2552.2448 | 1124.7725
| 4008 | 2552.1043 | 1124.7725
| 4009 | 2551.9112 | 1124.7725
| 4010 | 2551.791 | 1124.7725
| 4011 | 2551.6681 | 1124.7725
| 4012 | 2551.5944 | 1124.7725
| 4013 | 2551.4372 | 1124.7725
| 4014 | 2551.3329 | 1124.7725
| 4015 | 2551.1807 | 1124.7725
| 4016 | 2551.0328 | 1124.7725
| 4017 | 2550.9015 | 1124.7725
| 4018 | 2550.7322 | 1124.7725
| 4019 | 2550.6132 | 1124.7725
| 4020 | 2550.5238 | 1124.7725
| 4021 | 2550.3308 | 1124.7725
| 4022 | 2550.2328 | 1124.7725
| 4023 | 2550.1688 | 1124.7725
| 4024 | 2550.0779 | 1124.7725
| 4025 | 2549.9759 | 1124.7725
| 4026 | 2549.8642 | 1124.7725
| 4027 | 2549.7778 | 1124.7725
| 4028 | 2549.6842 | 1124.7725
| 4029 | 2549.5828 | 1124.7725
| 4030 | 2549.4952 | 1124.7725
| 4031 | 2549.3789 | 1124.7725
| 4032 | 2549.2355 | 1124.7725
| 4033 | 2549.1557 | 1124.7725
| 4034 | 2548.998 | 1124.7725
| 4035 | 2548.8803 | 1124.7725
| 4036 | 2548.7923 | 1124.7725
| 4037 | 2548.6747 | 1124.7725
| 4038 | 2548.5655 | 1124.7725
| 4039 | 2548.4856 | 1124.7725
| 4040 | 2548.3799 | 1124.7725
| 4041 | 2548.2915 | 1124.7725
| 4042 | 2548.1673 | 1124.7725
| 4043 | 2547.9939 | 1124.7725
| 4044 | 2547.9152 | 1124.7725
| 4045 | 2547.7945 | 1124.7725
| 4046 | 2547.6064 | 1124.7725
| 4047 | 2547.4427 | 1124.7725
| 4048 | 2547.3433 | 1124.7725
| 4049 | 2547.1879 | 1124.7725
| 4050 | 2547.0845 | 1124.7725
| 4051 | 2547.0049 | 1124.7725
| 4052 | 2546.8815 | 1124.7725
| 4053 | 2546.7686 | 1124.7725
| 4054 | 2546.6565 | 1124.7725
| 4055 | 2546.5102 | 1124.7725
| 4056 | 2546.3594 | 1124.7725
| 4057 | 2546.177 | 1124.7725
| 4058 | 2546.0334 | 1124.7725
| 4059 | 2545.9532 | 1124.7725
| 4060 | 2545.8455 | 1124.7725
| 4061 | 2545.7453 | 1124.7725
| 4062 | 2545.6064 | 1124.7725
| 4063 | 2545.498 | 1124.7725
| 4064 | 2545.3334 | 1124.7725
| 4065 | 2545.2353 | 1124.7725
| 4066 | 2545.0425 | 1124.7725
| 4067 | 2544.9292 | 1124.7725
| 4068 | 2544.8212 | 1124.7725
| 4069 | 2544.7077 | 1124.7725
| 4070 | 2544.5961 | 1124.7725
| 4071 | 2544.4987 | 1124.7725
| 4072 | 2544.401 | 1124.7725
| 4073 | 2544.3034 | 1124.7725
| 4074 | 2544.2142 | 1124.7725
| 4075 | 2544.114 | 1124.7725
| 4076 | 2544.0213 | 1124.7725
| 4077 | 2543.8092 | 1124.7725
| 4078 | 2543.6244 | 1124.7725
| 4079 | 2543.4834 | 1124.7725
| 4080 | 2543.3804 | 1124.7725
| 4081 | 2543.2967 | 1124.7725
| 4082 | 2543.2259 | 1124.7725
| 4083 | 2543.0091 | 1124.7725
| 4084 | 2542.9412 | 1124.7725
| 4085 | 2542.8275 | 1124.7725
| 4086 | 2542.6828 | 1124.7725
| 4087 | 2542.6021 | 1124.7725
| 4088 | 2542.4871 | 1124.7725
| 4089 | 2542.333 | 1124.7725
| 4090 | 2542.2303 | 1124.7725
| 4091 | 2542.1098 | 1124.7725
| 4092 | 2542.0151 | 1124.7725
| 4093 | 2541.9339 | 1124.7725
| 4094 | 2541.8268 | 1124.7725
| 4095 | 2541.7046 | 1124.7725
| 4096 | 2541.6264 | 1124.7725
| 4097 | 2541.4628 | 1124.7725
| 4098 | 2541.3756 | 1124.7725
| 4099 | 2541.2137 | 1124.7725
| 4100 | 2541.1286 | 1124.7725
| 4101 | 2541.0023 | 1124.7725
| 4102 | 2540.8598 | 1124.7725
| 4103 | 2540.7809 | 1124.7725
| 4104 | 2540.6531 | 1124.7725
| 4105 | 2540.5149 | 1124.7725
| 4106 | 2540.3412 | 1124.7725
| 4107 | 2540.2344 | 1124.7725
| 4108 | 2540.0608 | 1124.7725
| 4109 | 2539.9636 | 1124.7725
| 4110 | 2539.8487 | 1124.7725
| 4111 | 2539.7378 | 1124.7725
| 4112 | 2539.6374 | 1124.7725
| 4113 | 2539.5152 | 1124.7725
| 4114 | 2539.4501 | 1124.7725
| 4115 | 2539.3485 | 1124.7725
| 4116 | 2539.2538 | 1124.7725
| 4117 | 2539.1624 | 1124.7725
| 4118 | 2539.0494 | 1124.7725
| 4119 | 2538.9102 | 1124.7725
| 4120 | 2538.8231 | 1124.7725
| 4121 | 2538.681 | 1124.7725
| 4122 | 2538.5131 | 1124.7725
| 4123 | 2538.4033 | 1124.7725
| 4124 | 2538.2126 | 1124.7725
| 4125 | 2538.0928 | 1124.7725
| 4126 | 2538.015 | 1124.7725
| 4127 | 2537.9334 | 1124.7725
| 4128 | 2537.777 | 1124.7725
| 4129 | 2537.5763 | 1124.7725
| 4130 | 2537.4937 | 1124.7725
| 4131 | 2537.3997 | 1124.7725
| 4132 | 2537.2196 | 1124.7725
| 4133 | 2537.1042 | 1124.7725
| 4134 | 2536.9994 | 1124.7725
| 4135 | 2536.8801 | 1124.7725
| 4136 | 2536.6519 | 1124.7725
| 4137 | 2536.517 | 1124.7725
| 4138 | 2536.4375 | 1124.7725
| 4139 | 2536.3118 | 1124.7725
| 4140 | 2536.2419 | 1124.7725
| 4141 | 2536.1269 | 1124.7725
| 4142 | 2536.0288 | 1124.7725
| 4143 | 2535.9076 | 1124.7725
| 4144 | 2535.829 | 1124.7725
| 4145 | 2535.668 | 1124.7725
| 4146 | 2535.5692 | 1124.7725
| 4147 | 2535.4843 | 1124.7725
| 4148 | 2535.2814 | 1124.7725
| 4149 | 2535.1862 | 1124.7725
| 4150 | 2535.0734 | 1124.7725
| 4151 | 2534.9053 | 1124.7725
| 4152 | 2534.8347 | 1124.7725
| 4153 | 2534.7473 | 1124.7725
| 4154 | 2534.5391 | 1124.7725
| 4155 | 2534.3722 | 1124.7725
| 4156 | 2534.283 | 1124.7725
| 4157 | 2534.1792 | 1124.7725
| 4158 | 2534.1281 | 1124.7725
| 4159 | 2534.0851 | 1124.7725
| 4160 | 2533.9688 | 1124.7725
| 4161 | 2533.8655 | 1124.7725
| 4162 | 2533.7311 | 1124.7725
| 4163 | 2533.6406 | 1124.7725
| 4164 | 2533.5372 | 1124.7725
| 4165 | 2533.4762 | 1124.7725
| 4166 | 2533.3894 | 1124.7725
| 4167 | 2533.1825 | 1124.7725
| 4168 | 2533.0799 | 1124.7725
| 4169 | 2532.9917 | 1124.7725
| 4170 | 2532.9393 | 1124.7725
| 4171 | 2532.7736 | 1124.7725
| 4172 | 2532.6781 | 1124.7725
| 4173 | 2532.5474 | 1124.7725
| 4174 | 2532.3545 | 1124.7725
| 4175 | 2532.2381 | 1124.7725
| 4176 | 2532.1016 | 1124.7725
| 4177 | 2532.0264 | 1124.7725
| 4178 | 2531.9245 | 1124.7725
| 4179 | 2531.8602 | 1124.7725
| 4180 | 2531.7339 | 1124.7725
| 4181 | 2531.5914 | 1124.7725
| 4182 | 2531.405 | 1124.7725
| 4183 | 2531.285 | 1124.7725
| 4184 | 2531.1391 | 1124.7725
| 4185 | 2531.058 | 1124.7725
| 4186 | 2530.9221 | 1124.7725
| 4187 | 2530.788 | 1124.7725
| 4188 | 2530.6763 | 1124.7725
| 4189 | 2530.5634 | 1124.7725
| 4190 | 2530.3944 | 1124.7725
| 4191 | 2530.2544 | 1124.7725
| 4192 | 2530.0729 | 1124.7725
| 4193 | 2529.9383 | 1124.7725
| 4194 | 2529.8132 | 1124.7725
| 4195 | 2529.6829 | 1124.7725
| 4196 | 2529.6094 | 1124.7725
| 4197 | 2529.4533 | 1124.7725
| 4198 | 2529.3507 | 1124.7725
| 4199 | 2529.2496 | 1124.7725
| 4200 | 2529.1637 | 1124.7725
| 4201 | 2529.0229 | 1124.7725
| 4202 | 2528.9004 | 1124.7725
| 4203 | 2528.7764 | 1124.7725
| 4204 | 2528.6447 | 1124.7725
| 4205 | 2528.5188 | 1124.7725
| 4206 | 2528.4151 | 1124.7725
| 4207 | 2528.2904 | 1124.7725
| 4208 | 2528.1839 | 1124.7725
| 4209 | 2528.097 | 1124.7725
| 4210 | 2527.9765 | 1124.7725
| 4211 | 2527.8294 | 1124.7725
| 4212 | 2527.699 | 1124.7725
| 4213 | 2527.4939 | 1124.7725
| 4214 | 2527.3863 | 1124.7725
| 4215 | 2527.2969 | 1124.7725
| 4216 | 2527.1925 | 1124.7725
| 4217 | 2527.091 | 1124.7725
| 4218 | 2526.9788 | 1124.7725
| 4219 | 2526.8768 | 1124.7725
| 4220 | 2526.7761 | 1124.7725
| 4221 | 2526.6548 | 1124.7725
| 4222 | 2526.5379 | 1124.7725
| 4223 | 2526.4353 | 1124.7725
| 4224 | 2526.28 | 1124.7725
| 4225 | 2526.1351 | 1124.7725
| 4226 | 2526.0443 | 1124.7725
| 4227 | 2525.9659 | 1124.7725
| 4228 | 2525.8105 | 1124.7725
| 4229 | 2525.6611 | 1124.7725
| 4230 | 2525.5646 | 1124.7725
| 4231 | 2525.4743 | 1124.7725
| 4232 | 2525.3501 | 1124.7725
| 4233 | 2525.2347 | 1124.7725
| 4234 | 2525.1375 | 1124.7725
| 4235 | 2525.0375 | 1124.7725
| 4236 | 2524.9191 | 1124.7725
| 4237 | 2524.8268 | 1124.7725
| 4238 | 2524.6932 | 1124.7725
| 4239 | 2524.613 | 1124.7725
| 4240 | 2524.5122 | 1124.7725
| 4241 | 2524.3908 | 1124.7725
| 4242 | 2524.2671 | 1124.7725
| 4243 | 2524.1322 | 1124.7725
| 4244 | 2523.9456 | 1124.7725
| 4245 | 2523.7733 | 1124.7725
| 4246 | 2523.6719 | 1124.7725
| 4247 | 2523.5378 | 1124.7725
| 4248 | 2523.4686 | 1124.7725
| 4249 | 2523.3885 | 1124.7725
| 4250 | 2523.2701 | 1124.7725
| 4251 | 2523.1936 | 1124.7725
| 4252 | 2522.9967 | 1124.7725
| 4253 | 2522.848 | 1124.7725
| 4254 | 2522.6679 | 1124.7725
| 4255 | 2522.4991 | 1124.7725
| 4256 | 2522.3018 | 1124.7725
| 4257 | 2522.1199 | 1124.7725
| 4258 | 2521.9611 | 1124.7725
| 4259 | 2521.8488 | 1124.7725
| 4260 | 2521.795 | 1124.7725
| 4261 | 2521.6859 | 1124.7725
| 4262 | 2521.5785 | 1124.7725
| 4263 | 2521.485 | 1124.7725
| 4264 | 2521.3386 | 1124.7725
| 4265 | 2521.2225 | 1124.7725
| 4266 | 2521.09 | 1124.7725
| 4267 | 2520.9941 | 1124.7725
| 4268 | 2520.8903 | 1124.7725
| 4269 | 2520.6939 | 1124.7725
| 4270 | 2520.5481 | 1124.7725
| 4271 | 2520.3383 | 1124.7725
| 4272 | 2520.1969 | 1124.7725
| 4273 | 2520.0614 | 1124.7725
| 4274 | 2519.9891 | 1124.7725
| 4275 | 2519.8459 | 1124.7725
| 4276 | 2519.7396 | 1124.7725
| 4277 | 2519.5771 | 1124.7725
| 4278 | 2519.4832 | 1124.7725
| 4279 | 2519.3814 | 1124.7725
| 4280 | 2519.2335 | 1124.7725
| 4281 | 2519.0893 | 1124.7725
| 4282 | 2518.9436 | 1124.7725
| 4283 | 2518.8164 | 1124.7725
| 4284 | 2518.6908 | 1124.7725
| 4285 | 2518.6266 | 1124.7725
| 4286 | 2518.484 | 1124.7725
| 4287 | 2518.3742 | 1124.7725
| 4288 | 2518.29 | 1124.7725
| 4289 | 2518.1998 | 1124.7725
| 4290 | 2518.021 | 1124.7725
| 4291 | 2517.9083 | 1124.7725
| 4292 | 2517.8253 | 1124.7725
| 4293 | 2517.7294 | 1124.7725
| 4294 | 2517.6359 | 1124.7725
| 4295 | 2517.4984 | 1124.7725
| 4296 | 2517.4094 | 1124.7725
| 4297 | 2517.2433 | 1124.7725
| 4298 | 2517.0916 | 1124.7725
| 4299 | 2516.947 | 1124.7725
| 4300 | 2516.7789 | 1124.7725
| 4301 | 2516.6559 | 1124.7725
| 4302 | 2516.4829 | 1124.7725
| 4303 | 2516.3849 | 1124.7725
| 4304 | 2516.2714 | 1124.7725
| 4305 | 2516.1094 | 1124.7725
| 4306 | 2516.0337 | 1124.7725
| 4307 | 2515.8995 | 1124.7725
| 4308 | 2515.7924 | 1124.7725
| 4309 | 2515.6923 | 1124.7725
| 4310 | 2515.6016 | 1124.7725
| 4311 | 2515.4804 | 1124.7725
| 4312 | 2515.331 | 1124.7725
| 4313 | 2515.1797 | 1124.7725
| 4314 | 2515.0775 | 1124.7725
| 4315 | 2514.9697 | 1124.7725
| 4316 | 2514.8609 | 1124.7725
| 4317 | 2514.768 | 1124.7725
| 4318 | 2514.6916 | 1124.7725
| 4319 | 2514.6104 | 1124.7725
| 4320 | 2514.4771 | 1124.7725
| 4321 | 2514.2312 | 1124.7725
| 4322 | 2514.0759 | 1124.7725
| 4323 | 2513.9168 | 1124.7725
| 4324 | 2513.8115 | 1124.7725
| 4325 | 2513.7031 | 1124.7725
| 4326 | 2513.604 | 1124.7725
| 4327 | 2513.5067 | 1124.7725
| 4328 | 2513.3893 | 1124.7725
| 4329 | 2513.3134 | 1124.7725
| 4330 | 2513.1767 | 1124.7725
| 4331 | 2513.0962 | 1124.7725
| 4332 | 2512.9606 | 1124.7725
| 4333 | 2512.7818 | 1124.7725
| 4334 | 2512.6852 | 1124.7725
| 4335 | 2512.6019 | 1124.7725
| 4336 | 2512.5284 | 1124.7725
| 4337 | 2512.4179 | 1124.7725
| 4338 | 2512.3102 | 1124.7725
| 4339 | 2512.173 | 1124.7725
| 4340 | 2512.0106 | 1124.7725
| 4341 | 2511.8899 | 1124.7725
| 4342 | 2511.7382 | 1124.7725
| 4343 | 2511.5626 | 1124.7725
| 4344 | 2511.43 | 1124.7725
| 4345 | 2511.335 | 1124.7725
| 4346 | 2511.2291 | 1124.7725
| 4347 | 2511.1394 | 1124.7725
| 4348 | 2511.0627 | 1124.7725
| 4349 | 2510.9346 | 1124.7725
| 4350 | 2510.786 | 1124.7725
| 4351 | 2510.626 | 1124.7725
| 4352 | 2510.4687 | 1124.7725
| 4353 | 2510.3301 | 1124.7725
| 4354 | 2510.2511 | 1124.7725
| 4355 | 2510.113 | 1124.7725
| 4356 | 2510.0303 | 1124.7725
| 4357 | 2509.9352 | 1124.7725
| 4358 | 2509.7911 | 1124.7725
| 4359 | 2509.7062 | 1124.7725
| 4360 | 2509.6262 | 1124.7725
| 4361 | 2509.5133 | 1124.7725
| 4362 | 2509.3978 | 1124.7725
| 4363 | 2509.3295 | 1124.7725
| 4364 | 2509.24 | 1124.7725
| 4365 | 2509.1625 | 1124.7725
| 4366 | 2509.0461 | 1124.7725
| 4367 | 2508.9105 | 1124.7725
| 4368 | 2508.8121 | 1124.7725
| 4369 | 2508.6963 | 1124.7725
| 4370 | 2508.6248 | 1124.7725
| 4371 | 2508.5064 | 1124.7725
| 4372 | 2508.3789 | 1124.7725
| 4373 | 2508.3063 | 1124.7725
| 4374 | 2508.1986 | 1124.7725
| 4375 | 2508.1146 | 1124.7725
| 4376 | 2507.947 | 1124.7725
| 4377 | 2507.8367 | 1124.7725
| 4378 | 2507.7114 | 1124.7725
| 4379 | 2507.6065 | 1124.7725
| 4380 | 2507.4334 | 1124.7725
| 4381 | 2507.3222 | 1124.7725
| 4382 | 2507.1411 | 1124.7725
| 4383 | 2507.0485 | 1124.7725
| 4384 | 2506.8932 | 1124.7725
| 4385 | 2506.7615 | 1124.7725
| 4386 | 2506.6702 | 1124.7725
| 4387 | 2506.5524 | 1124.7725
| 4388 | 2506.5047 | 1124.7725
| 4389 | 2506.3369 | 1124.7725
| 4390 | 2506.1749 | 1124.7725
| 4391 | 2506.0484 | 1124.7725
| 4392 | 2505.8871 | 1124.7725
| 4393 | 2505.7785 | 1124.7725
| 4394 | 2505.7127 | 1124.7725
| 4395 | 2505.5833 | 1124.7725
| 4396 | 2505.5123 | 1124.7725
| 4397 | 2505.4 | 1124.7725
| 4398 | 2505.2979 | 1124.7725
| 4399 | 2505.1916 | 1124.7725
| 4400 | 2505.0835 | 1124.7725
| 4401 | 2504.9473 | 1124.7725
| 4402 | 2504.8548 | 1124.7725
| 4403 | 2504.7744 | 1124.7725
| 4404 | 2504.6515 | 1124.7725
| 4405 | 2504.5777 | 1124.7725
| 4406 | 2504.4794 | 1124.7725
| 4407 | 2504.3669 | 1124.7725
| 4408 | 2504.2791 | 1124.7725
| 4409 | 2504.158 | 1124.7725
| 4410 | 2504.0531 | 1124.7725
| 4411 | 2503.9083 | 1124.7725
| 4412 | 2503.7107 | 1124.7725
| 4413 | 2503.6337 | 1124.7725
| 4414 | 2503.5109 | 1124.7725
| 4415 | 2503.3605 | 1124.7725
| 4416 | 2503.2622 | 1124.7725
| 4417 | 2503.1804 | 1124.7725
| 4418 | 2503.0381 | 1124.7725
| 4419 | 2502.8714 | 1124.7725
| 4420 | 2502.7439 | 1124.7725
| 4421 | 2502.6253 | 1124.7725
| 4422 | 2502.5087 | 1124.7725
| 4423 | 2502.4138 | 1124.7725
| 4424 | 2502.3152 | 1124.7725
| 4425 | 2502.165 | 1124.7725
| 4426 | 2502.0648 | 1124.7725
| 4427 | 2501.985 | 1124.7725
| 4428 | 2501.8475 | 1124.7725
| 4429 | 2501.7118 | 1124.7725
| 4430 | 2501.6002 | 1124.7725
| 4431 | 2501.5052 | 1124.7725
| 4432 | 2501.3239 | 1124.7725
| 4433 | 2501.2269 | 1124.7725
| 4434 | 2501.1388 | 1124.7725
| 4435 | 2501.0087 | 1124.7725
| 4436 | 2500.9453 | 1124.7725
| 4437 | 2500.8798 | 1124.7725
| 4438 | 2500.7133 | 1124.7725
| 4439 | 2500.5563 | 1124.7725
| 4440 | 2500.4524 | 1124.7725
| 4441 | 2500.3713 | 1124.7725
| 4442 | 2500.3005 | 1124.7725
| 4443 | 2500.1582 | 1124.7725
| 4444 | 2500.0086 | 1124.7725
| 4445 | 2499.8945 | 1124.7725
| 4446 | 2499.7778 | 1124.7725
| 4447 | 2499.6581 | 1124.7725
| 4448 | 2499.5808 | 1124.7725
| 4449 | 2499.4518 | 1124.7725
| 4450 | 2499.3821 | 1124.7725
| 4451 | 2499.2009 | 1124.7725
| 4452 | 2499.0889 | 1124.7725
| 4453 | 2498.9849 | 1124.7725
| 4454 | 2498.8897 | 1124.7725
| 4455 | 2498.7843 | 1124.7725
| 4456 | 2498.6363 | 1124.7725
| 4457 | 2498.4794 | 1124.7725
| 4458 | 2498.3665 | 1124.7725
| 4459 | 2498.2538 | 1124.7725
| 4460 | 2498.1203 | 1124.7725
| 4461 | 2498.0053 | 1124.7725
| 4462 | 2497.8629 | 1124.7725
| 4463 | 2497.7233 | 1124.7725
| 4464 | 2497.6018 | 1124.7725
| 4465 | 2497.4598 | 1124.7725
| 4466 | 2497.3594 | 1124.7725
| 4467 | 2497.2382 | 1124.7725
| 4468 | 2497.1663 | 1124.7725
| 4469 | 2497.0254 | 1124.7725
| 4470 | 2496.8985 | 1124.7725
| 4471 | 2496.7674 | 1124.7725
| 4472 | 2496.6503 | 1124.7725
| 4473 | 2496.5205 | 1124.7725
| 4474 | 2496.4622 | 1124.7725
| 4475 | 2496.3895 | 1124.7725
| 4476 | 2496.2229 | 1124.7725
| 4477 | 2496.1019 | 1124.7725
| 4478 | 2495.9968 | 1124.7725
| 4479 | 2495.9025 | 1124.7725
| 4480 | 2495.8116 | 1124.7725
| 4481 | 2495.706 | 1124.7725
| 4482 | 2495.5416 | 1124.7725
| 4483 | 2495.4327 | 1124.7725
| 4484 | 2495.3051 | 1124.7725
| 4485 | 2495.1374 | 1124.7725
| 4486 | 2495.0946 | 1124.7725
| 4487 | 2494.9721 | 1124.7725
| 4488 | 2494.8433 | 1124.7725
| 4489 | 2494.687 | 1124.7725
| 4490 | 2494.5776 | 1124.7725
| 4491 | 2494.4441 | 1124.7725
| 4492 | 2494.3329 | 1124.7725
| 4493 | 2494.2512 | 1124.7725
| 4494 | 2494.1059 | 1124.7725
| 4495 | 2494.0093 | 1124.7725
| 4496 | 2493.8533 | 1124.7725
| 4497 | 2493.7115 | 1124.7725
| 4498 | 2493.6072 | 1124.7725
| 4499 | 2493.5094 | 1124.7725
| 4500 | 2493.3013 | 1124.7725
| 4501 | 2493.2071 | 1124.7725
| 4502 | 2493.0508 | 1124.7725
| 4503 | 2492.9761 | 1124.7725
| 4504 | 2492.827 | 1124.7725
| 4505 | 2492.6722 | 1124.7725
| 4506 | 2492.5552 | 1124.7725
| 4507 | 2492.4807 | 1124.7725
| 4508 | 2492.3548 | 1124.7725
| 4509 | 2492.1851 | 1124.7725
| 4510 | 2492.1148 | 1124.7725
| 4511 | 2492.0056 | 1124.7725
| 4512 | 2491.9175 | 1124.7725
| 4513 | 2491.8237 | 1124.7725
| 4514 | 2491.7476 | 1124.7725
| 4515 | 2491.6255 | 1124.7725
| 4516 | 2491.5248 | 1124.7725
| 4517 | 2491.3735 | 1124.7725
| 4518 | 2491.2433 | 1124.7725
| 4519 | 2491.1127 | 1124.7725
| 4520 | 2491.0506 | 1124.7725
| 4521 | 2490.9738 | 1124.7725
| 4522 | 2490.8523 | 1124.7725
| 4523 | 2490.7156 | 1124.7725
| 4524 | 2490.584 | 1124.7725
| 4525 | 2490.4269 | 1124.7725
| 4526 | 2490.285 | 1124.7725
| 4527 | 2490.1481 | 1124.7725
| 4528 | 2490.0134 | 1124.7725
| 4529 | 2489.9176 | 1124.7725
| 4530 | 2489.81 | 1124.7725
| 4531 | 2489.6907 | 1124.7725
| 4532 | 2489.5921 | 1124.7725
| 4533 | 2489.5059 | 1124.7725
| 4534 | 2489.359 | 1124.7725
| 4535 | 2489.2419 | 1124.7725
| 4536 | 2489.1533 | 1124.7725
| 4537 | 2489.0278 | 1124.7725
| 4538 | 2488.8746 | 1124.7725
| 4539 | 2488.7803 | 1124.7725
| 4540 | 2488.654 | 1124.7725
| 4541 | 2488.5963 | 1124.7725
| 4542 | 2488.4543 | 1124.7725
| 4543 | 2488.331 | 1124.7725
| 4544 | 2488.2058 | 1124.7725
| 4545 | 2488.0826 | 1124.7725
| 4546 | 2487.9151 | 1124.7725
| 4547 | 2487.7839 | 1124.7725
| 4548 | 2487.6852 | 1124.7725
| 4549 | 2487.6226 | 1124.7725
| 4550 | 2487.4286 | 1124.7725
| 4551 | 2487.2585 | 1124.7725
| 4552 | 2487.1419 | 1124.7725
| 4553 | 2486.9177 | 1124.7725
| 4554 | 2486.7624 | 1124.7725
| 4555 | 2486.6506 | 1124.7725
| 4556 | 2486.5412 | 1124.7725
| 4557 | 2486.4188 | 1124.7725
| 4558 | 2486.2784 | 1124.7725
| 4559 | 2486.161 | 1124.7725
| 4560 | 2486.0334 | 1124.7725
| 4561 | 2485.9461 | 1124.7725
| 4562 | 2485.8215 | 1124.7725
| 4563 | 2485.726 | 1124.7725
| 4564 | 2485.5528 | 1124.7725
| 4565 | 2485.4158 | 1124.7725
| 4566 | 2485.2748 | 1124.7725
| 4567 | 2485.124 | 1124.7725
| 4568 | 2484.9844 | 1124.7725
| 4569 | 2484.9281 | 1124.7725
| 4570 | 2484.8066 | 1124.7725
| 4571 | 2484.7301 | 1124.7725
| 4572 | 2484.5879 | 1124.7725
| 4573 | 2484.5002 | 1124.7725
| 4574 | 2484.3871 | 1124.7725
| 4575 | 2484.2849 | 1124.7725
| 4576 | 2484.1723 | 1124.7725
| 4577 | 2484.017 | 1124.7725
| 4578 | 2483.8992 | 1124.7725
| 4579 | 2483.8293 | 1124.7725
| 4580 | 2483.7071 | 1124.7725
| 4581 | 2483.636 | 1124.7725
| 4582 | 2483.5084 | 1124.7725
| 4583 | 2483.4625 | 1124.7725
| 4584 | 2483.3709 | 1124.7725
| 4585 | 2483.1939 | 1124.7725
| 4586 | 2483.0203 | 1124.7725
| 4587 | 2482.9039 | 1124.7725
| 4588 | 2482.7864 | 1124.7725
| 4589 | 2482.6258 | 1124.7725
| 4590 | 2482.4851 | 1124.7725
| 4591 | 2482.3127 | 1124.7725
| 4592 | 2482.1737 | 1124.7725
| 4593 | 2482.0929 | 1124.7725
| 4594 | 2481.9869 | 1124.7725
| 4595 | 2481.8514 | 1124.7725
| 4596 | 2481.7546 | 1124.7725
| 4597 | 2481.6086 | 1124.7725
| 4598 | 2481.526 | 1124.7725
| 4599 | 2481.2866 | 1124.7725
| 4600 | 2481.2038 | 1124.7725
| 4601 | 2481.0807 | 1124.7725
| 4602 | 2480.9506 | 1124.7725
| 4603 | 2480.8294 | 1124.7725
| 4604 | 2480.7751 | 1124.7725
| 4605 | 2480.6865 | 1124.7725
| 4606 | 2480.5485 | 1124.7725
| 4607 | 2480.4827 | 1124.7725
| 4608 | 2480.336 | 1124.7725
| 4609 | 2480.1967 | 1124.7725
| 4610 | 2480.0423 | 1124.7725
| 4611 | 2479.908 | 1124.7725
| 4612 | 2479.8256 | 1124.7725
| 4613 | 2479.7409 | 1124.7725
| 4614 | 2479.6033 | 1124.7725
| 4615 | 2479.5673 | 1124.7725
| 4616 | 2479.4912 | 1124.7725
| 4617 | 2479.4209 | 1124.7725
| 4618 | 2479.3324 | 1124.7725
| 4619 | 2479.2165 | 1124.7725
| 4620 | 2479.0619 | 1124.7725
| 4621 | 2478.9373 | 1124.7725
| 4622 | 2478.8755 | 1124.7725
| 4623 | 2478.8064 | 1124.7725
| 4624 | 2478.6865 | 1124.7725
| 4625 | 2478.4991 | 1124.7725
| 4626 | 2478.3882 | 1124.7725
| 4627 | 2478.3337 | 1124.7725
| 4628 | 2478.2021 | 1124.7725
| 4629 | 2478.0926 | 1124.7725
| 4630 | 2477.9882 | 1124.7725
| 4631 | 2477.876 | 1124.7725
| 4632 | 2477.7794 | 1124.7725
| 4633 | 2477.6227 | 1124.7725
| 4634 | 2477.5018 | 1124.7725
| 4635 | 2477.3718 | 1124.7725
| 4636 | 2477.2171 | 1124.7725
| 4637 | 2477.0731 | 1124.7725
| 4638 | 2476.9652 | 1124.7725
| 4639 | 2476.8192 | 1124.7725
| 4640 | 2476.7462 | 1124.7725
| 4641 | 2476.6443 | 1124.7725
| 4642 | 2476.5564 | 1124.7725
| 4643 | 2476.436 | 1124.7725
| 4644 | 2476.2879 | 1124.7725
| 4645 | 2476.1706 | 1124.7725
| 4646 | 2476.0322 | 1124.7725
| 4647 | 2475.9542 | 1124.7725
| 4648 | 2475.7817 | 1124.7725
| 4649 | 2475.6899 | 1124.7725
| 4650 | 2475.5957 | 1124.7725
| 4651 | 2475.5235 | 1124.7725
| 4652 | 2475.4594 | 1124.7725
| 4653 | 2475.3374 | 1124.7725
| 4654 | 2475.1663 | 1124.7725
| 4655 | 2475.0481 | 1124.7725
| 4656 | 2474.8894 | 1124.7725
| 4657 | 2474.7875 | 1124.7725
| 4658 | 2474.707 | 1124.7725
| 4659 | 2474.6476 | 1124.7725
| 4660 | 2474.5363 | 1124.7725
| 4661 | 2474.4502 | 1124.7725
| 4662 | 2474.3323 | 1124.7725
| 4663 | 2474.2354 | 1124.7725
| 4664 | 2474.1236 | 1124.7725
| 4665 | 2473.9946 | 1124.7725
| 4666 | 2473.8925 | 1124.7725
| 4667 | 2473.7888 | 1124.7725
| 4668 | 2473.6802 | 1124.7725
| 4669 | 2473.5685 | 1124.7725
| 4670 | 2473.414 | 1124.7725
| 4671 | 2473.2563 | 1124.7725
| 4672 | 2473.1648 | 1124.7725
| 4673 | 2473.0913 | 1124.7725
| 4674 | 2472.9337 | 1124.7725
| 4675 | 2472.8101 | 1124.7725
| 4676 | 2472.7167 | 1124.7725
| 4677 | 2472.583 | 1124.7725
| 4678 | 2472.5043 | 1124.7725
| 4679 | 2472.4367 | 1124.7725
| 4680 | 2472.3354 | 1124.7725
| 4681 | 2472.1651 | 1124.7725
| 4682 | 2472.0303 | 1124.7725
| 4683 | 2471.937 | 1124.7725
| 4684 | 2471.847 | 1124.7725
| 4685 | 2471.7588 | 1124.7725
| 4686 | 2471.5707 | 1124.7725
| 4687 | 2471.452 | 1124.7725
| 4688 | 2471.3717 | 1124.7725
| 4689 | 2471.1914 | 1124.7725
| 4690 | 2471.0377 | 1124.7725
| 4691 | 2470.9231 | 1124.7725
| 4692 | 2470.8108 | 1124.7725
| 4693 | 2470.6438 | 1124.7725
| 4694 | 2470.5386 | 1124.7725
| 4695 | 2470.4029 | 1124.7725
| 4696 | 2470.2205 | 1124.7725
| 4697 | 2470.0854 | 1124.7725
| 4698 | 2469.9682 | 1124.7725
| 4699 | 2469.862 | 1124.7725
| 4700 | 2469.7299 | 1124.7725
| 4701 | 2469.638 | 1124.7725
| 4702 | 2469.5172 | 1124.7725
| 4703 | 2469.395 | 1124.7725
| 4704 | 2469.3357 | 1124.7725
| 4705 | 2469.2042 | 1124.7725
| 4706 | 2469.0524 | 1124.7725
| 4707 | 2468.9702 | 1124.7725
| 4708 | 2468.8594 | 1124.7725
| 4709 | 2468.7132 | 1124.7725
| 4710 | 2468.6297 | 1124.7725
| 4711 | 2468.4713 | 1124.7725
| 4712 | 2468.3617 | 1124.7725
| 4713 | 2468.2223 | 1124.7725
| 4714 | 2468.1391 | 1124.7725
| 4715 | 2467.9974 | 1124.7725
| 4716 | 2467.9055 | 1124.7725
| 4717 | 2467.8161 | 1124.7725
| 4718 | 2467.7464 | 1124.7725
| 4719 | 2467.6702 | 1124.7725
| 4720 | 2467.515 | 1124.7725
| 4721 | 2467.3991 | 1124.7725
| 4722 | 2467.2168 | 1124.7725
| 4723 | 2467.0957 | 1124.7725
| 4724 | 2466.9638 | 1124.7725
| 4725 | 2466.817 | 1124.7725
| 4726 | 2466.7322 | 1124.7725
| 4727 | 2466.6394 | 1124.7725
| 4728 | 2466.4719 | 1124.7725
| 4729 | 2466.3794 | 1124.7725
| 4730 | 2466.2794 | 1124.7725
| 4731 | 2466.1258 | 1124.7725
| 4732 | 2466.0021 | 1124.7725
| 4733 | 2465.9086 | 1124.7725
| 4734 | 2465.7269 | 1124.7725
| 4735 | 2465.6211 | 1124.7725
| 4736 | 2465.4651 | 1124.7725
| 4737 | 2465.3135 | 1124.7725
| 4738 | 2465.1666 | 1124.7725
| 4739 | 2465.073 | 1124.7725
| 4740 | 2464.9372 | 1124.7725
| 4741 | 2464.8176 | 1124.7725
| 4742 | 2464.6601 | 1124.7725
| 4743 | 2464.566 | 1124.7725
| 4744 | 2464.4703 | 1124.7725
| 4745 | 2464.3618 | 1124.7725
| 4746 | 2464.2834 | 1124.7725
| 4747 | 2464.1341 | 1124.7725
| 4748 | 2464.0278 | 1124.7725
| 4749 | 2463.8615 | 1124.7725
| 4750 | 2463.7621 | 1124.7725
| 4751 | 2463.563 | 1124.7725
| 4752 | 2463.4286 | 1124.7725
| 4753 | 2463.3565 | 1124.7725
| 4754 | 2463.2458 | 1124.7725
| 4755 | 2463.1832 | 1124.7725
| 4756 | 2463.0593 | 1124.7725
| 4757 | 2462.9144 | 1124.7725
| 4758 | 2462.8134 | 1124.7725
| 4759 | 2462.6974 | 1124.7725
| 4760 | 2462.5592 | 1124.7725
| 4761 | 2462.4608 | 1124.7725
| 4762 | 2462.3042 | 1124.7725
| 4763 | 2462.1603 | 1124.7725
| 4764 | 2462.0534 | 1124.7725
| 4765 | 2461.9355 | 1124.7725
| 4766 | 2461.8143 | 1124.7725
| 4767 | 2461.6971 | 1124.7725
| 4768 | 2461.6345 | 1124.7725
| 4769 | 2461.5144 | 1124.7725
| 4770 | 2461.391 | 1124.7725
| 4771 | 2461.2618 | 1124.7725
| 4772 | 2461.1258 | 1124.7725
| 4773 | 2461.023 | 1124.7725
| 4774 | 2460.9446 | 1124.7725
| 4775 | 2460.832 | 1124.7725
| 4776 | 2460.731 | 1124.7725
| 4777 | 2460.607 | 1124.7725
| 4778 | 2460.4401 | 1124.7725
| 4779 | 2460.3442 | 1124.7725
| 4780 | 2460.1968 | 1124.7725
| 4781 | 2460.0863 | 1124.7725
| 4782 | 2459.9694 | 1124.7725
| 4783 | 2459.8965 | 1124.7725
| 4784 | 2459.7984 | 1124.7725
| 4785 | 2459.6206 | 1124.7725
| 4786 | 2459.5632 | 1124.7725
| 4787 | 2459.5122 | 1124.7725
| 4788 | 2459.4232 | 1124.7725
| 4789 | 2459.279 | 1124.7725
| 4790 | 2459.1644 | 1124.7725
| 4791 | 2459.0553 | 1124.7725
| 4792 | 2458.9304 | 1124.7725
| 4793 | 2458.8015 | 1124.7725
| 4794 | 2458.6842 | 1124.7725
| 4795 | 2458.5795 | 1124.7725
| 4796 | 2458.4622 | 1124.7725
| 4797 | 2458.2803 | 1124.7725
| 4798 | 2458.1374 | 1124.7725
| 4799 | 2457.9807 | 1124.7725
| 4800 | 2457.8469 | 1124.7725
| 4801 | 2457.7324 | 1124.7725
| 4802 | 2457.609 | 1124.7725
| 4803 | 2457.5023 | 1124.7725
| 4804 | 2457.407 | 1124.7725
| 4805 | 2457.2651 | 1124.7725
| 4806 | 2457.1157 | 1124.7725
| 4807 | 2457.0439 | 1124.7725
| 4808 | 2456.9795 | 1124.7725
| 4809 | 2456.8989 | 1124.7725
| 4810 | 2456.7713 | 1124.7725
| 4811 | 2456.6392 | 1124.7725
| 4812 | 2456.5333 | 1124.7725
| 4813 | 2456.4489 | 1124.7725
| 4814 | 2456.3371 | 1124.7725
| 4815 | 2456.2533 | 1124.7725
| 4816 | 2456.1802 | 1124.7725
| 4817 | 2456.0998 | 1124.7725
| 4818 | 2456.0434 | 1124.7725
| 4819 | 2455.9337 | 1124.7725
| 4820 | 2455.8618 | 1124.7725
| 4821 | 2455.7492 | 1124.7725
| 4822 | 2455.5917 | 1124.7725
| 4823 | 2455.456 | 1124.7725
| 4824 | 2455.3683 | 1124.7725
| 4825 | 2455.2342 | 1124.7725
| 4826 | 2455.1572 | 1124.7725
| 4827 | 2455.0016 | 1124.7725
| 4828 | 2454.8888 | 1124.7725
| 4829 | 2454.7755 | 1124.7725
| 4830 | 2454.6845 | 1124.7725
| 4831 | 2454.5061 | 1124.7725
| 4832 | 2454.4122 | 1124.7725
| 4833 | 2454.3184 | 1124.7725
| 4834 | 2454.1767 | 1124.7725
| 4835 | 2454.0686 | 1124.7725
| 4836 | 2453.8932 | 1124.7725
| 4837 | 2453.7749 | 1124.7725
| 4838 | 2453.6634 | 1124.7725
| 4839 | 2453.5583 | 1124.7725
| 4840 | 2453.4471 | 1124.7725
| 4841 | 2453.2936 | 1124.7725
| 4842 | 2453.1526 | 1124.7725
| 4843 | 2453.0217 | 1124.7725
| 4844 | 2452.9331 | 1124.7725
| 4845 | 2452.8339 | 1124.7725
| 4846 | 2452.6628 | 1124.7725
| 4847 | 2452.537 | 1124.7725
| 4848 | 2452.4379 | 1124.7725
| 4849 | 2452.3538 | 1124.7725
| 4850 | 2452.1512 | 1124.7725
| 4851 | 2452.061 | 1124.7725
| 4852 | 2451.9293 | 1124.7725
| 4853 | 2451.8173 | 1124.7725
| 4854 | 2451.698 | 1124.7725
| 4855 | 2451.6018 | 1124.7725
| 4856 | 2451.4458 | 1124.7725
| 4857 | 2451.3253 | 1124.7725
| 4858 | 2451.2515 | 1124.7725
| 4859 | 2451.1252 | 1124.7725
| 4860 | 2451.0034 | 1124.7725
| 4861 | 2450.8703 | 1124.7725
| 4862 | 2450.7419 | 1124.7725
| 4863 | 2450.6558 | 1124.7725
| 4864 | 2450.542 | 1124.7725
| 4865 | 2450.4544 | 1124.7725
| 4866 | 2450.3171 | 1124.7725
| 4867 | 2450.243 | 1124.7725
| 4868 | 2450.16 | 1124.7725
| 4869 | 2450.0298 | 1124.7725
| 4870 | 2449.8988 | 1124.7725
| 4871 | 2449.7417 | 1124.7725
| 4872 | 2449.5974 | 1124.7725
| 4873 | 2449.4592 | 1124.7725
| 4874 | 2449.3992 | 1124.7725
| 4875 | 2449.2829 | 1124.7725
| 4876 | 2449.1775 | 1124.7725
| 4877 | 2449.0831 | 1124.7725
| 4878 | 2448.9514 | 1124.7725
| 4879 | 2448.8305 | 1124.7725
| 4880 | 2448.7642 | 1124.7725
| 4881 | 2448.653 | 1124.7725
| 4882 | 2448.589 | 1124.7725
| 4883 | 2448.4958 | 1124.7725
| 4884 | 2448.3788 | 1124.7725
| 4885 | 2448.2601 | 1124.7725
| 4886 | 2448.1783 | 1124.7725
| 4887 | 2448.078 | 1124.7725
| 4888 | 2448.0261 | 1124.7725
| 4889 | 2447.936 | 1124.7725
| 4890 | 2447.837 | 1124.7725
| 4891 | 2447.7403 | 1124.7725
| 4892 | 2447.6067 | 1124.7725
| 4893 | 2447.4817 | 1124.7725
| 4894 | 2447.3593 | 1124.7725
| 4895 | 2447.283 | 1124.7725
| 4896 | 2447.1955 | 1124.7725
| 4897 | 2447.0378 | 1124.7725
| 4898 | 2446.9225 | 1124.7725
| 4899 | 2446.7321 | 1124.7725
| 4900 | 2446.6468 | 1124.7725
| 4901 | 2446.5242 | 1124.7725
| 4902 | 2446.4315 | 1124.7725
| 4903 | 2446.3386 | 1124.7725
| 4904 | 2446.2617 | 1124.7725
| 4905 | 2446.1382 | 1124.7725
| 4906 | 2446.0281 | 1124.7725
| 4907 | 2445.879 | 1124.7725
| 4908 | 2445.7759 | 1124.7725
| 4909 | 2445.6904 | 1124.7725
| 4910 | 2445.5886 | 1124.7725
| 4911 | 2445.4385 | 1124.7725
| 4912 | 2445.3257 | 1124.7725
| 4913 | 2445.2357 | 1124.7725
| 4914 | 2445.1707 | 1124.7725
| 4915 | 2445.0742 | 1124.7725
| 4916 | 2444.9466 | 1124.7725
| 4917 | 2444.8345 | 1124.7725
| 4918 | 2444.7134 | 1124.7725
| 4919 | 2444.6164 | 1124.7725
| 4920 | 2444.5015 | 1124.7725
| 4921 | 2444.3706 | 1124.7725
| 4922 | 2444.2735 | 1124.7725
| 4923 | 2444.1124 | 1124.7725
| 4924 | 2444.0033 | 1124.7725
| 4925 | 2443.8809 | 1124.7725
| 4926 | 2443.7713 | 1124.7725
| 4927 | 2443.686 | 1124.7725
| 4928 | 2443.5087 | 1124.7725
| 4929 | 2443.3732 | 1124.7725
| 4930 | 2443.241 | 1124.7725
| 4931 | 2443.0932 | 1124.7725
| 4932 | 2442.9423 | 1124.7725
| 4933 | 2442.8586 | 1124.7725
| 4934 | 2442.7262 | 1124.7725
| 4935 | 2442.6473 | 1124.7725
| 4936 | 2442.542 | 1124.7725
| 4937 | 2442.4179 | 1124.7725
| 4938 | 2442.2849 | 1124.7725
| 4939 | 2442.1806 | 1124.7725
| 4940 | 2442.1017 | 1124.7725
| 4941 | 2441.988 | 1124.7725
| 4942 | 2441.8779 | 1124.7725
| 4943 | 2441.7201 | 1124.7725
| 4944 | 2441.6086 | 1124.7725
| 4945 | 2441.4984 | 1124.7725
| 4946 | 2441.3525 | 1124.7725
| 4947 | 2441.2018 | 1124.7725
| 4948 | 2441.0793 | 1124.7725
| 4949 | 2440.8964 | 1124.7725
| 4950 | 2440.7936 | 1124.7725
| 4951 | 2440.638 | 1124.7725
| 4952 | 2440.5141 | 1124.7725
| 4953 | 2440.4099 | 1124.7725
| 4954 | 2440.2883 | 1124.7725
| 4955 | 2440.1939 | 1124.7725
| 4956 | 2440.1362 | 1124.7725
| 4957 | 2440.0147 | 1124.7725
| 4958 | 2439.9105 | 1124.7725
| 4959 | 2439.772 | 1124.7725
| 4960 | 2439.6622 | 1124.7725
| 4961 | 2439.5208 | 1124.7725
| 4962 | 2439.3972 | 1124.7725
| 4963 | 2439.2828 | 1124.7725
| 4964 | 2439.1376 | 1124.7725
| 4965 | 2439.0105 | 1124.7725
| 4966 | 2438.9287 | 1124.7725
| 4967 | 2438.8394 | 1124.7725
| 4968 | 2438.7071 | 1124.7725
| 4969 | 2438.5921 | 1124.7725
| 4970 | 2438.4888 | 1124.7725
| 4971 | 2438.3957 | 1124.7725
| 4972 | 2438.3321 | 1124.7725
| 4973 | 2438.2567 | 1124.7725
| 4974 | 2438.1761 | 1124.7725
| 4975 | 2438.0596 | 1124.7725
| 4976 | 2437.9235 | 1124.7725
| 4977 | 2437.8389 | 1124.7725
| 4978 | 2437.6429 | 1124.7725
| 4979 | 2437.4927 | 1124.7725
| 4980 | 2437.331 | 1124.7725
| 4981 | 2437.1869 | 1124.7725
| 4982 | 2437.1096 | 1124.7725
| 4983 | 2436.9994 | 1124.7725
| 4984 | 2436.8966 | 1124.7725
| 4985 | 2436.7198 | 1124.7725
| 4986 | 2436.6562 | 1124.7725
| 4987 | 2436.5426 | 1124.7725
| 4988 | 2436.4681 | 1124.7725
| 4989 | 2436.3934 | 1124.7725
| 4990 | 2436.3149 | 1124.7725
| 4991 | 2436.2097 | 1124.7725
| 4992 | 2436.076 | 1124.7725
| 4993 | 2436.0023 | 1124.7725
| 4994 | 2435.9446 | 1124.7725
| 4995 | 2435.8572 | 1124.7725
| 4996 | 2435.7979 | 1124.7725
| 4997 | 2435.6507 | 1124.7725
| 4998 | 2435.562 | 1124.7725
| 4999 | 2435.4155 | 1124.7725
| 5000 | 2435.2845 | 1124.7725
| 5001 | 2435.1974 | 1124.7725
| 5002 | 2435.122 | 1124.7725
| 5003 | 2434.988 | 1124.7725
| 5004 | 2434.8479 | 1124.7725
| 5005 | 2434.6774 | 1124.7725
| 5006 | 2434.5215 | 1124.7725
| 5007 | 2434.416 | 1124.7725
| 5008 | 2434.2375 | 1124.7725
| 5009 | 2434.144 | 1124.7725
| 5010 | 2434.0476 | 1124.7725
| 5011 | 2433.9614 | 1124.7725
| 5012 | 2433.8087 | 1124.7725
| 5013 | 2433.5975 | 1124.7725
| 5014 | 2433.544 | 1124.7725
| 5015 | 2433.3909 | 1124.7725
| 5016 | 2433.2434 | 1124.7725
| 5017 | 2433.1659 | 1124.7725
| 5018 | 2433.0994 | 1124.7725
| 5019 | 2432.9784 | 1124.7725
| 5020 | 2432.9099 | 1124.7725
| 5021 | 2432.7626 | 1124.7725
| 5022 | 2432.6231 | 1124.7725
| 5023 | 2432.4907 | 1124.7725
| 5024 | 2432.408 | 1124.7725
| 5025 | 2432.3309 | 1124.7725
| 5026 | 2432.2708 | 1124.7725
| 5027 | 2432.1391 | 1124.7725
| 5028 | 2431.9822 | 1124.7725
| 5029 | 2431.8583 | 1124.7725
| 5030 | 2431.7854 | 1124.7725
| 5031 | 2431.665 | 1124.7725
| 5032 | 2431.5301 | 1124.7725
| 5033 | 2431.372 | 1124.7725
| 5034 | 2431.2407 | 1124.7725
| 5035 | 2431.146 | 1124.7725
| 5036 | 2431.0185 | 1124.7725
| 5037 | 2430.957 | 1124.7725
| 5038 | 2430.8047 | 1124.7725
| 5039 | 2430.67 | 1124.7725
| 5040 | 2430.5867 | 1124.7725
| 5041 | 2430.4277 | 1124.7725
| 5042 | 2430.351 | 1124.7725
| 5043 | 2430.2893 | 1124.7725
| 5044 | 2430.1854 | 1124.7725
| 5045 | 2430.1125 | 1124.7725
| 5046 | 2430.0494 | 1124.7725
| 5047 | 2429.9097 | 1124.7725
| 5048 | 2429.8087 | 1124.7725
| 5049 | 2429.7171 | 1124.7725
| 5050 | 2429.6317 | 1124.7725
| 5051 | 2429.5194 | 1124.7725
| 5052 | 2429.4494 | 1124.7725
| 5053 | 2429.3211 | 1124.7725
| 5054 | 2429.2201 | 1124.7725
| 5055 | 2429.094 | 1124.7725
| 5056 | 2429.0307 | 1124.7725
| 5057 | 2428.9549 | 1124.7725
| 5058 | 2428.8593 | 1124.7725
| 5059 | 2428.728 | 1124.7725
| 5060 | 2428.6189 | 1124.7725
| 5061 | 2428.4551 | 1124.7725
| 5062 | 2428.3543 | 1124.7725
| 5063 | 2428.2075 | 1124.7725
| 5064 | 2428.1053 | 1124.7725
| 5065 | 2428.014 | 1124.7725
| 5066 | 2427.9277 | 1124.7725
| 5067 | 2427.8517 | 1124.7725
| 5068 | 2427.7961 | 1124.7725
| 5069 | 2427.7238 | 1124.7725
| 5070 | 2427.6643 | 1124.7725
| 5071 | 2427.5623 | 1124.7725
| 5072 | 2427.4053 | 1124.7725
| 5073 | 2427.2916 | 1124.7725
| 5074 | 2427.1772 | 1124.7725
| 5075 | 2427.0647 | 1124.7725
| 5076 | 2427.0152 | 1124.7725
| 5077 | 2426.899 | 1124.7725
| 5078 | 2426.8113 | 1124.7725
| 5079 | 2426.7256 | 1124.7725
| 5080 | 2426.6375 | 1124.7725
| 5081 | 2426.548 | 1124.7725
| 5082 | 2426.4754 | 1124.7725
| 5083 | 2426.337 | 1124.7725
| 5084 | 2426.2264 | 1124.7725
| 5085 | 2426.1699 | 1124.7725
| 5086 | 2426.0486 | 1124.7725
| 5087 | 2425.8918 | 1124.7725
| 5088 | 2425.7973 | 1124.7725
| 5089 | 2425.6647 | 1124.7725
| 5090 | 2425.5911 | 1124.7725
| 5091 | 2425.4466 | 1124.7725
| 5092 | 2425.3651 | 1124.7725
| 5093 | 2425.2299 | 1124.7725
| 5094 | 2425.1191 | 1124.7725
| 5095 | 2424.9928 | 1124.7725
| 5096 | 2424.8857 | 1124.7725
| 5097 | 2424.7984 | 1124.7725
| 5098 | 2424.7358 | 1124.7725
| 5099 | 2424.582 | 1124.7725
| 5100 | 2424.5067 | 1124.7725
| 5101 | 2424.3625 | 1124.7725
| 5102 | 2424.3038 | 1124.7725
| 5103 | 2424.2342 | 1124.7725
| 5104 | 2424.1431 | 1124.7725
| 5105 | 2424.0599 | 1124.7725
| 5106 | 2423.9996 | 1124.7725
| 5107 | 2423.8852 | 1124.7725
| 5108 | 2423.8092 | 1124.7725
| 5109 | 2423.7288 | 1124.7725
| 5110 | 2423.6353 | 1124.7725
| 5111 | 2423.5577 | 1124.7725
| 5112 | 2423.4582 | 1124.7725
| 5113 | 2423.3946 | 1124.7725
| 5114 | 2423.2925 | 1124.7725
| 5115 | 2423.2032 | 1124.7725
| 5116 | 2423.1034 | 1124.7725
| 5117 | 2423.0552 | 1124.7725
| 5118 | 2422.9307 | 1124.7725
| 5119 | 2422.7908 | 1124.7725
| 5120 | 2422.7067 | 1124.7725
| 5121 | 2422.5612 | 1124.7725
| 5122 | 2422.4496 | 1124.7725
| 5123 | 2422.3383 | 1124.7725
| 5124 | 2422.2729 | 1124.7725
| 5125 | 2422.1615 | 1124.7725
| 5126 | 2422.0497 | 1124.7725
| 5127 | 2421.9513 | 1124.7725
| 5128 | 2421.8668 | 1124.7725
| 5129 | 2421.7511 | 1124.7725
| 5130 | 2421.651 | 1124.7725
| 5131 | 2421.5617 | 1124.7725
| 5132 | 2421.4643 | 1124.7725
| 5133 | 2421.3733 | 1124.7725
| 5134 | 2421.2758 | 1124.7725
| 5135 | 2421.1558 | 1124.7725
| 5136 | 2421.0171 | 1124.7725
| 5137 | 2420.9213 | 1124.7725
| 5138 | 2420.8292 | 1124.7725
| 5139 | 2420.6876 | 1124.7725
| 5140 | 2420.5896 | 1124.7725
| 5141 | 2420.4406 | 1124.7725
| 5142 | 2420.3217 | 1124.7725
| 5143 | 2420.1862 | 1124.7725
| 5144 | 2420.1114 | 1124.7725
| 5145 | 2420.0165 | 1124.7725
| 5146 | 2419.9312 | 1124.7725
| 5147 | 2419.837 | 1124.7725
| 5148 | 2419.7531 | 1124.7725
| 5149 | 2419.5758 | 1124.7725
| 5150 | 2419.5033 | 1124.7725
| 5151 | 2419.4057 | 1124.7725
| 5152 | 2419.3048 | 1124.7725
| 5153 | 2419.1679 | 1124.7725
| 5154 | 2419.0905 | 1124.7725
| 5155 | 2419.0241 | 1124.7725
| 5156 | 2418.9324 | 1124.7725
| 5157 | 2418.8249 | 1124.7725
| 5158 | 2418.77 | 1124.7725
| 5159 | 2418.6243 | 1124.7725
| 5160 | 2418.5497 | 1124.7725
| 5161 | 2418.4077 | 1124.7725
| 5162 | 2418.2953 | 1124.7725
| 5163 | 2418.1751 | 1124.7725
| 5164 | 2418.1188 | 1124.7725
| 5165 | 2418.052 | 1124.7725
| 5166 | 2417.9026 | 1124.7725
| 5167 | 2417.7815 | 1124.7725
| 5168 | 2417.6702 | 1124.7725
| 5169 | 2417.6125 | 1124.7725
| 5170 | 2417.518 | 1124.7725
| 5171 | 2417.4144 | 1124.7725
| 5172 | 2417.3166 | 1124.7725
| 5173 | 2417.1851 | 1124.7725
| 5174 | 2417.1072 | 1124.7725
| 5175 | 2417.0084 | 1124.7725
| 5176 | 2416.9392 | 1124.7725
| 5177 | 2416.827 | 1124.7725
| 5178 | 2416.6028 | 1124.7725
| 5179 | 2416.543 | 1124.7725
| 5180 | 2416.3961 | 1124.7725
| 5181 | 2416.3193 | 1124.7725
| 5182 | 2416.2199 | 1124.7725
| 5183 | 2416.1088 | 1124.7725
| 5184 | 2415.9839 | 1124.7725
| 5185 | 2415.8269 | 1124.7725
| 5186 | 2415.7193 | 1124.7725
| 5187 | 2415.6312 | 1124.7725
| 5188 | 2415.5403 | 1124.7725
| 5189 | 2415.4448 | 1124.7725
| 5190 | 2415.3334 | 1124.7725
| 5191 | 2415.2333 | 1124.7725
| 5192 | 2415.138 | 1124.7725
| 5193 | 2414.9899 | 1124.7725
| 5194 | 2414.8743 | 1124.7725
| 5195 | 2414.7549 | 1124.7725
| 5196 | 2414.6303 | 1124.7725
| 5197 | 2414.551 | 1124.7725
| 5198 | 2414.4399 | 1124.7725
| 5199 | 2414.3417 | 1124.7725
| 5200 | 2414.2024 | 1124.7725
| 5201 | 2414.1239 | 1124.7725
| 5202 | 2414.0467 | 1124.7725
| 5203 | 2413.9637 | 1124.7725
| 5204 | 2413.8738 | 1124.7725
| 5205 | 2413.7376 | 1124.7725
| 5206 | 2413.6492 | 1124.7725
| 5207 | 2413.5006 | 1124.7725
| 5208 | 2413.3873 | 1124.7725
| 5209 | 2413.3222 | 1124.7725
| 5210 | 2413.2221 | 1124.7725
| 5211 | 2413.0732 | 1124.7725
| 5212 | 2412.9083 | 1124.7725
| 5213 | 2412.7951 | 1124.7725
| 5214 | 2412.6773 | 1124.7725
| 5215 | 2412.5566 | 1124.7725
| 5216 | 2412.4418 | 1124.7725
| 5217 | 2412.3196 | 1124.7725
| 5218 | 2412.2387 | 1124.7725
| 5219 | 2412.1344 | 1124.7725
| 5220 | 2411.9836 | 1124.7725
| 5221 | 2411.8591 | 1124.7725
| 5222 | 2411.795 | 1124.7725
| 5223 | 2411.6673 | 1124.7725
| 5224 | 2411.532 | 1124.7725
| 5225 | 2411.3951 | 1124.7725
| 5226 | 2411.3311 | 1124.7725
| 5227 | 2411.2233 | 1124.7725
| 5228 | 2411.1436 | 1124.7725
| 5229 | 2411.0179 | 1124.7725
| 5230 | 2410.8426 | 1124.7725
| 5231 | 2410.7047 | 1124.7725
| 5232 | 2410.6003 | 1124.7725
| 5233 | 2410.4945 | 1124.7725
| 5234 | 2410.4217 | 1124.7725
| 5235 | 2410.2894 | 1124.7725
| 5236 | 2410.2201 | 1124.7725
| 5237 | 2410.0692 | 1124.7725
| 5238 | 2409.9434 | 1124.7725
| 5239 | 2409.8386 | 1124.7725
| 5240 | 2409.7856 | 1124.7725
| 5241 | 2409.6744 | 1124.7725
| 5242 | 2409.551 | 1124.7725
| 5243 | 2409.4669 | 1124.7725
| 5244 | 2409.3577 | 1124.7725
| 5245 | 2409.3003 | 1124.7725
| 5246 | 2409.1829 | 1124.7725
| 5247 | 2409.0606 | 1124.7725
| 5248 | 2408.9283 | 1124.7725
| 5249 | 2408.7897 | 1124.7725
| 5250 | 2408.6742 | 1124.7725
| 5251 | 2408.5567 | 1124.7725
| 5252 | 2408.4926 | 1124.7725
| 5253 | 2408.4214 | 1124.7725
| 5254 | 2408.2587 | 1124.7725
| 5255 | 2408.1802 | 1124.7725
| 5256 | 2408.0727 | 1124.7725
| 5257 | 2407.9535 | 1124.7725
| 5258 | 2407.8269 | 1124.7725
| 5259 | 2407.6958 | 1124.7725
| 5260 | 2407.6519 | 1124.7725
| 5261 | 2407.3691 | 1124.7725
| 5262 | 2407.2672 | 1124.7725
| 5263 | 2407.1876 | 1124.7725
| 5264 | 2407.0843 | 1124.7725
| 5265 | 2406.9905 | 1124.7725
| 5266 | 2406.878 | 1124.7725
| 5267 | 2406.7629 | 1124.7725
| 5268 | 2406.539 | 1124.7725
| 5269 | 2406.376 | 1124.7725
| 5270 | 2406.2599 | 1124.7725
| 5271 | 2406.1368 | 1124.7725
| 5272 | 2406.0905 | 1124.7725
| 5273 | 2405.9502 | 1124.7725
| 5274 | 2405.8299 | 1124.7725
| 5275 | 2405.7542 | 1124.7725
| 5276 | 2405.6488 | 1124.7725
| 5277 | 2405.5272 | 1124.7725
| 5278 | 2405.4345 | 1124.7725
| 5279 | 2405.324 | 1124.7725
| 5280 | 2405.247 | 1124.7725
| 5281 | 2405.1629 | 1124.7725
| 5282 | 2405.0126 | 1124.7725
| 5283 | 2404.9438 | 1124.7725
| 5284 | 2404.8101 | 1124.7725
| 5285 | 2404.7156 | 1124.7725
| 5286 | 2404.613 | 1124.7725
| 5287 | 2404.5277 | 1124.7725
| 5288 | 2404.3777 | 1124.7725
| 5289 | 2404.2686 | 1124.7725
| 5290 | 2404.1794 | 1124.7725
| 5291 | 2404.0761 | 1124.7725
| 5292 | 2403.9617 | 1124.7725
| 5293 | 2403.8649 | 1124.7725
| 5294 | 2403.7361 | 1124.7725
| 5295 | 2403.6405 | 1124.7725
| 5296 | 2403.5334 | 1124.7725
| 5297 | 2403.4183 | 1124.7725
| 5298 | 2403.3337 | 1124.7725
| 5299 | 2403.2163 | 1124.7725
| 5300 | 2403.121 | 1124.7725
| 5301 | 2403.0291 | 1124.7725
| 5302 | 2402.978 | 1124.7725
| 5303 | 2402.8403 | 1124.7725
| 5304 | 2402.7462 | 1124.7725
| 5305 | 2402.7113 | 1124.7725
| 5306 | 2402.601 | 1124.7725
| 5307 | 2402.5037 | 1124.7725
| 5308 | 2402.4002 | 1124.7725
| 5309 | 2402.2957 | 1124.7725
| 5310 | 2402.1867 | 1124.7725
| 5311 | 2402.1098 | 1124.7725
| 5312 | 2401.9592 | 1124.7725
| 5313 | 2401.827 | 1124.7725
| 5314 | 2401.7581 | 1124.7725
| 5315 | 2401.6402 | 1124.7725
| 5316 | 2401.5662 | 1124.7725
| 5317 | 2401.4695 | 1124.7725
| 5318 | 2401.3351 | 1124.7725
| 5319 | 2401.2031 | 1124.7725
| 5320 | 2401.0895 | 1124.7725
| 5321 | 2401.0061 | 1124.7725
| 5322 | 2400.93 | 1124.7725
| 5323 | 2400.8373 | 1124.7725
| 5324 | 2400.75 | 1124.7725
| 5325 | 2400.6758 | 1124.7725
| 5326 | 2400.5396 | 1124.7725
| 5327 | 2400.4428 | 1124.7725
| 5328 | 2400.3421 | 1124.7725
| 5329 | 2400.2481 | 1124.7725
| 5330 | 2400.1691 | 1124.7725
| 5331 | 2400.0204 | 1124.7725
| 5332 | 2399.8427 | 1124.7725
| 5333 | 2399.7165 | 1124.7725
| 5334 | 2399.6372 | 1124.7725
| 5335 | 2399.5591 | 1124.7725
| 5336 | 2399.4864 | 1124.7725
| 5337 | 2399.372 | 1124.7725
| 5338 | 2399.2233 | 1124.7725
| 5339 | 2399.0942 | 1124.7725
| 5340 | 2398.9874 | 1124.7725
| 5341 | 2398.8638 | 1124.7725
| 5342 | 2398.7694 | 1124.7725
| 5343 | 2398.6937 | 1124.7725
| 5344 | 2398.5915 | 1124.7725
| 5345 | 2398.4578 | 1124.7725
| 5346 | 2398.3713 | 1124.7725
| 5347 | 2398.2328 | 1124.7725
| 5348 | 2398.1347 | 1124.7725
| 5349 | 2398.0164 | 1124.7725
| 5350 | 2397.8426 | 1124.7725
| 5351 | 2397.7638 | 1124.7725
| 5352 | 2397.631 | 1124.7725
| 5353 | 2397.5952 | 1124.7725
| 5354 | 2397.5348 | 1124.7725
| 5355 | 2397.4361 | 1124.7725
| 5356 | 2397.3116 | 1124.7725
| 5357 | 2397.1764 | 1124.7725
| 5358 | 2397.0971 | 1124.7725
| 5359 | 2397.0279 | 1124.7725
| 5360 | 2396.9234 | 1124.7725
| 5361 | 2396.7822 | 1124.7725
| 5362 | 2396.6891 | 1124.7725
| 5363 | 2396.5951 | 1124.7725
| 5364 | 2396.4576 | 1124.7725
| 5365 | 2396.3349 | 1124.7725
| 5366 | 2396.2053 | 1124.7725
| 5367 | 2396.098 | 1124.7725
| 5368 | 2395.9789 | 1124.7725
| 5369 | 2395.8573 | 1124.7725
| 5370 | 2395.6825 | 1124.7725
| 5371 | 2395.5311 | 1124.7725
| 5372 | 2395.4341 | 1124.7725
| 5373 | 2395.3857 | 1124.7725
| 5374 | 2395.324 | 1124.7725
| 5375 | 2395.2263 | 1124.7725
| 5376 | 2395.1537 | 1124.7725
| 5377 | 2395.0381 | 1124.7725
| 5378 | 2394.9538 | 1124.7725
| 5379 | 2394.8143 | 1124.7725
| 5380 | 2394.7396 | 1124.7725
| 5381 | 2394.6327 | 1124.7725
| 5382 | 2394.549 | 1124.7725
| 5383 | 2394.4223 | 1124.7725
| 5384 | 2394.3468 | 1124.7725
| 5385 | 2394.1743 | 1124.7725
| 5386 | 2394.0012 | 1124.7725
| 5387 | 2393.8232 | 1124.7725
| 5388 | 2393.7389 | 1124.7725
| 5389 | 2393.641 | 1124.7725
| 5390 | 2393.5647 | 1124.7725
| 5391 | 2393.4854 | 1124.7725
| 5392 | 2393.3453 | 1124.7725
| 5393 | 2393.2807 | 1124.7725
| 5394 | 2393.2097 | 1124.7725
| 5395 | 2393.117 | 1124.7725
| 5396 | 2392.9943 | 1124.7725
| 5397 | 2392.8983 | 1124.7725
| 5398 | 2392.8054 | 1124.7725
| 5399 | 2392.6653 | 1124.7725
| 5400 | 2392.5602 | 1124.7725
| 5401 | 2392.4251 | 1124.7725
| 5402 | 2392.3361 | 1124.7725
| 5403 | 2392.2092 | 1124.7725
| 5404 | 2392.0276 | 1124.7725
| 5405 | 2391.8988 | 1124.7725
| 5406 | 2391.7815 | 1124.7725
| 5407 | 2391.644 | 1124.7725
| 5408 | 2391.5665 | 1124.7725
| 5409 | 2391.4717 | 1124.7725
| 5410 | 2391.3783 | 1124.7725
| 5411 | 2391.3228 | 1124.7725
| 5412 | 2391.2136 | 1124.7725
| 5413 | 2391.1207 | 1124.7725
| 5414 | 2391.0498 | 1124.7725
| 5415 | 2390.9441 | 1124.7725
| 5416 | 2390.8598 | 1124.7725
| 5417 | 2390.7342 | 1124.7725
| 5418 | 2390.6412 | 1124.7725
| 5419 | 2390.5232 | 1124.7725
| 5420 | 2390.3886 | 1124.7725
| 5421 | 2390.303 | 1124.7725
| 5422 | 2390.2157 | 1124.7725
| 5423 | 2390.1107 | 1124.7725
| 5424 | 2389.9963 | 1124.7725
| 5425 | 2389.8913 | 1124.7725
| 5426 | 2389.7913 | 1124.7725
| 5427 | 2389.6883 | 1124.7725
| 5428 | 2389.5737 | 1124.7725
| 5429 | 2389.4678 | 1124.7725
| 5430 | 2389.3219 | 1124.7725
| 5431 | 2389.2286 | 1124.7725
| 5432 | 2389.127 | 1124.7725
| 5433 | 2388.9633 | 1124.7725
| 5434 | 2388.8483 | 1124.7725
| 5435 | 2388.7053 | 1124.7725
| 5436 | 2388.5888 | 1124.7725
| 5437 | 2388.5351 | 1124.7725
| 5438 | 2388.4248 | 1124.7725
| 5439 | 2388.2661 | 1124.7725
| 5440 | 2388.1921 | 1124.7725
| 5441 | 2388.103 | 1124.7725
| 5442 | 2388.0442 | 1124.7725
| 5443 | 2387.8636 | 1124.7725
| 5444 | 2387.78 | 1124.7725
| 5445 | 2387.6763 | 1124.7725
| 5446 | 2387.5669 | 1124.7725
| 5447 | 2387.4648 | 1124.7725
| 5448 | 2387.3299 | 1124.7725
| 5449 | 2387.2375 | 1124.7725
| 5450 | 2387.0885 | 1124.7725
| 5451 | 2386.9776 | 1124.7725
| 5452 | 2386.8694 | 1124.7725
| 5453 | 2386.7778 | 1124.7725
| 5454 | 2386.7073 | 1124.7725
| 5455 | 2386.6334 | 1124.7725
| 5456 | 2386.5486 | 1124.7725
| 5457 | 2386.3986 | 1124.7725
| 5458 | 2386.2739 | 1124.7725
| 5459 | 2386.1861 | 1124.7725
| 5460 | 2386.103 | 1124.7725
| 5461 | 2386.0064 | 1124.7725
| 5462 | 2385.8691 | 1124.7725
| 5463 | 2385.7911 | 1124.7725
| 5464 | 2385.6825 | 1124.7725
| 5465 | 2385.6361 | 1124.7725
| 5466 | 2385.5551 | 1124.7725
| 5467 | 2385.4914 | 1124.7725
| 5468 | 2385.4046 | 1124.7725
| 5469 | 2385.3209 | 1124.7725
| 5470 | 2385.25 | 1124.7725
| 5471 | 2385.1353 | 1124.7725
| 5472 | 2385.02 | 1124.7725
| 5473 | 2384.937 | 1124.7725
| 5474 | 2384.8894 | 1124.7725
| 5475 | 2384.7825 | 1124.7725
| 5476 | 2384.6245 | 1124.7725
| 5477 | 2384.5396 | 1124.7725
| 5478 | 2384.419 | 1124.7725
| 5479 | 2384.3074 | 1124.7725
| 5480 | 2384.1662 | 1124.7725
| 5481 | 2384.0702 | 1124.7725
| 5482 | 2384.0065 | 1124.7725
| 5483 | 2383.8972 | 1124.7725
| 5484 | 2383.7786 | 1124.7725
| 5485 | 2383.6878 | 1124.7725
| 5486 | 2383.581 | 1124.7725
| 5487 | 2383.4901 | 1124.7725
| 5488 | 2383.4009 | 1124.7725
| 5489 | 2383.1992 | 1124.7725
| 5490 | 2383.0862 | 1124.7725
| 5491 | 2383.0237 | 1124.7725
| 5492 | 2382.9234 | 1124.7725
| 5493 | 2382.806 | 1124.7725
| 5494 | 2382.7635 | 1124.7725
| 5495 | 2382.6727 | 1124.7725
| 5496 | 2382.5644 | 1124.7725
| 5497 | 2382.5092 | 1124.7725
| 5498 | 2382.3606 | 1124.7725
| 5499 | 2382.3016 | 1124.7725
| 5500 | 2382.1523 | 1124.7725
| 5501 | 2382.0723 | 1124.7725
| 5502 | 2381.9876 | 1124.7725
| 5503 | 2381.8702 | 1124.7725
| 5504 | 2381.7895 | 1124.7725
| 5505 | 2381.6459 | 1124.7725
| 5506 | 2381.5129 | 1124.7725
| 5507 | 2381.3934 | 1124.7725
| 5508 | 2381.284 | 1124.7725
| 5509 | 2381.1648 | 1124.7725
| 5510 | 2381.0531 | 1124.7725
| 5511 | 2380.9272 | 1124.7725
| 5512 | 2380.8218 | 1124.7725
| 5513 | 2380.7169 | 1124.7725
| 5514 | 2380.6062 | 1124.7725
| 5515 | 2380.4809 | 1124.7725
| 5516 | 2380.3539 | 1124.7725
| 5517 | 2380.1953 | 1124.7725
| 5518 | 2380.1285 | 1124.7725
| 5519 | 2380.0462 | 1124.7725
| 5520 | 2379.9253 | 1124.7725
| 5521 | 2379.7823 | 1124.7725
| 5522 | 2379.6353 | 1124.7725
| 5523 | 2379.5183 | 1124.7725
| 5524 | 2379.4046 | 1124.7725
| 5525 | 2379.2912 | 1124.7725
| 5526 | 2379.1932 | 1124.7725
| 5527 | 2379.1417 | 1124.7725
| 5528 | 2379.0983 | 1124.7725
| 5529 | 2378.9654 | 1124.7725
| 5530 | 2378.9016 | 1124.7725
| 5531 | 2378.7929 | 1124.7725
| 5532 | 2378.6903 | 1124.7725
| 5533 | 2378.6115 | 1124.7725
| 5534 | 2378.5338 | 1124.7725
| 5535 | 2378.3939 | 1124.7725
| 5536 | 2378.2958 | 1124.7725
| 5537 | 2378.2322 | 1124.7725
| 5538 | 2378.1109 | 1124.7725
| 5539 | 2377.9764 | 1124.7725
| 5540 | 2377.8908 | 1124.7725
| 5541 | 2377.8164 | 1124.7725
| 5542 | 2377.7362 | 1124.7725
| 5543 | 2377.6526 | 1124.7725
| 5544 | 2377.5747 | 1124.7725
| 5545 | 2377.4789 | 1124.7725
| 5546 | 2377.3658 | 1124.7725
| 5547 | 2377.2788 | 1124.7725
| 5548 | 2377.163 | 1124.7725
| 5549 | 2376.9913 | 1124.7725
| 5550 | 2376.8768 | 1124.7725
| 5551 | 2376.7807 | 1124.7725
| 5552 | 2376.6467 | 1124.7725
| 5553 | 2376.5257 | 1124.7725
| 5554 | 2376.4167 | 1124.7725
| 5555 | 2376.2884 | 1124.7725
| 5556 | 2376.1858 | 1124.7725
| 5557 | 2376.0569 | 1124.7725
| 5558 | 2375.9641 | 1124.7725
| 5559 | 2375.8675 | 1124.7725
| 5560 | 2375.7368 | 1124.7725
| 5561 | 2375.6016 | 1124.7725
| 5562 | 2375.4481 | 1124.7725
| 5563 | 2375.3776 | 1124.7725
| 5564 | 2375.2327 | 1124.7725
| 5565 | 2375.1553 | 1124.7725
| 5566 | 2375.0369 | 1124.7725
| 5567 | 2374.9035 | 1124.7725
| 5568 | 2374.8512 | 1124.7725
| 5569 | 2374.7564 | 1124.7725
| 5570 | 2374.6333 | 1124.7725
| 5571 | 2374.5399 | 1124.7725
| 5572 | 2374.472 | 1124.7725
| 5573 | 2374.4275 | 1124.7725
| 5574 | 2374.3498 | 1124.7725
| 5575 | 2374.2457 | 1124.7725
| 5576 | 2374.1693 | 1124.7725
| 5577 | 2374.0576 | 1124.7725
| 5578 | 2373.9414 | 1124.7725
| 5579 | 2373.8565 | 1124.7725
| 5580 | 2373.7838 | 1124.7725
| 5581 | 2373.7008 | 1124.7725
| 5582 | 2373.6482 | 1124.7725
| 5583 | 2373.5302 | 1124.7725
| 5584 | 2373.4641 | 1124.7725
| 5585 | 2373.3781 | 1124.7725
| 5586 | 2373.2566 | 1124.7725
| 5587 | 2373.1519 | 1124.7725
| 5588 | 2373.0592 | 1124.7725
| 5589 | 2372.9182 | 1124.7725
| 5590 | 2372.816 | 1124.7725
| 5591 | 2372.7085 | 1124.7725
| 5592 | 2372.6101 | 1124.7725
| 5593 | 2372.475 | 1124.7725
| 5594 | 2372.3618 | 1124.7725
| 5595 | 2372.2294 | 1124.7725
| 5596 | 2372.1694 | 1124.7725
| 5597 | 2372.1142 | 1124.7725
| 5598 | 2372.0531 | 1124.7725
| 5599 | 2371.9491 | 1124.7725
| 5600 | 2371.8386 | 1124.7725
| 5601 | 2371.7449 | 1124.7725
| 5602 | 2371.6085 | 1124.7725
| 5603 | 2371.5035 | 1124.7725
| 5604 | 2371.426 | 1124.7725
| 5605 | 2371.3224 | 1124.7725
| 5606 | 2371.1999 | 1124.7725
| 5607 | 2371.085 | 1124.7725
| 5608 | 2370.9315 | 1124.7725
| 5609 | 2370.8638 | 1124.7725
| 5610 | 2370.7359 | 1124.7725
| 5611 | 2370.6237 | 1124.7725
| 5612 | 2370.5426 | 1124.7725
| 5613 | 2370.4615 | 1124.7725
| 5614 | 2370.2875 | 1124.7725
| 5615 | 2370.2171 | 1124.7725
| 5616 | 2370.088 | 1124.7725
| 5617 | 2369.9976 | 1124.7725
| 5618 | 2369.8842 | 1124.7725
| 5619 | 2369.7261 | 1124.7725
| 5620 | 2369.6079 | 1124.7725
| 5621 | 2369.514 | 1124.7725
| 5622 | 2369.46 | 1124.7725
| 5623 | 2369.3588 | 1124.7725
| 5624 | 2369.2538 | 1124.7725
| 5625 | 2369.1406 | 1124.7725
| 5626 | 2369.0155 | 1124.7725
| 5627 | 2368.935 | 1124.7725
| 5628 | 2368.8633 | 1124.7725
| 5629 | 2368.7371 | 1124.7725
| 5630 | 2368.6428 | 1124.7725
| 5631 | 2368.5235 | 1124.7725
| 5632 | 2368.4308 | 1124.7725
| 5633 | 2368.3125 | 1124.7725
| 5634 | 2368.2209 | 1124.7725
| 5635 | 2368.0754 | 1124.7725
| 5636 | 2367.9965 | 1124.7725
| 5637 | 2367.91 | 1124.7725
| 5638 | 2367.8118 | 1124.7725
| 5639 | 2367.6484 | 1124.7725
| 5640 | 2367.5694 | 1124.7725
| 5641 | 2367.5039 | 1124.7725
| 5642 | 2367.401 | 1124.7725
| 5643 | 2367.2989 | 1124.7725
| 5644 | 2367.2179 | 1124.7725
| 5645 | 2367.0917 | 1124.7725
| 5646 | 2367.0065 | 1124.7725
| 5647 | 2366.9541 | 1124.7725
| 5648 | 2366.822 | 1124.7725
| 5649 | 2366.7654 | 1124.7725
| 5650 | 2366.6404 | 1124.7725
| 5651 | 2366.488 | 1124.7725
| 5652 | 2366.3616 | 1124.7725
| 5653 | 2366.2402 | 1124.7725
| 5654 | 2366.1891 | 1124.7725
| 5655 | 2366.1289 | 1124.7725
| 5656 | 2365.9855 | 1124.7725
| 5657 | 2365.9093 | 1124.7725
| 5658 | 2365.8362 | 1124.7725
| 5659 | 2365.7253 | 1124.7725
| 5660 | 2365.6239 | 1124.7725
| 5661 | 2365.5332 | 1124.7725
| 5662 | 2365.4536 | 1124.7725
| 5663 | 2365.3303 | 1124.7725
| 5664 | 2365.2124 | 1124.7725
| 5665 | 2365.1286 | 1124.7725
| 5666 | 2365.0507 | 1124.7725
| 5667 | 2364.9446 | 1124.7725
| 5668 | 2364.8386 | 1124.7725
| 5669 | 2364.7711 | 1124.7725
| 5670 | 2364.6787 | 1124.7725
| 5671 | 2364.5985 | 1124.7725
| 5672 | 2364.493 | 1124.7725
| 5673 | 2364.3767 | 1124.7725
| 5674 | 2364.253 | 1124.7725
| 5675 | 2364.1127 | 1124.7725
| 5676 | 2363.9766 | 1124.7725
| 5677 | 2363.8684 | 1124.7725
| 5678 | 2363.7663 | 1124.7725
| 5679 | 2363.6449 | 1124.7725
| 5680 | 2363.4493 | 1124.7725
| 5681 | 2363.3455 | 1124.7725
| 5682 | 2363.2651 | 1124.7725
| 5683 | 2363.1817 | 1124.7725
| 5684 | 2363.0973 | 1124.7725
| 5685 | 2362.9812 | 1124.7725
| 5686 | 2362.8586 | 1124.7725
| 5687 | 2362.7449 | 1124.7725
| 5688 | 2362.6662 | 1124.7725
| 5689 | 2362.6024 | 1124.7725
| 5690 | 2362.46 | 1124.7725
| 5691 | 2362.3467 | 1124.7725
| 5692 | 2362.199 | 1124.7725
| 5693 | 2362.1088 | 1124.7725
| 5694 | 2362.0372 | 1124.7725
| 5695 | 2361.9211 | 1124.7725
| 5696 | 2361.8233 | 1124.7725
| 5697 | 2361.6931 | 1124.7725
| 5698 | 2361.6077 | 1124.7725
| 5699 | 2361.4748 | 1124.7725
| 5700 | 2361.3817 | 1124.7725
| 5701 | 2361.2617 | 1124.7725
| 5702 | 2361.1543 | 1124.7725
| 5703 | 2361.0718 | 1124.7725
| 5704 | 2361.0055 | 1124.7725
| 5705 | 2360.9257 | 1124.7725
| 5706 | 2360.8041 | 1124.7725
| 5707 | 2360.7377 | 1124.7725
| 5708 | 2360.6007 | 1124.7725
| 5709 | 2360.5134 | 1124.7725
| 5710 | 2360.3898 | 1124.7725
| 5711 | 2360.2603 | 1124.7725
| 5712 | 2360.1729 | 1124.7725
| 5713 | 2360.1048 | 1124.7725
| 5714 | 2359.9381 | 1124.7725
| 5715 | 2359.8511 | 1124.7725
| 5716 | 2359.7239 | 1124.7725
| 5717 | 2359.6299 | 1124.7725
| 5718 | 2359.5137 | 1124.7725
| 5719 | 2359.3703 | 1124.7725
| 5720 | 2359.2767 | 1124.7725
| 5721 | 2359.1908 | 1124.7725
| 5722 | 2359.0819 | 1124.7725
| 5723 | 2358.9836 | 1124.7725
| 5724 | 2358.8517 | 1124.7725
| 5725 | 2358.7165 | 1124.7725
| 5726 | 2358.6299 | 1124.7725
| 5727 | 2358.5392 | 1124.7725
| 5728 | 2358.4726 | 1124.7725
| 5729 | 2358.3603 | 1124.7725
| 5730 | 2358.2505 | 1124.7725
| 5731 | 2358.1633 | 1124.7725
| 5732 | 2358.0336 | 1124.7725
| 5733 | 2357.9535 | 1124.7725
| 5734 | 2357.8941 | 1124.7725
| 5735 | 2357.8156 | 1124.7725
| 5736 | 2357.6917 | 1124.7725
| 5737 | 2357.5889 | 1124.7725
| 5738 | 2357.4938 | 1124.7725
| 5739 | 2357.4194 | 1124.7725
| 5740 | 2357.3261 | 1124.7725
| 5741 | 2357.1877 | 1124.7725
| 5742 | 2357.1462 | 1124.7725
| 5743 | 2357.0576 | 1124.7725
| 5744 | 2357.0016 | 1124.7725
| 5745 | 2356.9008 | 1124.7725
| 5746 | 2356.7762 | 1124.7725
| 5747 | 2356.702 | 1124.7725
| 5748 | 2356.6293 | 1124.7725
| 5749 | 2356.553 | 1124.7725
| 5750 | 2356.4633 | 1124.7725
| 5751 | 2356.3355 | 1124.7725
| 5752 | 2356.2309 | 1124.7725
| 5753 | 2356.1385 | 1124.7725
| 5754 | 2356.0649 | 1124.7725
| 5755 | 2355.9709 | 1124.7725
| 5756 | 2355.8532 | 1124.7725
| 5757 | 2355.7697 | 1124.7725
| 5758 | 2355.6819 | 1124.7725
| 5759 | 2355.5807 | 1124.7725
| 5760 | 2355.4238 | 1124.7725
| 5761 | 2355.3097 | 1124.7725
| 5762 | 2355.1906 | 1124.7725
| 5763 | 2355.1227 | 1124.7725
| 5764 | 2355.0115 | 1124.7725
| 5765 | 2354.9177 | 1124.7725
| 5766 | 2354.8055 | 1124.7725
| 5767 | 2354.7329 | 1124.7725
| 5768 | 2354.6575 | 1124.7725
| 5769 | 2354.5219 | 1124.7725
| 5770 | 2354.4418 | 1124.7725
| 5771 | 2354.3759 | 1124.7725
| 5772 | 2354.1772 | 1124.7725
| 5773 | 2354.0389 | 1124.7725
| 5774 | 2353.9382 | 1124.7725
| 5775 | 2353.8624 | 1124.7725
| 5776 | 2353.7888 | 1124.7725
| 5777 | 2353.6836 | 1124.7725
| 5778 | 2353.584 | 1124.7725
| 5779 | 2353.5332 | 1124.7725
| 5780 | 2353.4438 | 1124.7725
| 5781 | 2353.3338 | 1124.7725
| 5782 | 2353.2537 | 1124.7725
| 5783 | 2353.1609 | 1124.7725
| 5784 | 2353.0932 | 1124.7725
| 5785 | 2352.9759 | 1124.7725
| 5786 | 2352.8714 | 1124.7725
| 5787 | 2352.7401 | 1124.7725
| 5788 | 2352.599 | 1124.7725
| 5789 | 2352.5051 | 1124.7725
| 5790 | 2352.3725 | 1124.7725
| 5791 | 2352.2907 | 1124.7725
| 5792 | 2352.1831 | 1124.7725
| 5793 | 2352.0358 | 1124.7725
| 5794 | 2351.9333 | 1124.7725
| 5795 | 2351.7596 | 1124.7725
| 5796 | 2351.6339 | 1124.7725
| 5797 | 2351.5146 | 1124.7725
| 5798 | 2351.4088 | 1124.7725
| 5799 | 2351.1935 | 1124.7725
| 5800 | 2351.0367 | 1124.7725
| 5801 | 2350.9636 | 1124.7725
| 5802 | 2350.8608 | 1124.7725
| 5803 | 2350.7157 | 1124.7725
| 5804 | 2350.6512 | 1124.7725
| 5805 | 2350.5245 | 1124.7725
| 5806 | 2350.4147 | 1124.7725
| 5807 | 2350.3632 | 1124.7725
| 5808 | 2350.3071 | 1124.7725
| 5809 | 2350.168 | 1124.7725
| 5810 | 2350.0825 | 1124.7725
| 5811 | 2349.9212 | 1124.7725
| 5812 | 2349.8006 | 1124.7725
| 5813 | 2349.7072 | 1124.7725
| 5814 | 2349.6195 | 1124.7725
| 5815 | 2349.4741 | 1124.7725
| 5816 | 2349.4087 | 1124.7725
| 5817 | 2349.2724 | 1124.7725
| 5818 | 2349.1578 | 1124.7725
| 5819 | 2349.0647 | 1124.7725
| 5820 | 2348.9851 | 1124.7725
| 5821 | 2348.873 | 1124.7725
| 5822 | 2348.7203 | 1124.7725
| 5823 | 2348.5525 | 1124.7725
| 5824 | 2348.461 | 1124.7725
| 5825 | 2348.3676 | 1124.7725
| 5826 | 2348.2855 | 1124.7725
| 5827 | 2348.1487 | 1124.7725
| 5828 | 2348.0564 | 1124.7725
| 5829 | 2347.9201 | 1124.7725
| 5830 | 2347.8055 | 1124.7725
| 5831 | 2347.7282 | 1124.7725
| 5832 | 2347.6202 | 1124.7725
| 5833 | 2347.5535 | 1124.7725
| 5834 | 2347.4204 | 1124.7725
| 5835 | 2347.3189 | 1124.7725
| 5836 | 2347.2191 | 1124.7725
| 5837 | 2347.1047 | 1124.7725
| 5838 | 2347.0145 | 1124.7725
| 5839 | 2346.9458 | 1124.7725
| 5840 | 2346.8722 | 1124.7725
| 5841 | 2346.7803 | 1124.7725
| 5842 | 2346.6664 | 1124.7725
| 5843 | 2346.5944 | 1124.7725
| 5844 | 2346.4922 | 1124.7725
| 5845 | 2346.4148 | 1124.7725
| 5846 | 2346.341 | 1124.7725
| 5847 | 2346.2793 | 1124.7725
| 5848 | 2346.1494 | 1124.7725
| 5849 | 2346.0581 | 1124.7725
| 5850 | 2345.9338 | 1124.7725
| 5851 | 2345.8475 | 1124.7725
| 5852 | 2345.7799 | 1124.7725
| 5853 | 2345.6945 | 1124.7725
| 5854 | 2345.5857 | 1124.7725
| 5855 | 2345.5287 | 1124.7725
| 5856 | 2345.4194 | 1124.7725
| 5857 | 2345.3374 | 1124.7725
| 5858 | 2345.2452 | 1124.7725
| 5859 | 2345.1357 | 1124.7725
| 5860 | 2345.05 | 1124.7725
| 5861 | 2344.9696 | 1124.7725
| 5862 | 2344.8394 | 1124.7725
| 5863 | 2344.7378 | 1124.7725
| 5864 | 2344.6688 | 1124.7725
| 5865 | 2344.5264 | 1124.7725
| 5866 | 2344.4614 | 1124.7725
| 5867 | 2344.4006 | 1124.7725
| 5868 | 2344.3216 | 1124.7725
| 5869 | 2344.2655 | 1124.7725
| 5870 | 2344.1912 | 1124.7725
| 5871 | 2344.1072 | 1124.7725
| 5872 | 2343.9944 | 1124.7725
| 5873 | 2343.9138 | 1124.7725
| 5874 | 2343.7752 | 1124.7725
| 5875 | 2343.7084 | 1124.7725
| 5876 | 2343.6518 | 1124.7725
| 5877 | 2343.5794 | 1124.7725
| 5878 | 2343.5075 | 1124.7725
| 5879 | 2343.422 | 1124.7725
| 5880 | 2343.2993 | 1124.7725
| 5881 | 2343.1753 | 1124.7725
| 5882 | 2343.064 | 1124.7725
| 5883 | 2343.0024 | 1124.7725
| 5884 | 2342.9164 | 1124.7725
| 5885 | 2342.8459 | 1124.7725
| 5886 | 2342.7716 | 1124.7725
| 5887 | 2342.6085 | 1124.7725
| 5888 | 2342.5175 | 1124.7725
| 5889 | 2342.4406 | 1124.7725
| 5890 | 2342.3656 | 1124.7725
| 5891 | 2342.2572 | 1124.7725
| 5892 | 2342.1652 | 1124.7725
| 5893 | 2342.0764 | 1124.7725
| 5894 | 2341.9424 | 1124.7725
| 5895 | 2341.8175 | 1124.7725
| 5896 | 2341.6971 | 1124.7725
| 5897 | 2341.574 | 1124.7725
| 5898 | 2341.4382 | 1124.7725
| 5899 | 2341.3179 | 1124.7725
| 5900 | 2341.2408 | 1124.7725
| 5901 | 2341.098 | 1124.7725
| 5902 | 2340.9716 | 1124.7725
| 5903 | 2340.9015 | 1124.7725
| 5904 | 2340.7768 | 1124.7725
| 5905 | 2340.6948 | 1124.7725
| 5906 | 2340.6124 | 1124.7725
| 5907 | 2340.5018 | 1124.7725
| 5908 | 2340.4279 | 1124.7725
| 5909 | 2340.3653 | 1124.7725
| 5910 | 2340.2641 | 1124.7725
| 5911 | 2340.1757 | 1124.7725
| 5912 | 2340.1285 | 1124.7725
| 5913 | 2340.0421 | 1124.7725
| 5914 | 2339.9207 | 1124.7725
| 5915 | 2339.8475 | 1124.7725
| 5916 | 2339.7653 | 1124.7725
| 5917 | 2339.6667 | 1124.7725
| 5918 | 2339.5759 | 1124.7725
| 5919 | 2339.4956 | 1124.7725
| 5920 | 2339.3303 | 1124.7725
| 5921 | 2339.2065 | 1124.7725
| 5922 | 2339.1584 | 1124.7725
| 5923 | 2339.0579 | 1124.7725
| 5924 | 2338.9707 | 1124.7725
| 5925 | 2338.8741 | 1124.7725
| 5926 | 2338.7907 | 1124.7725
| 5927 | 2338.6945 | 1124.7725
| 5928 | 2338.5469 | 1124.7725
| 5929 | 2338.4118 | 1124.7725
| 5930 | 2338.3612 | 1124.7725
| 5931 | 2338.293 | 1124.7725
| 5932 | 2338.1765 | 1124.7725
| 5933 | 2338.0293 | 1124.7725
| 5934 | 2337.9524 | 1124.7725
| 5935 | 2337.8241 | 1124.7725
| 5936 | 2337.6828 | 1124.7725
| 5937 | 2337.5919 | 1124.7725
| 5938 | 2337.5123 | 1124.7725
| 5939 | 2337.3702 | 1124.7725
| 5940 | 2337.2388 | 1124.7725
| 5941 | 2337.1394 | 1124.7725
| 5942 | 2337.0418 | 1124.7725
| 5943 | 2336.8681 | 1124.7725
| 5944 | 2336.8068 | 1124.7725
| 5945 | 2336.7295 | 1124.7725
| 5946 | 2336.611 | 1124.7725
| 5947 | 2336.5211 | 1124.7725
| 5948 | 2336.4006 | 1124.7725
| 5949 | 2336.3084 | 1124.7725
| 5950 | 2336.2239 | 1124.7725
| 5951 | 2336.1469 | 1124.7725
| 5952 | 2336.0899 | 1124.7725
| 5953 | 2336.0057 | 1124.7725
| 5954 | 2335.9341 | 1124.7725
| 5955 | 2335.8201 | 1124.7725
| 5956 | 2335.7524 | 1124.7725
| 5957 | 2335.6201 | 1124.7725
| 5958 | 2335.5224 | 1124.7725
| 5959 | 2335.4177 | 1124.7725
| 5960 | 2335.3461 | 1124.7725
| 5961 | 2335.2073 | 1124.7725
| 5962 | 2335.0663 | 1124.7725
| 5963 | 2334.9007 | 1124.7725
| 5964 | 2334.7537 | 1124.7725
| 5965 | 2334.6213 | 1124.7725
| 5966 | 2334.5469 | 1124.7725
| 5967 | 2334.4611 | 1124.7725
| 5968 | 2334.3374 | 1124.7725
| 5969 | 2334.2281 | 1124.7725
| 5970 | 2334.1068 | 1124.7725
| 5971 | 2334.01 | 1124.7725
| 5972 | 2333.8839 | 1124.7725
| 5973 | 2333.7609 | 1124.7725
| 5974 | 2333.6461 | 1124.7725
| 5975 | 2333.5391 | 1124.7725
| 5976 | 2333.4612 | 1124.7725
| 5977 | 2333.3638 | 1124.7725
| 5978 | 2333.3007 | 1124.7725
| 5979 | 2333.2044 | 1124.7725
| 5980 | 2333.0564 | 1124.7725
| 5981 | 2332.9575 | 1124.7725
| 5982 | 2332.8544 | 1124.7725
| 5983 | 2332.7886 | 1124.7725
| 5984 | 2332.6718 | 1124.7725
| 5985 | 2332.5459 | 1124.7725
| 5986 | 2332.4605 | 1124.7725
| 5987 | 2332.3453 | 1124.7725
| 5988 | 2332.2112 | 1124.7725
| 5989 | 2332.1026 | 1124.7725
| 5990 | 2332.0325 | 1124.7725
| 5991 | 2331.9427 | 1124.7725
| 5992 | 2331.852 | 1124.7725
| 5993 | 2331.7562 | 1124.7725
| 5994 | 2331.6759 | 1124.7725
| 5995 | 2331.5774 | 1124.7725
| 5996 | 2331.4871 | 1124.7725
| 5997 | 2331.3933 | 1124.7725
| 5998 | 2331.3159 | 1124.7725
| 5999 | 2331.1803 | 1124.7725
| 6000 | 2331.1067 | 1124.7725
| 6001 | 2331.061 | 1124.7725
| 6002 | 2330.9488 | 1124.7725
| 6003 | 2330.8099 | 1124.7725
| 6004 | 2330.6585 | 1124.7725
| 6005 | 2330.5857 | 1124.7725
| 6006 | 2330.4582 | 1124.7725
| 6007 | 2330.3655 | 1124.7725
| 6008 | 2330.2856 | 1124.7725
| 6009 | 2330.1758 | 1124.7725
| 6010 | 2330.1097 | 1124.7725
| 6011 | 2330.0029 | 1124.7725
| 6012 | 2329.926 | 1124.7725
| 6013 | 2329.8631 | 1124.7725
| 6014 | 2329.7883 | 1124.7725
| 6015 | 2329.6687 | 1124.7725
| 6016 | 2329.5619 | 1124.7725
| 6017 | 2329.4809 | 1124.7725
| 6018 | 2329.3958 | 1124.7725
| 6019 | 2329.2952 | 1124.7725
| 6020 | 2329.1684 | 1124.7725
| 6021 | 2329.0661 | 1124.7725
| 6022 | 2328.953 | 1124.7725
| 6023 | 2328.8202 | 1124.7725
| 6024 | 2328.7475 | 1124.7725
| 6025 | 2328.5516 | 1124.7725
| 6026 | 2328.4888 | 1124.7725
| 6027 | 2328.3909 | 1124.7725
| 6028 | 2328.3035 | 1124.7725
| 6029 | 2328.2341 | 1124.7725
| 6030 | 2328.1773 | 1124.7725
| 6031 | 2328.0915 | 1124.7725
| 6032 | 2328.0038 | 1124.7725
| 6033 | 2327.8881 | 1124.7725
| 6034 | 2327.7523 | 1124.7725
| 6035 | 2327.6408 | 1124.7725
| 6036 | 2327.5235 | 1124.7725
| 6037 | 2327.4107 | 1124.7725
| 6038 | 2327.3107 | 1124.7725
| 6039 | 2327.1678 | 1124.7725
| 6040 | 2327.0415 | 1124.7725
| 6041 | 2326.9655 | 1124.7725
| 6042 | 2326.8289 | 1124.7725
| 6043 | 2326.7006 | 1124.7725
| 6044 | 2326.5539 | 1124.7725
| 6045 | 2326.489 | 1124.7725
| 6046 | 2326.4082 | 1124.7725
| 6047 | 2326.2645 | 1124.7725
| 6048 | 2326.1842 | 1124.7725
| 6049 | 2326.0928 | 1124.7725
| 6050 | 2326.0205 | 1124.7725
| 6051 | 2325.9706 | 1124.7725
| 6052 | 2325.8992 | 1124.7725
| 6053 | 2325.8035 | 1124.7725
| 6054 | 2325.6916 | 1124.7725
| 6055 | 2325.5869 | 1124.7725
| 6056 | 2325.4623 | 1124.7725
| 6057 | 2325.3361 | 1124.7725
| 6058 | 2325.2166 | 1124.7725
| 6059 | 2325.1154 | 1124.7725
| 6060 | 2325.0368 | 1124.7725
| 6061 | 2324.9271 | 1124.7725
| 6062 | 2324.8406 | 1124.7725
| 6063 | 2324.7054 | 1124.7725
| 6064 | 2324.5969 | 1124.7725
| 6065 | 2324.4501 | 1124.7725
| 6066 | 2324.4209 | 1124.7725
| 6067 | 2324.3557 | 1124.7725
| 6068 | 2324.2092 | 1124.7725
| 6069 | 2324.1385 | 1124.7725
| 6070 | 2323.9953 | 1124.7725
| 6071 | 2323.8802 | 1124.7725
| 6072 | 2323.8089 | 1124.7725
| 6073 | 2323.681 | 1124.7725
| 6074 | 2323.593 | 1124.7725
| 6075 | 2323.5329 | 1124.7725
| 6076 | 2323.4629 | 1124.7725
| 6077 | 2323.3441 | 1124.7725
| 6078 | 2323.2205 | 1124.7725
| 6079 | 2323.1669 | 1124.7725
| 6080 | 2323.0777 | 1124.7725
| 6081 | 2322.9174 | 1124.7725
| 6082 | 2322.8405 | 1124.7725
| 6083 | 2322.7184 | 1124.7725
| 6084 | 2322.6136 | 1124.7725
| 6085 | 2322.4833 | 1124.7725
| 6086 | 2322.3542 | 1124.7725
| 6087 | 2322.247 | 1124.7725
| 6088 | 2322.1184 | 1124.7725
| 6089 | 2322.0186 | 1124.7725
| 6090 | 2321.9131 | 1124.7725
| 6091 | 2321.8117 | 1124.7725
| 6092 | 2321.7206 | 1124.7725
| 6093 | 2321.6229 | 1124.7725
| 6094 | 2321.5755 | 1124.7725
| 6095 | 2321.4955 | 1124.7725
| 6096 | 2321.3566 | 1124.7725
| 6097 | 2321.2696 | 1124.7725
| 6098 | 2321.1934 | 1124.7725
| 6099 | 2321.0763 | 1124.7725
| 6100 | 2320.9511 | 1124.7725
| 6101 | 2320.8804 | 1124.7725
| 6102 | 2320.8253 | 1124.7725
| 6103 | 2320.66 | 1124.7725
| 6104 | 2320.5886 | 1124.7725
| 6105 | 2320.4682 | 1124.7725
| 6106 | 2320.3693 | 1124.7725
| 6107 | 2320.2248 | 1124.7725
| 6108 | 2320.1094 | 1124.7725
| 6109 | 2320.0068 | 1124.7725
| 6110 | 2319.8841 | 1124.7725
| 6111 | 2319.819 | 1124.7725
| 6112 | 2319.7687 | 1124.7725
| 6113 | 2319.6544 | 1124.7725
| 6114 | 2319.58 | 1124.7725
| 6115 | 2319.4618 | 1124.7725
| 6116 | 2319.4034 | 1124.7725
| 6117 | 2319.2541 | 1124.7725
| 6118 | 2319.0973 | 1124.7725
| 6119 | 2318.9988 | 1124.7725
| 6120 | 2318.8664 | 1124.7725
| 6121 | 2318.7746 | 1124.7725
| 6122 | 2318.6933 | 1124.7725
| 6123 | 2318.6057 | 1124.7725
| 6124 | 2318.5069 | 1124.7725
| 6125 | 2318.4291 | 1124.7725
| 6126 | 2318.2933 | 1124.7725
| 6127 | 2318.2211 | 1124.7725
| 6128 | 2318.1597 | 1124.7725
| 6129 | 2318.0235 | 1124.7725
| 6130 | 2317.9381 | 1124.7725
| 6131 | 2317.8049 | 1124.7725
| 6132 | 2317.7007 | 1124.7725
| 6133 | 2317.595 | 1124.7725
| 6134 | 2317.497 | 1124.7725
| 6135 | 2317.4291 | 1124.7725
| 6136 | 2317.334 | 1124.7725
| 6137 | 2317.2596 | 1124.7725
| 6138 | 2317.12 | 1124.7725
| 6139 | 2317.0408 | 1124.7725
| 6140 | 2316.9831 | 1124.7725
| 6141 | 2316.8722 | 1124.7725
| 6142 | 2316.8063 | 1124.7725
| 6143 | 2316.7382 | 1124.7725
| 6144 | 2316.6031 | 1124.7725
| 6145 | 2316.5139 | 1124.7725
| 6146 | 2316.4359 | 1124.7725
| 6147 | 2316.3806 | 1124.7725
| 6148 | 2316.2857 | 1124.7725
| 6149 | 2316.1276 | 1124.7725
| 6150 | 2316.04 | 1124.7725
| 6151 | 2315.9739 | 1124.7725
| 6152 | 2315.8627 | 1124.7725
| 6153 | 2315.7721 | 1124.7725
| 6154 | 2315.6922 | 1124.7725
| 6155 | 2315.5807 | 1124.7725
| 6156 | 2315.5112 | 1124.7725
| 6157 | 2315.4554 | 1124.7725
| 6158 | 2315.304 | 1124.7725
| 6159 | 2315.2504 | 1124.7725
| 6160 | 2315.1884 | 1124.7725
| 6161 | 2315.1026 | 1124.7725
| 6162 | 2315.0291 | 1124.7725
| 6163 | 2314.8991 | 1124.7725
| 6164 | 2314.724 | 1124.7725
| 6165 | 2314.6614 | 1124.7725
| 6166 | 2314.5062 | 1124.7725
| 6167 | 2314.4258 | 1124.7725
| 6168 | 2314.2758 | 1124.7725
| 6169 | 2314.2415 | 1124.7725
| 6170 | 2314.1762 | 1124.7725
| 6171 | 2314.1044 | 1124.7725
| 6172 | 2313.9937 | 1124.7725
| 6173 | 2313.8969 | 1124.7725
| 6174 | 2313.7782 | 1124.7725
| 6175 | 2313.6856 | 1124.7725
| 6176 | 2313.5995 | 1124.7725
| 6177 | 2313.4903 | 1124.7725
| 6178 | 2313.359 | 1124.7725
| 6179 | 2313.2883 | 1124.7725
| 6180 | 2313.1855 | 1124.7725
| 6181 | 2313.1229 | 1124.7725
| 6182 | 2312.964 | 1124.7725
| 6183 | 2312.8648 | 1124.7725
| 6184 | 2312.7851 | 1124.7725
| 6185 | 2312.6048 | 1124.7725
| 6186 | 2312.5153 | 1124.7725
| 6187 | 2312.4017 | 1124.7725
| 6188 | 2312.2836 | 1124.7725
| 6189 | 2312.1144 | 1124.7725
| 6190 | 2312.0216 | 1124.7725
| 6191 | 2311.9012 | 1124.7725
| 6192 | 2311.8117 | 1124.7725
| 6193 | 2311.7292 | 1124.7725
| 6194 | 2311.6397 | 1124.7725
| 6195 | 2311.5411 | 1124.7725
| 6196 | 2311.4072 | 1124.7725
| 6197 | 2311.3171 | 1124.7725
| 6198 | 2311.2161 | 1124.7725
| 6199 | 2311.0564 | 1124.7725
| 6200 | 2310.932 | 1124.7725
| 6201 | 2310.7845 | 1124.7725
| 6202 | 2310.6839 | 1124.7725
| 6203 | 2310.5747 | 1124.7725
| 6204 | 2310.5141 | 1124.7725
| 6205 | 2310.3761 | 1124.7725
| 6206 | 2310.2977 | 1124.7725
| 6207 | 2310.2253 | 1124.7725
| 6208 | 2310.1141 | 1124.7725
| 6209 | 2310.0288 | 1124.7725
| 6210 | 2309.9104 | 1124.7725
| 6211 | 2309.823 | 1124.7725
| 6212 | 2309.707 | 1124.7725
| 6213 | 2309.6037 | 1124.7725
| 6214 | 2309.5319 | 1124.7725
| 6215 | 2309.4294 | 1124.7725
| 6216 | 2309.3388 | 1124.7725
| 6217 | 2309.2408 | 1124.7725
| 6218 | 2309.1108 | 1124.7725
| 6219 | 2309.0228 | 1124.7725
| 6220 | 2308.9206 | 1124.7725
| 6221 | 2308.8011 | 1124.7725
| 6222 | 2308.6944 | 1124.7725
| 6223 | 2308.5818 | 1124.7725
| 6224 | 2308.4857 | 1124.7725
| 6225 | 2308.3714 | 1124.7725
| 6226 | 2308.3098 | 1124.7725
| 6227 | 2308.1971 | 1124.7725
| 6228 | 2308.0949 | 1124.7725
| 6229 | 2307.9198 | 1124.7725
| 6230 | 2307.8378 | 1124.7725
| 6231 | 2307.7367 | 1124.7725
| 6232 | 2307.5894 | 1124.7725
| 6233 | 2307.4451 | 1124.7725
| 6234 | 2307.3 | 1124.7725
| 6235 | 2307.2221 | 1124.7725
| 6236 | 2307.1432 | 1124.7725
| 6237 | 2307.0498 | 1124.7725
| 6238 | 2306.9896 | 1124.7725
| 6239 | 2306.9088 | 1124.7725
| 6240 | 2306.8438 | 1124.7725
| 6241 | 2306.7732 | 1124.7725
| 6242 | 2306.6425 | 1124.7725
| 6243 | 2306.5651 | 1124.7725
| 6244 | 2306.4959 | 1124.7725
| 6245 | 2306.4191 | 1124.7725
| 6246 | 2306.3077 | 1124.7725
| 6247 | 2306.1797 | 1124.7725
| 6248 | 2306.0714 | 1124.7725
| 6249 | 2305.9787 | 1124.7725
| 6250 | 2305.9126 | 1124.7725
| 6251 | 2305.8008 | 1124.7725
| 6252 | 2305.6697 | 1124.7725
| 6253 | 2305.5731 | 1124.7725
| 6254 | 2305.4766 | 1124.7725
| 6255 | 2305.3823 | 1124.7725
| 6256 | 2305.2719 | 1124.7725
| 6257 | 2305.1259 | 1124.7725
| 6258 | 2305.0342 | 1124.7725
| 6259 | 2304.9738 | 1124.7725
| 6260 | 2304.8891 | 1124.7725
| 6261 | 2304.7789 | 1124.7725
| 6262 | 2304.6809 | 1124.7725
| 6263 | 2304.6414 | 1124.7725
| 6264 | 2304.564 | 1124.7725
| 6265 | 2304.4145 | 1124.7725
| 6266 | 2304.3456 | 1124.7725
| 6267 | 2304.2369 | 1124.7725
| 6268 | 2304.0809 | 1124.7725
| 6269 | 2303.996 | 1124.7725
| 6270 | 2303.8682 | 1124.7725
| 6271 | 2303.7757 | 1124.7725
| 6272 | 2303.6768 | 1124.7725
| 6273 | 2303.5201 | 1124.7725
| 6274 | 2303.4029 | 1124.7725
| 6275 | 2303.2514 | 1124.7725
| 6276 | 2303.1483 | 1124.7725
| 6277 | 2303.0159 | 1124.7725
| 6278 | 2302.8939 | 1124.7725
| 6279 | 2302.7831 | 1124.7725
| 6280 | 2302.651 | 1124.7725
| 6281 | 2302.5437 | 1124.7725
| 6282 | 2302.4565 | 1124.7725
| 6283 | 2302.3604 | 1124.7725
| 6284 | 2302.2719 | 1124.7725
| 6285 | 2302.1279 | 1124.7725
| 6286 | 2302.0417 | 1124.7725
| 6287 | 2301.9259 | 1124.7725
| 6288 | 2301.8012 | 1124.7725
| 6289 | 2301.6911 | 1124.7725
| 6290 | 2301.5935 | 1124.7725
| 6291 | 2301.5622 | 1124.7725
| 6292 | 2301.4599 | 1124.7725
| 6293 | 2301.3501 | 1124.7725
| 6294 | 2301.2829 | 1124.7725
| 6295 | 2301.2275 | 1124.7725
| 6296 | 2301.1482 | 1124.7725
| 6297 | 2301.0812 | 1124.7725
| 6298 | 2300.9378 | 1124.7725
| 6299 | 2300.8128 | 1124.7725
| 6300 | 2300.6855 | 1124.7725
| 6301 | 2300.5999 | 1124.7725
| 6302 | 2300.52 | 1124.7725
| 6303 | 2300.4176 | 1124.7725
| 6304 | 2300.3404 | 1124.7725
| 6305 | 2300.2224 | 1124.7725
| 6306 | 2300.1526 | 1124.7725
| 6307 | 2300.0552 | 1124.7725
| 6308 | 2300.007 | 1124.7725
| 6309 | 2299.9015 | 1124.7725
| 6310 | 2299.796 | 1124.7725
| 6311 | 2299.6811 | 1124.7725
| 6312 | 2299.6241 | 1124.7725
| 6313 | 2299.5156 | 1124.7725
| 6314 | 2299.4434 | 1124.7725
| 6315 | 2299.3534 | 1124.7725
| 6316 | 2299.2472 | 1124.7725
| 6317 | 2299.161 | 1124.7725
| 6318 | 2299.0551 | 1124.7725
| 6319 | 2298.9825 | 1124.7725
| 6320 | 2298.8798 | 1124.7725
| 6321 | 2298.8259 | 1124.7725
| 6322 | 2298.7346 | 1124.7725
| 6323 | 2298.6135 | 1124.7725
| 6324 | 2298.4881 | 1124.7725
| 6325 | 2298.3695 | 1124.7725
| 6326 | 2298.2737 | 1124.7725
| 6327 | 2298.1611 | 1124.7725
| 6328 | 2298.0875 | 1124.7725
| 6329 | 2298.0105 | 1124.7725
| 6330 | 2297.8879 | 1124.7725
| 6331 | 2297.7405 | 1124.7725
| 6332 | 2297.6461 | 1124.7725
| 6333 | 2297.5461 | 1124.7725
| 6334 | 2297.4655 | 1124.7725
| 6335 | 2297.4008 | 1124.7725
| 6336 | 2297.3031 | 1124.7725
| 6337 | 2297.156 | 1124.7725
| 6338 | 2297.0761 | 1124.7725
| 6339 | 2297.0248 | 1124.7725
| 6340 | 2296.93 | 1124.7725
| 6341 | 2296.862 | 1124.7725
| 6342 | 2296.7939 | 1124.7725
| 6343 | 2296.7155 | 1124.7725
| 6344 | 2296.5835 | 1124.7725
| 6345 | 2296.5242 | 1124.7725
| 6346 | 2296.4441 | 1124.7725
| 6347 | 2296.3566 | 1124.7725
| 6348 | 2296.2322 | 1124.7725
| 6349 | 2296.1843 | 1124.7725
| 6350 | 2296.1184 | 1124.7725
| 6351 | 2296.0074 | 1124.7725
| 6352 | 2295.935 | 1124.7725
| 6353 | 2295.8638 | 1124.7725
| 6354 | 2295.7667 | 1124.7725
| 6355 | 2295.7177 | 1124.7725
| 6356 | 2295.6202 | 1124.7725
| 6357 | 2295.4909 | 1124.7725
| 6358 | 2295.3641 | 1124.7725
| 6359 | 2295.2977 | 1124.7725
| 6360 | 2295.2034 | 1124.7725
| 6361 | 2295.134 | 1124.7725
| 6362 | 2295.0086 | 1124.7725
| 6363 | 2294.887 | 1124.7725
| 6364 | 2294.7225 | 1124.7725
| 6365 | 2294.6714 | 1124.7725
| 6366 | 2294.5616 | 1124.7725
| 6367 | 2294.4555 | 1124.7725
| 6368 | 2294.331 | 1124.7725
| 6369 | 2294.2066 | 1124.7725
| 6370 | 2294.0701 | 1124.7725
| 6371 | 2293.9754 | 1124.7725
| 6372 | 2293.9058 | 1124.7725
| 6373 | 2293.8394 | 1124.7725
| 6374 | 2293.7727 | 1124.7725
| 6375 | 2293.6883 | 1124.7725
| 6376 | 2293.6314 | 1124.7725
| 6377 | 2293.5182 | 1124.7725
| 6378 | 2293.4574 | 1124.7725
| 6379 | 2293.3251 | 1124.7725
| 6380 | 2293.2067 | 1124.7725
| 6381 | 2293.0778 | 1124.7725
| 6382 | 2293.0135 | 1124.7725
| 6383 | 2292.9218 | 1124.7725
| 6384 | 2292.8835 | 1124.7725
| 6385 | 2292.7534 | 1124.7725
| 6386 | 2292.6461 | 1124.7725
| 6387 | 2292.5856 | 1124.7725
| 6388 | 2292.4949 | 1124.7725
| 6389 | 2292.4113 | 1124.7725
| 6390 | 2292.3259 | 1124.7725
| 6391 | 2292.2345 | 1124.7725
| 6392 | 2292.0957 | 1124.7725
| 6393 | 2292.0247 | 1124.7725
| 6394 | 2291.8988 | 1124.7725
| 6395 | 2291.8019 | 1124.7725
| 6396 | 2291.6995 | 1124.7725
| 6397 | 2291.6263 | 1124.7725
| 6398 | 2291.4967 | 1124.7725
| 6399 | 2291.4189 | 1124.7725
| 6400 | 2291.3082 | 1124.7725
| 6401 | 2291.263 | 1124.7725
| 6402 | 2291.1935 | 1124.7725
| 6403 | 2291.1024 | 1124.7725
| 6404 | 2290.9919 | 1124.7725
| 6405 | 2290.8666 | 1124.7725
| 6406 | 2290.7617 | 1124.7725
| 6407 | 2290.6959 | 1124.7725
| 6408 | 2290.5401 | 1124.7725
| 6409 | 2290.4506 | 1124.7725
| 6410 | 2290.3892 | 1124.7725
| 6411 | 2290.3241 | 1124.7725
| 6412 | 2290.2622 | 1124.7725
| 6413 | 2290.1404 | 1124.7725
| 6414 | 2290.0604 | 1124.7725
| 6415 | 2289.9756 | 1124.7725
| 6416 | 2289.8741 | 1124.7725
| 6417 | 2289.77 | 1124.7725
| 6418 | 2289.6582 | 1124.7725
| 6419 | 2289.5505 | 1124.7725
| 6420 | 2289.4484 | 1124.7725
| 6421 | 2289.3496 | 1124.7725
| 6422 | 2289.2706 | 1124.7725
| 6423 | 2289.1542 | 1124.7725
| 6424 | 2289.0891 | 1124.7725
| 6425 | 2289.0014 | 1124.7725
| 6426 | 2288.8784 | 1124.7725
| 6427 | 2288.7898 | 1124.7725
| 6428 | 2288.6906 | 1124.7725
| 6429 | 2288.5751 | 1124.7725
| 6430 | 2288.4937 | 1124.7725
| 6431 | 2288.4016 | 1124.7725
| 6432 | 2288.3245 | 1124.7725
| 6433 | 2288.1695 | 1124.7725
| 6434 | 2288.0515 | 1124.7725
| 6435 | 2287.9509 | 1124.7725
| 6436 | 2287.8714 | 1124.7725
| 6437 | 2287.7532 | 1124.7725
| 6438 | 2287.6597 | 1124.7725
| 6439 | 2287.5503 | 1124.7725
| 6440 | 2287.431 | 1124.7725
| 6441 | 2287.3095 | 1124.7725
| 6442 | 2287.1736 | 1124.7725
| 6443 | 2287.0339 | 1124.7725
| 6444 | 2286.9624 | 1124.7725
| 6445 | 2286.8252 | 1124.7725
| 6446 | 2286.7503 | 1124.7725
| 6447 | 2286.6637 | 1124.7725
| 6448 | 2286.5499 | 1124.7725
| 6449 | 2286.4767 | 1124.7725
| 6450 | 2286.355 | 1124.7725
| 6451 | 2286.2579 | 1124.7725
| 6452 | 2286.1792 | 1124.7725
| 6453 | 2286.0638 | 1124.7725
| 6454 | 2285.9738 | 1124.7725
| 6455 | 2285.8533 | 1124.7725
| 6456 | 2285.7987 | 1124.7725
| 6457 | 2285.698 | 1124.7725
| 6458 | 2285.592 | 1124.7725
| 6459 | 2285.5128 | 1124.7725
| 6460 | 2285.4288 | 1124.7725
| 6461 | 2285.3226 | 1124.7725
| 6462 | 2285.2774 | 1124.7725
| 6463 | 2285.1462 | 1124.7725
| 6464 | 2284.9881 | 1124.7725
| 6465 | 2284.8869 | 1124.7725
| 6466 | 2284.8369 | 1124.7725
| 6467 | 2284.7443 | 1124.7725
| 6468 | 2284.647 | 1124.7725
| 6469 | 2284.5916 | 1124.7725
| 6470 | 2284.5046 | 1124.7725
| 6471 | 2284.3823 | 1124.7725
| 6472 | 2284.2865 | 1124.7725
| 6473 | 2284.1639 | 1124.7725
| 6474 | 2284.0561 | 1124.7725
| 6475 | 2283.9833 | 1124.7725
| 6476 | 2283.8569 | 1124.7725
| 6477 | 2283.7933 | 1124.7725
| 6478 | 2283.7074 | 1124.7725
| 6479 | 2283.6246 | 1124.7725
| 6480 | 2283.5427 | 1124.7725
| 6481 | 2283.4821 | 1124.7725
| 6482 | 2283.4333 | 1124.7725
| 6483 | 2283.316 | 1124.7725
| 6484 | 2283.2624 | 1124.7725
| 6485 | 2283.2017 | 1124.7725
| 6486 | 2283.1103 | 1124.7725
| 6487 | 2283.01 | 1124.7725
| 6488 | 2282.8976 | 1124.7725
| 6489 | 2282.8293 | 1124.7725
| 6490 | 2282.74 | 1124.7725
| 6491 | 2282.7063 | 1124.7725
| 6492 | 2282.6043 | 1124.7725
| 6493 | 2282.4205 | 1124.7725
| 6494 | 2282.3607 | 1124.7725
| 6495 | 2282.2897 | 1124.7725
| 6496 | 2282.1698 | 1124.7725
| 6497 | 2282.0782 | 1124.7725
| 6498 | 2281.9868 | 1124.7725
| 6499 | 2281.9097 | 1124.7725
| 6500 | 2281.8253 | 1124.7725
| 6501 | 2281.7538 | 1124.7725
| 6502 | 2281.6034 | 1124.7725
| 6503 | 2281.4425 | 1124.7725
| 6504 | 2281.3796 | 1124.7725
| 6505 | 2281.2165 | 1124.7725
| 6506 | 2281.1549 | 1124.7725
| 6507 | 2281.0507 | 1124.7725
| 6508 | 2280.9401 | 1124.7725
| 6509 | 2280.8868 | 1124.7725
| 6510 | 2280.7929 | 1124.7725
| 6511 | 2280.6811 | 1124.7725
| 6512 | 2280.5733 | 1124.7725
| 6513 | 2280.4615 | 1124.7725
| 6514 | 2280.391 | 1124.7725
| 6515 | 2280.2905 | 1124.7725
| 6516 | 2280.2009 | 1124.7725
| 6517 | 2280.1447 | 1124.7725
| 6518 | 2280.0548 | 1124.7725
| 6519 | 2279.9469 | 1124.7725
| 6520 | 2279.8293 | 1124.7725
| 6521 | 2279.7568 | 1124.7725
| 6522 | 2279.6957 | 1124.7725
| 6523 | 2279.5811 | 1124.7725
| 6524 | 2279.4819 | 1124.7725
| 6525 | 2279.3983 | 1124.7725
| 6526 | 2279.2849 | 1124.7725
| 6527 | 2279.2347 | 1124.7725
| 6528 | 2279.1517 | 1124.7725
| 6529 | 2279.0424 | 1124.7725
| 6530 | 2278.9496 | 1124.7725
| 6531 | 2278.8788 | 1124.7725
| 6532 | 2278.8357 | 1124.7725
| 6533 | 2278.7488 | 1124.7725
| 6534 | 2278.6666 | 1124.7725
| 6535 | 2278.5255 | 1124.7725
| 6536 | 2278.4371 | 1124.7725
| 6537 | 2278.3246 | 1124.7725
| 6538 | 2278.2398 | 1124.7725
| 6539 | 2278.1659 | 1124.7725
| 6540 | 2278.0444 | 1124.7725
| 6541 | 2277.9275 | 1124.7725
| 6542 | 2277.8587 | 1124.7725
| 6543 | 2277.7352 | 1124.7725
| 6544 | 2277.642 | 1124.7725
| 6545 | 2277.5444 | 1124.7725
| 6546 | 2277.445 | 1124.7725
| 6547 | 2277.3927 | 1124.7725
| 6548 | 2277.2871 | 1124.7725
| 6549 | 2277.2013 | 1124.7725
| 6550 | 2277.1109 | 1124.7725
| 6551 | 2277.0004 | 1124.7725
| 6552 | 2276.9356 | 1124.7725
| 6553 | 2276.869 | 1124.7725
| 6554 | 2276.7615 | 1124.7725
| 6555 | 2276.6811 | 1124.7725
| 6556 | 2276.5686 | 1124.7725
| 6557 | 2276.4487 | 1124.7725
| 6558 | 2276.3194 | 1124.7725
| 6559 | 2276.2197 | 1124.7725
| 6560 | 2276.1188 | 1124.7725
| 6561 | 2275.9921 | 1124.7725
| 6562 | 2275.8899 | 1124.7725
| 6563 | 2275.8252 | 1124.7725
| 6564 | 2275.7356 | 1124.7725
| 6565 | 2275.6572 | 1124.7725
| 6566 | 2275.5698 | 1124.7725
| 6567 | 2275.4794 | 1124.7725
| 6568 | 2275.3574 | 1124.7725
| 6569 | 2275.2138 | 1124.7725
| 6570 | 2275.1206 | 1124.7725
| 6571 | 2275.0155 | 1124.7725
| 6572 | 2274.9038 | 1124.7725
| 6573 | 2274.842 | 1124.7725
| 6574 | 2274.7624 | 1124.7725
| 6575 | 2274.6588 | 1124.7725
| 6576 | 2274.5588 | 1124.7725
| 6577 | 2274.5072 | 1124.7725
| 6578 | 2274.4255 | 1124.7725
| 6579 | 2274.3274 | 1124.7725
| 6580 | 2274.1923 | 1124.7725
| 6581 | 2274.094 | 1124.7725
| 6582 | 2273.9512 | 1124.7725
| 6583 | 2273.8855 | 1124.7725
| 6584 | 2273.7832 | 1124.7725
| 6585 | 2273.6892 | 1124.7725
| 6586 | 2273.6022 | 1124.7725
| 6587 | 2273.5097 | 1124.7725
| 6588 | 2273.4382 | 1124.7725
| 6589 | 2273.3749 | 1124.7725
| 6590 | 2273.3127 | 1124.7725
| 6591 | 2273.1929 | 1124.7725
| 6592 | 2273.0958 | 1124.7725
| 6593 | 2273.0103 | 1124.7725
| 6594 | 2272.9073 | 1124.7725
| 6595 | 2272.7819 | 1124.7725
| 6596 | 2272.6819 | 1124.7725
| 6597 | 2272.5932 | 1124.7725
| 6598 | 2272.4883 | 1124.7725
| 6599 | 2272.4104 | 1124.7725
| 6600 | 2272.3549 | 1124.7725
| 6601 | 2272.2295 | 1124.7725
| 6602 | 2272.1474 | 1124.7725
| 6603 | 2272.0134 | 1124.7725
| 6604 | 2271.9113 | 1124.7725
| 6605 | 2271.7963 | 1124.7725
| 6606 | 2271.7086 | 1124.7725
| 6607 | 2271.5879 | 1124.7725
| 6608 | 2271.5169 | 1124.7725
| 6609 | 2271.4041 | 1124.7725
| 6610 | 2271.2529 | 1124.7725
| 6611 | 2271.1442 | 1124.7725
| 6612 | 2271.1118 | 1124.7725
| 6613 | 2271.0544 | 1124.7725
| 6614 | 2270.9842 | 1124.7725
| 6615 | 2270.9272 | 1124.7725
| 6616 | 2270.8553 | 1124.7725
| 6617 | 2270.7761 | 1124.7725
| 6618 | 2270.6521 | 1124.7725
| 6619 | 2270.5603 | 1124.7725
| 6620 | 2270.4545 | 1124.7725
| 6621 | 2270.3602 | 1124.7725
| 6622 | 2270.2806 | 1124.7725
| 6623 | 2270.2038 | 1124.7725
| 6624 | 2270.1131 | 1124.7725
| 6625 | 2270.0707 | 1124.7725
| 6626 | 2270.0196 | 1124.7725
| 6627 | 2269.9635 | 1124.7725
| 6628 | 2269.8637 | 1124.7725
| 6629 | 2269.7772 | 1124.7725
| 6630 | 2269.6699 | 1124.7725
| 6631 | 2269.5794 | 1124.7725
| 6632 | 2269.4602 | 1124.7725
| 6633 | 2269.3604 | 1124.7725
| 6634 | 2269.2555 | 1124.7725
| 6635 | 2269.16 | 1124.7725
| 6636 | 2269.0811 | 1124.7725
| 6637 | 2268.9989 | 1124.7725
| 6638 | 2268.9545 | 1124.7725
| 6639 | 2268.8357 | 1124.7725
| 6640 | 2268.7485 | 1124.7725
| 6641 | 2268.6476 | 1124.7725
| 6642 | 2268.5467 | 1124.7725
| 6643 | 2268.4556 | 1124.7725
| 6644 | 2268.3947 | 1124.7725
| 6645 | 2268.2907 | 1124.7725
| 6646 | 2268.2095 | 1124.7725
| 6647 | 2268.1093 | 1124.7725
| 6648 | 2267.9509 | 1124.7725
| 6649 | 2267.8314 | 1124.7725
| 6650 | 2267.7783 | 1124.7725
| 6651 | 2267.6828 | 1124.7725
| 6652 | 2267.6361 | 1124.7725
| 6653 | 2267.5515 | 1124.7725
| 6654 | 2267.4518 | 1124.7725
| 6655 | 2267.3497 | 1124.7725
| 6656 | 2267.2617 | 1124.7725
| 6657 | 2267.1567 | 1124.7725
| 6658 | 2267.0502 | 1124.7725
| 6659 | 2266.9591 | 1124.7725
| 6660 | 2266.8486 | 1124.7725
| 6661 | 2266.6948 | 1124.7725
| 6662 | 2266.6126 | 1124.7725
| 6663 | 2266.5509 | 1124.7725
| 6664 | 2266.5056 | 1124.7725
| 6665 | 2266.445 | 1124.7725
| 6666 | 2266.3189 | 1124.7725
| 6667 | 2266.2362 | 1124.7725
| 6668 | 2266.1376 | 1124.7725
| 6669 | 2266.0435 | 1124.7725
| 6670 | 2265.9288 | 1124.7725
| 6671 | 2265.8689 | 1124.7725
| 6672 | 2265.781 | 1124.7725
| 6673 | 2265.7287 | 1124.7725
| 6674 | 2265.6572 | 1124.7725
| 6675 | 2265.5637 | 1124.7725
| 6676 | 2265.5001 | 1124.7725
| 6677 | 2265.3866 | 1124.7725
| 6678 | 2265.3158 | 1124.7725
| 6679 | 2265.2712 | 1124.7725
| 6680 | 2265.2034 | 1124.7725
| 6681 | 2265.1179 | 1124.7725
| 6682 | 2265.0487 | 1124.7725
| 6683 | 2264.9898 | 1124.7725
| 6684 | 2264.9069 | 1124.7725
| 6685 | 2264.8074 | 1124.7725
| 6686 | 2264.7386 | 1124.7725
| 6687 | 2264.6154 | 1124.7725
| 6688 | 2264.468 | 1124.7725
| 6689 | 2264.375 | 1124.7725
| 6690 | 2264.2997 | 1124.7725
| 6691 | 2264.2181 | 1124.7725
| 6692 | 2264.1235 | 1124.7725
| 6693 | 2264.0408 | 1124.7725
| 6694 | 2263.9001 | 1124.7725
| 6695 | 2263.8106 | 1124.7725
| 6696 | 2263.6893 | 1124.7725
| 6697 | 2263.6105 | 1124.7725
| 6698 | 2263.5654 | 1124.7725
| 6699 | 2263.4831 | 1124.7725
| 6700 | 2263.404 | 1124.7725
| 6701 | 2263.3046 | 1124.7725
| 6702 | 2263.1856 | 1124.7725
| 6703 | 2263.0852 | 1124.7725
| 6704 | 2262.9813 | 1124.7725
| 6705 | 2262.8677 | 1124.7725
| 6706 | 2262.7865 | 1124.7725
| 6707 | 2262.6825 | 1124.7725
| 6708 | 2262.5771 | 1124.7725
| 6709 | 2262.5075 | 1124.7725
| 6710 | 2262.45 | 1124.7725
| 6711 | 2262.3928 | 1124.7725
| 6712 | 2262.2826 | 1124.7725
| 6713 | 2262.1973 | 1124.7725
| 6714 | 2262.1487 | 1124.7725
| 6715 | 2262.0541 | 1124.7725
| 6716 | 2261.9964 | 1124.7725
| 6717 | 2261.8744 | 1124.7725
| 6718 | 2261.7868 | 1124.7725
| 6719 | 2261.7099 | 1124.7725
| 6720 | 2261.6244 | 1124.7725
| 6721 | 2261.5567 | 1124.7725
| 6722 | 2261.4633 | 1124.7725
| 6723 | 2261.3894 | 1124.7725
| 6724 | 2261.3154 | 1124.7725
| 6725 | 2261.2025 | 1124.7725
| 6726 | 2261.1325 | 1124.7725
| 6727 | 2261.0579 | 1124.7725
| 6728 | 2260.9731 | 1124.7725
| 6729 | 2260.8796 | 1124.7725
| 6730 | 2260.7835 | 1124.7725
| 6731 | 2260.7271 | 1124.7725
| 6732 | 2260.6286 | 1124.7725
| 6733 | 2260.5312 | 1124.7725
| 6734 | 2260.456 | 1124.7725
| 6735 | 2260.4001 | 1124.7725
| 6736 | 2260.3518 | 1124.7725
| 6737 | 2260.294 | 1124.7725
| 6738 | 2260.1973 | 1124.7725
| 6739 | 2260.0879 | 1124.7725
| 6740 | 2260.0386 | 1124.7725
| 6741 | 2259.9501 | 1124.7725
| 6742 | 2259.9114 | 1124.7725
| 6743 | 2259.7903 | 1124.7725
| 6744 | 2259.6772 | 1124.7725
| 6745 | 2259.5918 | 1124.7725
| 6746 | 2259.4824 | 1124.7725
| 6747 | 2259.3849 | 1124.7725
| 6748 | 2259.2934 | 1124.7725
| 6749 | 2259.2168 | 1124.7725
| 6750 | 2259.1194 | 1124.7725
| 6751 | 2259.0062 | 1124.7725
| 6752 | 2258.9163 | 1124.7725
| 6753 | 2258.8117 | 1124.7725
| 6754 | 2258.7394 | 1124.7725
| 6755 | 2258.6235 | 1124.7725
| 6756 | 2258.5496 | 1124.7725
| 6757 | 2258.4668 | 1124.7725
| 6758 | 2258.3936 | 1124.7725
| 6759 | 2258.2355 | 1124.7725
| 6760 | 2258.1164 | 1124.7725
| 6761 | 2258.0121 | 1124.7725
| 6762 | 2257.8939 | 1124.7725
| 6763 | 2257.8244 | 1124.7725
| 6764 | 2257.6682 | 1124.7725
| 6765 | 2257.5866 | 1124.7725
| 6766 | 2257.479 | 1124.7725
| 6767 | 2257.4122 | 1124.7725
| 6768 | 2257.3131 | 1124.7725
| 6769 | 2257.2463 | 1124.7725
| 6770 | 2257.1443 | 1124.7725
| 6771 | 2257.0696 | 1124.7725
| 6772 | 2256.9386 | 1124.7725
| 6773 | 2256.8612 | 1124.7725
| 6774 | 2256.7706 | 1124.7725
| 6775 | 2256.6926 | 1124.7725
| 6776 | 2256.6273 | 1124.7725
| 6777 | 2256.5366 | 1124.7725
| 6778 | 2256.4623 | 1124.7725
| 6779 | 2256.3144 | 1124.7725
| 6780 | 2256.1993 | 1124.7725
| 6781 | 2256.1335 | 1124.7725
| 6782 | 2256.0706 | 1124.7725
| 6783 | 2256.0069 | 1124.7725
| 6784 | 2255.9457 | 1124.7725
| 6785 | 2255.8844 | 1124.7725
| 6786 | 2255.7638 | 1124.7725
| 6787 | 2255.6944 | 1124.7725
| 6788 | 2255.6195 | 1124.7725
| 6789 | 2255.5313 | 1124.7725
| 6790 | 2255.4348 | 1124.7725
| 6791 | 2255.3506 | 1124.7725
| 6792 | 2255.2777 | 1124.7725
| 6793 | 2255.2144 | 1124.7725
| 6794 | 2255.1373 | 1124.7725
| 6795 | 2255.028 | 1124.7725
| 6796 | 2254.9094 | 1124.7725
| 6797 | 2254.8412 | 1124.7725
| 6798 | 2254.7482 | 1124.7725
| 6799 | 2254.6375 | 1124.7725
| 6800 | 2254.549 | 1124.7725
| 6801 | 2254.4372 | 1124.7725
| 6802 | 2254.308 | 1124.7725
| 6803 | 2254.1917 | 1124.7725
| 6804 | 2254.0721 | 1124.7725
| 6805 | 2254.0037 | 1124.7725
| 6806 | 2253.8936 | 1124.7725
| 6807 | 2253.7928 | 1124.7725
| 6808 | 2253.7037 | 1124.7725
| 6809 | 2253.6336 | 1124.7725
| 6810 | 2253.5071 | 1124.7725
| 6811 | 2253.4061 | 1124.7725
| 6812 | 2253.3114 | 1124.7725
| 6813 | 2253.228 | 1124.7725
| 6814 | 2253.1442 | 1124.7725
| 6815 | 2253.0002 | 1124.7725
| 6816 | 2252.9033 | 1124.7725
| 6817 | 2252.8311 | 1124.7725
| 6818 | 2252.7161 | 1124.7725
| 6819 | 2252.6478 | 1124.7725
| 6820 | 2252.5654 | 1124.7725
| 6821 | 2252.4503 | 1124.7725
| 6822 | 2252.363 | 1124.7725
| 6823 | 2252.2852 | 1124.7725
| 6824 | 2252.2095 | 1124.7725
| 6825 | 2252.1126 | 1124.7725
| 6826 | 2251.9933 | 1124.7725
| 6827 | 2251.896 | 1124.7725
| 6828 | 2251.793 | 1124.7725
| 6829 | 2251.7256 | 1124.7725
| 6830 | 2251.644 | 1124.7725
| 6831 | 2251.5508 | 1124.7725
| 6832 | 2251.4839 | 1124.7725
| 6833 | 2251.3826 | 1124.7725
| 6834 | 2251.2586 | 1124.7725
| 6835 | 2251.1212 | 1124.7725
| 6836 | 2250.9544 | 1124.7725
| 6837 | 2250.8793 | 1124.7725
| 6838 | 2250.8042 | 1124.7725
| 6839 | 2250.6794 | 1124.7725
| 6840 | 2250.5982 | 1124.7725
| 6841 | 2250.5617 | 1124.7725
| 6842 | 2250.4476 | 1124.7725
| 6843 | 2250.3772 | 1124.7725
| 6844 | 2250.3158 | 1124.7725
| 6845 | 2250.2365 | 1124.7725
| 6846 | 2250.1579 | 1124.7725
| 6847 | 2250.0432 | 1124.7725
| 6848 | 2249.9076 | 1124.7725
| 6849 | 2249.764 | 1124.7725
| 6850 | 2249.6392 | 1124.7725
| 6851 | 2249.5184 | 1124.7725
| 6852 | 2249.4334 | 1124.7725
| 6853 | 2249.3308 | 1124.7725
| 6854 | 2249.2533 | 1124.7725
| 6855 | 2249.1943 | 1124.7725
| 6856 | 2249.1054 | 1124.7725
| 6857 | 2248.9963 | 1124.7725
| 6858 | 2248.9335 | 1124.7725
| 6859 | 2248.805 | 1124.7725
| 6860 | 2248.731 | 1124.7725
| 6861 | 2248.6362 | 1124.7725
| 6862 | 2248.5833 | 1124.7725
| 6863 | 2248.4899 | 1124.7725
| 6864 | 2248.381 | 1124.7725
| 6865 | 2248.3413 | 1124.7725
| 6866 | 2248.2668 | 1124.7725
| 6867 | 2248.1931 | 1124.7725
| 6868 | 2248.1014 | 1124.7725
| 6869 | 2248.0317 | 1124.7725
| 6870 | 2247.9677 | 1124.7725
| 6871 | 2247.8728 | 1124.7725
| 6872 | 2247.7689 | 1124.7725
| 6873 | 2247.635 | 1124.7725
| 6874 | 2247.5863 | 1124.7725
| 6875 | 2247.4589 | 1124.7725
| 6876 | 2247.3796 | 1124.7725
| 6877 | 2247.3067 | 1124.7725
| 6878 | 2247.2418 | 1124.7725
| 6879 | 2247.1362 | 1124.7725
| 6880 | 2247.0509 | 1124.7725
| 6881 | 2246.9464 | 1124.7725
| 6882 | 2246.8486 | 1124.7725
| 6883 | 2246.7747 | 1124.7725
| 6884 | 2246.7257 | 1124.7725
| 6885 | 2246.6404 | 1124.7725
| 6886 | 2246.5551 | 1124.7725
| 6887 | 2246.4903 | 1124.7725
| 6888 | 2246.445 | 1124.7725
| 6889 | 2246.3719 | 1124.7725
| 6890 | 2246.2079 | 1124.7725
| 6891 | 2246.1059 | 1124.7725
| 6892 | 2246.0303 | 1124.7725
| 6893 | 2245.9557 | 1124.7725
| 6894 | 2245.8704 | 1124.7725
| 6895 | 2245.8063 | 1124.7725
| 6896 | 2245.7247 | 1124.7725
| 6897 | 2245.6743 | 1124.7725
| 6898 | 2245.5889 | 1124.7725
| 6899 | 2245.5263 | 1124.7725
| 6900 | 2245.4533 | 1124.7725
| 6901 | 2245.36 | 1124.7725
| 6902 | 2245.2305 | 1124.7725
| 6903 | 2245.1711 | 1124.7725
| 6904 | 2245.0901 | 1124.7725
| 6905 | 2245.0205 | 1124.7725
| 6906 | 2244.9589 | 1124.7725
| 6907 | 2244.8531 | 1124.7725
| 6908 | 2244.7286 | 1124.7725
| 6909 | 2244.6578 | 1124.7725
| 6910 | 2244.5387 | 1124.7725
| 6911 | 2244.4856 | 1124.7725
| 6912 | 2244.3837 | 1124.7725
| 6913 | 2244.2881 | 1124.7725
| 6914 | 2244.2197 | 1124.7725
| 6915 | 2244.1057 | 1124.7725
| 6916 | 2244.0048 | 1124.7725
| 6917 | 2243.9285 | 1124.7725
| 6918 | 2243.7981 | 1124.7725
| 6919 | 2243.7104 | 1124.7725
| 6920 | 2243.6731 | 1124.7725
| 6921 | 2243.5835 | 1124.7725
| 6922 | 2243.4949 | 1124.7725
| 6923 | 2243.4073 | 1124.7725
| 6924 | 2243.3257 | 1124.7725
| 6925 | 2243.1443 | 1124.7725
| 6926 | 2243.0148 | 1124.7725
| 6927 | 2242.9092 | 1124.7725
| 6928 | 2242.8308 | 1124.7725
| 6929 | 2242.7581 | 1124.7725
| 6930 | 2242.6578 | 1124.7725
| 6931 | 2242.5503 | 1124.7725
| 6932 | 2242.4669 | 1124.7725
| 6933 | 2242.3883 | 1124.7725
| 6934 | 2242.3055 | 1124.7725
| 6935 | 2242.2232 | 1124.7725
| 6936 | 2242.133 | 1124.7725
| 6937 | 2242.0595 | 1124.7725
| 6938 | 2241.9698 | 1124.7725
| 6939 | 2241.8732 | 1124.7725
| 6940 | 2241.8037 | 1124.7725
| 6941 | 2241.7375 | 1124.7725
| 6942 | 2241.6492 | 1124.7725
| 6943 | 2241.5203 | 1124.7725
| 6944 | 2241.4712 | 1124.7725
| 6945 | 2241.4178 | 1124.7725
| 6946 | 2241.3611 | 1124.7725
| 6947 | 2241.2862 | 1124.7725
| 6948 | 2241.2058 | 1124.7725
| 6949 | 2241.0906 | 1124.7725
| 6950 | 2241.0027 | 1124.7725
| 6951 | 2240.9117 | 1124.7725
| 6952 | 2240.8235 | 1124.7725
| 6953 | 2240.7728 | 1124.7725
| 6954 | 2240.7151 | 1124.7725
| 6955 | 2240.6457 | 1124.7725
| 6956 | 2240.5923 | 1124.7725
| 6957 | 2240.5254 | 1124.7725
| 6958 | 2240.4359 | 1124.7725
| 6959 | 2240.3746 | 1124.7725
| 6960 | 2240.252 | 1124.7725
| 6961 | 2240.176 | 1124.7725
| 6962 | 2240.1026 | 1124.7725
| 6963 | 2239.9762 | 1124.7725
| 6964 | 2239.8961 | 1124.7725
| 6965 | 2239.8008 | 1124.7725
| 6966 | 2239.7165 | 1124.7725
| 6967 | 2239.6266 | 1124.7725
| 6968 | 2239.5708 | 1124.7725
| 6969 | 2239.4592 | 1124.7725
| 6970 | 2239.357 | 1124.7725
| 6971 | 2239.3056 | 1124.7725
| 6972 | 2239.2098 | 1124.7725
| 6973 | 2239.0759 | 1124.7725
| 6974 | 2238.9893 | 1124.7725
| 6975 | 2238.9552 | 1124.7725
| 6976 | 2238.9082 | 1124.7725
| 6977 | 2238.8433 | 1124.7725
| 6978 | 2238.7568 | 1124.7725
| 6979 | 2238.6824 | 1124.7725
| 6980 | 2238.589 | 1124.7725
| 6981 | 2238.5134 | 1124.7725
| 6982 | 2238.4558 | 1124.7725
| 6983 | 2238.3721 | 1124.7725
| 6984 | 2238.3112 | 1124.7725
| 6985 | 2238.1766 | 1124.7725
| 6986 | 2238.0461 | 1124.7725
| 6987 | 2237.9829 | 1124.7725
| 6988 | 2237.8922 | 1124.7725
| 6989 | 2237.8069 | 1124.7725
| 6990 | 2237.6942 | 1124.7725
| 6991 | 2237.6216 | 1124.7725
| 6992 | 2237.5422 | 1124.7725
| 6993 | 2237.4621 | 1124.7725
| 6994 | 2237.3933 | 1124.7725
| 6995 | 2237.267 | 1124.7725
| 6996 | 2237.1977 | 1124.7725
| 6997 | 2237.1338 | 1124.7725
| 6998 | 2237.0658 | 1124.7725
| 6999 | 2236.9907 | 1124.7725
| 7000 | 2236.925 | 1124.7725
| 7001 | 2236.7861 | 1124.7725
| 7002 | 2236.7129 | 1124.7725
| 7003 | 2236.6388 | 1124.7725
| 7004 | 2236.5495 | 1124.7725
| 7005 | 2236.4287 | 1124.7725
| 7006 | 2236.3558 | 1124.7725
| 7007 | 2236.2835 | 1124.7725
| 7008 | 2236.2323 | 1124.7725
| 7009 | 2236.1591 | 1124.7725
| 7010 | 2236.0283 | 1124.7725
| 7011 | 2235.928 | 1124.7725
| 7012 | 2235.8754 | 1124.7725
| 7013 | 2235.7908 | 1124.7725
| 7014 | 2235.6591 | 1124.7725
| 7015 | 2235.6119 | 1124.7725
| 7016 | 2235.546 | 1124.7725
| 7017 | 2235.4603 | 1124.7725
| 7018 | 2235.3905 | 1124.7725
| 7019 | 2235.3147 | 1124.7725
| 7020 | 2235.2467 | 1124.7725
| 7021 | 2235.1908 | 1124.7725
| 7022 | 2235.1194 | 1124.7725
| 7023 | 2235.0328 | 1124.7725
| 7024 | 2234.9487 | 1124.7725
| 7025 | 2234.8505 | 1124.7725
| 7026 | 2234.7962 | 1124.7725
| 7027 | 2234.7123 | 1124.7725
| 7028 | 2234.5873 | 1124.7725
| 7029 | 2234.4664 | 1124.7725
| 7030 | 2234.3553 | 1124.7725
| 7031 | 2234.2692 | 1124.7725
| 7032 | 2234.2125 | 1124.7725
| 7033 | 2234.1124 | 1124.7725
| 7034 | 2234.0367 | 1124.7725
| 7035 | 2233.9498 | 1124.7725
| 7036 | 2233.8795 | 1124.7725
| 7037 | 2233.7461 | 1124.7725
| 7038 | 2233.6021 | 1124.7725
| 7039 | 2233.5326 | 1124.7725
| 7040 | 2233.4673 | 1124.7725
| 7041 | 2233.4044 | 1124.7725
| 7042 | 2233.3464 | 1124.7725
| 7043 | 2233.2274 | 1124.7725
| 7044 | 2233.1346 | 1124.7725
| 7045 | 2233.0754 | 1124.7725
| 7046 | 2233.0122 | 1124.7725
| 7047 | 2232.9329 | 1124.7725
| 7048 | 2232.8423 | 1124.7725
| 7049 | 2232.7349 | 1124.7725
| 7050 | 2232.6355 | 1124.7725
| 7051 | 2232.5422 | 1124.7725
| 7052 | 2232.4723 | 1124.7725
| 7053 | 2232.3926 | 1124.7725
| 7054 | 2232.306 | 1124.7725
| 7055 | 2232.2374 | 1124.7725
| 7056 | 2232.1648 | 1124.7725
| 7057 | 2232.0363 | 1124.7725
| 7058 | 2231.9395 | 1124.7725
| 7059 | 2231.8886 | 1124.7725
| 7060 | 2231.8329 | 1124.7725
| 7061 | 2231.7119 | 1124.7725
| 7062 | 2231.6164 | 1124.7725
| 7063 | 2231.5297 | 1124.7725
| 7064 | 2231.4455 | 1124.7725
| 7065 | 2231.3633 | 1124.7725
| 7066 | 2231.3252 | 1124.7725
| 7067 | 2231.206 | 1124.7725
| 7068 | 2231.0961 | 1124.7725
| 7069 | 2231.0223 | 1124.7725
| 7070 | 2230.9268 | 1124.7725
| 7071 | 2230.8197 | 1124.7725
| 7072 | 2230.7163 | 1124.7725
| 7073 | 2230.6522 | 1124.7725
| 7074 | 2230.5496 | 1124.7725
| 7075 | 2230.4538 | 1124.7725
| 7076 | 2230.3831 | 1124.7725
| 7077 | 2230.3046 | 1124.7725
| 7078 | 2230.2324 | 1124.7725
| 7079 | 2230.1516 | 1124.7725
| 7080 | 2230.0484 | 1124.7725
| 7081 | 2230.0042 | 1124.7725
| 7082 | 2229.9248 | 1124.7725
| 7083 | 2229.8561 | 1124.7725
| 7084 | 2229.797 | 1124.7725
| 7085 | 2229.698 | 1124.7725
| 7086 | 2229.5847 | 1124.7725
| 7087 | 2229.5114 | 1124.7725
| 7088 | 2229.4521 | 1124.7725
| 7089 | 2229.3443 | 1124.7725
| 7090 | 2229.2385 | 1124.7725
| 7091 | 2229.1653 | 1124.7725
| 7092 | 2229.0719 | 1124.7725
| 7093 | 2229.0069 | 1124.7725
| 7094 | 2228.9462 | 1124.7725
| 7095 | 2228.8788 | 1124.7725
| 7096 | 2228.8045 | 1124.7725
| 7097 | 2228.7311 | 1124.7725
| 7098 | 2228.6844 | 1124.7725
| 7099 | 2228.5966 | 1124.7725
| 7100 | 2228.5068 | 1124.7725
| 7101 | 2228.3801 | 1124.7725
| 7102 | 2228.2667 | 1124.7725
| 7103 | 2228.2012 | 1124.7725
| 7104 | 2228.138 | 1124.7725
| 7105 | 2228.0137 | 1124.7725
| 7106 | 2227.9359 | 1124.7725
| 7107 | 2227.8891 | 1124.7725
| 7108 | 2227.8083 | 1124.7725
| 7109 | 2227.7049 | 1124.7725
| 7110 | 2227.642 | 1124.7725
| 7111 | 2227.5665 | 1124.7725
| 7112 | 2227.4345 | 1124.7725
| 7113 | 2227.3674 | 1124.7725
| 7114 | 2227.2709 | 1124.7725
| 7115 | 2227.2066 | 1124.7725
| 7116 | 2227.1301 | 1124.7725
| 7117 | 2227.068 | 1124.7725
| 7118 | 2226.9843 | 1124.7725
| 7119 | 2226.9206 | 1124.7725
| 7120 | 2226.8072 | 1124.7725
| 7121 | 2226.718 | 1124.7725
| 7122 | 2226.6641 | 1124.7725
| 7123 | 2226.5605 | 1124.7725
| 7124 | 2226.483 | 1124.7725
| 7125 | 2226.3758 | 1124.7725
| 7126 | 2226.2898 | 1124.7725
| 7127 | 2226.2142 | 1124.7725
| 7128 | 2226.1552 | 1124.7725
| 7129 | 2226.0938 | 1124.7725
| 7130 | 2225.9926 | 1124.7725
| 7131 | 2225.9339 | 1124.7725
| 7132 | 2225.8679 | 1124.7725
| 7133 | 2225.8013 | 1124.7725
| 7134 | 2225.694 | 1124.7725
| 7135 | 2225.6099 | 1124.7725
| 7136 | 2225.4801 | 1124.7725
| 7137 | 2225.4401 | 1124.7725
| 7138 | 2225.3776 | 1124.7725
| 7139 | 2225.3222 | 1124.7725
| 7140 | 2225.2409 | 1124.7725
| 7141 | 2225.1274 | 1124.7725
| 7142 | 2225.0038 | 1124.7725
| 7143 | 2224.8749 | 1124.7725
| 7144 | 2224.807 | 1124.7725
| 7145 | 2224.6856 | 1124.7725
| 7146 | 2224.6087 | 1124.7725
| 7147 | 2224.4893 | 1124.7725
| 7148 | 2224.4257 | 1124.7725
| 7149 | 2224.3646 | 1124.7725
| 7150 | 2224.3016 | 1124.7725
| 7151 | 2224.2385 | 1124.7725
| 7152 | 2224.1624 | 1124.7725
| 7153 | 2224.0629 | 1124.7725
| 7154 | 2223.9204 | 1124.7725
| 7155 | 2223.8764 | 1124.7725
| 7156 | 2223.7625 | 1124.7725
| 7157 | 2223.6718 | 1124.7725
| 7158 | 2223.5532 | 1124.7725
| 7159 | 2223.4786 | 1124.7725
| 7160 | 2223.3762 | 1124.7725
| 7161 | 2223.2724 | 1124.7725
| 7162 | 2223.1717 | 1124.7725
| 7163 | 2223.0805 | 1124.7725
| 7164 | 2223.0124 | 1124.7725
| 7165 | 2222.9315 | 1124.7725
| 7166 | 2222.8434 | 1124.7725
| 7167 | 2222.7686 | 1124.7725
| 7168 | 2222.6547 | 1124.7725
| 7169 | 2222.5482 | 1124.7725
| 7170 | 2222.46 | 1124.7725
| 7171 | 2222.4014 | 1124.7725
| 7172 | 2222.2748 | 1124.7725
| 7173 | 2222.2044 | 1124.7725
| 7174 | 2222.1306 | 1124.7725
| 7175 | 2222.0269 | 1124.7725
| 7176 | 2221.9626 | 1124.7725
| 7177 | 2221.8997 | 1124.7725
| 7178 | 2221.7803 | 1124.7725
| 7179 | 2221.6911 | 1124.7725
| 7180 | 2221.6057 | 1124.7725
| 7181 | 2221.4989 | 1124.7725
| 7182 | 2221.3491 | 1124.7725
| 7183 | 2221.227 | 1124.7725
| 7184 | 2221.1439 | 1124.7725
| 7185 | 2221.0734 | 1124.7725
| 7186 | 2220.9727 | 1124.7725
| 7187 | 2220.9131 | 1124.7725
| 7188 | 2220.7923 | 1124.7725
| 7189 | 2220.6917 | 1124.7725
| 7190 | 2220.6062 | 1124.7725
| 7191 | 2220.5423 | 1124.7725
| 7192 | 2220.4466 | 1124.7725
| 7193 | 2220.3486 | 1124.7725
| 7194 | 2220.2674 | 1124.7725
| 7195 | 2220.1783 | 1124.7725
| 7196 | 2220.1047 | 1124.7725
| 7197 | 2220.0216 | 1124.7725
| 7198 | 2219.9349 | 1124.7725
| 7199 | 2219.8235 | 1124.7725
| 7200 | 2219.7661 | 1124.7725
| 7201 | 2219.6554 | 1124.7725
| 7202 | 2219.5916 | 1124.7725
| 7203 | 2219.5095 | 1124.7725
| 7204 | 2219.4048 | 1124.7725
| 7205 | 2219.3106 | 1124.7725
| 7206 | 2219.2385 | 1124.7725
| 7207 | 2219.142 | 1124.7725
| 7208 | 2219.04 | 1124.7725
| 7209 | 2218.9249 | 1124.7725
| 7210 | 2218.8529 | 1124.7725
| 7211 | 2218.7655 | 1124.7725
| 7212 | 2218.6822 | 1124.7725
| 7213 | 2218.563 | 1124.7725
| 7214 | 2218.4349 | 1124.7725
| 7215 | 2218.3279 | 1124.7725
| 7216 | 2218.2404 | 1124.7725
| 7217 | 2218.1744 | 1124.7725
| 7218 | 2218.0401 | 1124.7725
| 7219 | 2217.9343 | 1124.7725
| 7220 | 2217.8053 | 1124.7725
| 7221 | 2217.7262 | 1124.7725
| 7222 | 2217.6957 | 1124.7725
| 7223 | 2217.565 | 1124.7725
| 7224 | 2217.5076 | 1124.7725
| 7225 | 2217.44 | 1124.7725
| 7226 | 2217.4013 | 1124.7725
| 7227 | 2217.3186 | 1124.7725
| 7228 | 2217.2369 | 1124.7725
| 7229 | 2217.1447 | 1124.7725
| 7230 | 2217.075 | 1124.7725
| 7231 | 2217.0181 | 1124.7725
| 7232 | 2216.902 | 1124.7725
| 7233 | 2216.8089 | 1124.7725
| 7234 | 2216.7549 | 1124.7725
| 7235 | 2216.7006 | 1124.7725
| 7236 | 2216.5859 | 1124.7725
| 7237 | 2216.4524 | 1124.7725
| 7238 | 2216.368 | 1124.7725
| 7239 | 2216.3231 | 1124.7725
| 7240 | 2216.269 | 1124.7725
| 7241 | 2216.1986 | 1124.7725
| 7242 | 2216.1127 | 1124.7725
| 7243 | 2215.9485 | 1124.7725
| 7244 | 2215.8312 | 1124.7725
| 7245 | 2215.7425 | 1124.7725
| 7246 | 2215.6876 | 1124.7725
| 7247 | 2215.5869 | 1124.7725
| 7248 | 2215.4948 | 1124.7725
| 7249 | 2215.4412 | 1124.7725
| 7250 | 2215.3731 | 1124.7725
| 7251 | 2215.2883 | 1124.7725
| 7252 | 2215.2111 | 1124.7725
| 7253 | 2215.1294 | 1124.7725
| 7254 | 2215.0158 | 1124.7725
| 7255 | 2214.9418 | 1124.7725
| 7256 | 2214.8438 | 1124.7725
| 7257 | 2214.714 | 1124.7725
| 7258 | 2214.6228 | 1124.7725
| 7259 | 2214.5645 | 1124.7725
| 7260 | 2214.4895 | 1124.7725
| 7261 | 2214.3798 | 1124.7725
| 7262 | 2214.327 | 1124.7725
| 7263 | 2214.2286 | 1124.7725
| 7264 | 2214.1123 | 1124.7725
| 7265 | 2213.9873 | 1124.7725
| 7266 | 2213.9035 | 1124.7725
| 7267 | 2213.8647 | 1124.7725
| 7268 | 2213.7476 | 1124.7725
| 7269 | 2213.6535 | 1124.7725
| 7270 | 2213.5523 | 1124.7725
| 7271 | 2213.468 | 1124.7725
| 7272 | 2213.3859 | 1124.7725
| 7273 | 2213.2809 | 1124.7725
| 7274 | 2213.1895 | 1124.7725
| 7275 | 2213.1361 | 1124.7725
| 7276 | 2213.0468 | 1124.7725
| 7277 | 2213.0027 | 1124.7725
| 7278 | 2212.9571 | 1124.7725
| 7279 | 2212.8898 | 1124.7725
| 7280 | 2212.8094 | 1124.7725
| 7281 | 2212.7406 | 1124.7725
| 7282 | 2212.6551 | 1124.7725
| 7283 | 2212.5451 | 1124.7725
| 7284 | 2212.4959 | 1124.7725
| 7285 | 2212.4142 | 1124.7725
| 7286 | 2212.3367 | 1124.7725
| 7287 | 2212.2808 | 1124.7725
| 7288 | 2212.2134 | 1124.7725
| 7289 | 2212.1152 | 1124.7725
| 7290 | 2212.051 | 1124.7725
| 7291 | 2211.9822 | 1124.7725
| 7292 | 2211.9039 | 1124.7725
| 7293 | 2211.8309 | 1124.7725
| 7294 | 2211.7445 | 1124.7725
| 7295 | 2211.6755 | 1124.7725
| 7296 | 2211.6127 | 1124.7725
| 7297 | 2211.5553 | 1124.7725
| 7298 | 2211.451 | 1124.7725
| 7299 | 2211.3884 | 1124.7725
| 7300 | 2211.3101 | 1124.7725
| 7301 | 2211.243 | 1124.7725
| 7302 | 2211.1437 | 1124.7725
| 7303 | 2211.0309 | 1124.7725
| 7304 | 2210.9478 | 1124.7725
| 7305 | 2210.8752 | 1124.7725
| 7306 | 2210.8148 | 1124.7725
| 7307 | 2210.7298 | 1124.7725
| 7308 | 2210.5782 | 1124.7725
| 7309 | 2210.5198 | 1124.7725
| 7310 | 2210.4482 | 1124.7725
| 7311 | 2210.3679 | 1124.7725
| 7312 | 2210.3006 | 1124.7725
| 7313 | 2210.2041 | 1124.7725
| 7314 | 2210.1379 | 1124.7725
| 7315 | 2210.0461 | 1124.7725
| 7316 | 2209.9386 | 1124.7725
| 7317 | 2209.818 | 1124.7725
| 7318 | 2209.7445 | 1124.7725
| 7319 | 2209.7024 | 1124.7725
| 7320 | 2209.6318 | 1124.7725
| 7321 | 2209.5283 | 1124.7725
| 7322 | 2209.4561 | 1124.7725
| 7323 | 2209.3822 | 1124.7725
| 7324 | 2209.3041 | 1124.7725
| 7325 | 2209.2334 | 1124.7725
| 7326 | 2209.15 | 1124.7725
| 7327 | 2209.0771 | 1124.7725
| 7328 | 2208.9886 | 1124.7725
| 7329 | 2208.9279 | 1124.7725
| 7330 | 2208.8333 | 1124.7725
| 7331 | 2208.7501 | 1124.7725
| 7332 | 2208.7176 | 1124.7725
| 7333 | 2208.627 | 1124.7725
| 7334 | 2208.5535 | 1124.7725
| 7335 | 2208.4923 | 1124.7725
| 7336 | 2208.4352 | 1124.7725
| 7337 | 2208.3239 | 1124.7725
| 7338 | 2208.2902 | 1124.7725
| 7339 | 2208.214 | 1124.7725
| 7340 | 2208.1583 | 1124.7725
| 7341 | 2207.9964 | 1124.7725
| 7342 | 2207.9097 | 1124.7725
| 7343 | 2207.8262 | 1124.7725
| 7344 | 2207.7685 | 1124.7725
| 7345 | 2207.6829 | 1124.7725
| 7346 | 2207.6127 | 1124.7725
| 7347 | 2207.5288 | 1124.7725
| 7348 | 2207.4669 | 1124.7725
| 7349 | 2207.3921 | 1124.7725
| 7350 | 2207.3349 | 1124.7725
| 7351 | 2207.2704 | 1124.7725
| 7352 | 2207.1864 | 1124.7725
| 7353 | 2207.1002 | 1124.7725
| 7354 | 2206.9939 | 1124.7725
| 7355 | 2206.9371 | 1124.7725
| 7356 | 2206.8482 | 1124.7725
| 7357 | 2206.7843 | 1124.7725
| 7358 | 2206.7073 | 1124.7725
| 7359 | 2206.641 | 1124.7725
| 7360 | 2206.5591 | 1124.7725
| 7361 | 2206.4783 | 1124.7725
| 7362 | 2206.4281 | 1124.7725
| 7363 | 2206.3518 | 1124.7725
| 7364 | 2206.2834 | 1124.7725
| 7365 | 2206.2094 | 1124.7725
| 7366 | 2206.1477 | 1124.7725
| 7367 | 2206.0805 | 1124.7725
| 7368 | 2206.0299 | 1124.7725
| 7369 | 2205.9727 | 1124.7725
| 7370 | 2205.8795 | 1124.7725
| 7371 | 2205.7912 | 1124.7725
| 7372 | 2205.7041 | 1124.7725
| 7373 | 2205.6093 | 1124.7725
| 7374 | 2205.5253 | 1124.7725
| 7375 | 2205.4639 | 1124.7725
| 7376 | 2205.3588 | 1124.7725
| 7377 | 2205.2878 | 1124.7725
| 7378 | 2205.2159 | 1124.7725
| 7379 | 2205.1398 | 1124.7725
| 7380 | 2205.0489 | 1124.7725
| 7381 | 2204.9662 | 1124.7725
| 7382 | 2204.9174 | 1124.7725
| 7383 | 2204.8649 | 1124.7725
| 7384 | 2204.7349 | 1124.7725
| 7385 | 2204.6246 | 1124.7725
| 7386 | 2204.5254 | 1124.7725
| 7387 | 2204.4525 | 1124.7725
| 7388 | 2204.3814 | 1124.7725
| 7389 | 2204.2825 | 1124.7725
| 7390 | 2204.176 | 1124.7725
| 7391 | 2204.0786 | 1124.7725
| 7392 | 2203.9641 | 1124.7725
| 7393 | 2203.922 | 1124.7725
| 7394 | 2203.8078 | 1124.7725
| 7395 | 2203.7315 | 1124.7725
| 7396 | 2203.6395 | 1124.7725
| 7397 | 2203.4945 | 1124.7725
| 7398 | 2203.4388 | 1124.7725
| 7399 | 2203.3689 | 1124.7725
| 7400 | 2203.3123 | 1124.7725
| 7401 | 2203.2389 | 1124.7725
| 7402 | 2203.1855 | 1124.7725
| 7403 | 2203.1558 | 1124.7725
| 7404 | 2203.0861 | 1124.7725
| 7405 | 2203.0157 | 1124.7725
| 7406 | 2202.9342 | 1124.7725
| 7407 | 2202.8572 | 1124.7725
| 7408 | 2202.8064 | 1124.7725
| 7409 | 2202.7459 | 1124.7725
| 7410 | 2202.6697 | 1124.7725
| 7411 | 2202.595 | 1124.7725
| 7412 | 2202.5124 | 1124.7725
| 7413 | 2202.4539 | 1124.7725
| 7414 | 2202.3976 | 1124.7725
| 7415 | 2202.3261 | 1124.7725
| 7416 | 2202.222 | 1124.7725
| 7417 | 2202.1342 | 1124.7725
| 7418 | 2202.0465 | 1124.7725
| 7419 | 2201.9969 | 1124.7725
| 7420 | 2201.9046 | 1124.7725
| 7421 | 2201.8441 | 1124.7725
| 7422 | 2201.7522 | 1124.7725
| 7423 | 2201.6703 | 1124.7725
| 7424 | 2201.5819 | 1124.7725
| 7425 | 2201.544 | 1124.7725
| 7426 | 2201.5136 | 1124.7725
| 7427 | 2201.4421 | 1124.7725
| 7428 | 2201.3305 | 1124.7725
| 7429 | 2201.2438 | 1124.7725
| 7430 | 2201.1692 | 1124.7725
| 7431 | 2201.1012 | 1124.7725
| 7432 | 2201.0028 | 1124.7725
| 7433 | 2200.9087 | 1124.7725
| 7434 | 2200.8533 | 1124.7725
| 7435 | 2200.7751 | 1124.7725
| 7436 | 2200.6948 | 1124.7725
| 7437 | 2200.5992 | 1124.7725
| 7438 | 2200.5427 | 1124.7725
| 7439 | 2200.4744 | 1124.7725
| 7440 | 2200.4215 | 1124.7725
| 7441 | 2200.3604 | 1124.7725
| 7442 | 2200.2947 | 1124.7725
| 7443 | 2200.2328 | 1124.7725
| 7444 | 2200.1403 | 1124.7725
| 7445 | 2200.0253 | 1124.7725
| 7446 | 2199.9647 | 1124.7725
| 7447 | 2199.8574 | 1124.7725
| 7448 | 2199.8005 | 1124.7725
| 7449 | 2199.7093 | 1124.7725
| 7450 | 2199.5897 | 1124.7725
| 7451 | 2199.524 | 1124.7725
| 7452 | 2199.4635 | 1124.7725
| 7453 | 2199.3981 | 1124.7725
| 7454 | 2199.3361 | 1124.7725
| 7455 | 2199.2475 | 1124.7725
| 7456 | 2199.1616 | 1124.7725
| 7457 | 2199.1276 | 1124.7725
| 7458 | 2199.0477 | 1124.7725
| 7459 | 2198.9872 | 1124.7725
| 7460 | 2198.9024 | 1124.7725
| 7461 | 2198.8585 | 1124.7725
| 7462 | 2198.8149 | 1124.7725
| 7463 | 2198.7344 | 1124.7725
| 7464 | 2198.6673 | 1124.7725
| 7465 | 2198.555 | 1124.7725
| 7466 | 2198.4746 | 1124.7725
| 7467 | 2198.4105 | 1124.7725
| 7468 | 2198.3231 | 1124.7725
| 7469 | 2198.2298 | 1124.7725
| 7470 | 2198.0974 | 1124.7725
| 7471 | 2198.0429 | 1124.7725
| 7472 | 2197.9573 | 1124.7725
| 7473 | 2197.8651 | 1124.7725
| 7474 | 2197.7964 | 1124.7725
| 7475 | 2197.7367 | 1124.7725
| 7476 | 2197.6788 | 1124.7725
| 7477 | 2197.5506 | 1124.7725
| 7478 | 2197.3755 | 1124.7725
| 7479 | 2197.3061 | 1124.7725
| 7480 | 2197.2389 | 1124.7725
| 7481 | 2197.1527 | 1124.7725
| 7482 | 2197.0646 | 1124.7725
| 7483 | 2197.0021 | 1124.7725
| 7484 | 2196.9367 | 1124.7725
| 7485 | 2196.858 | 1124.7725
| 7486 | 2196.7899 | 1124.7725
| 7487 | 2196.667 | 1124.7725
| 7488 | 2196.5743 | 1124.7725
| 7489 | 2196.5297 | 1124.7725
| 7490 | 2196.4439 | 1124.7725
| 7491 | 2196.4233 | 1124.7725
| 7492 | 2196.3487 | 1124.7725
| 7493 | 2196.3001 | 1124.7725
| 7494 | 2196.1872 | 1124.7725
| 7495 | 2196.0977 | 1124.7725
| 7496 | 2196.0393 | 1124.7725
| 7497 | 2195.937 | 1124.7725
| 7498 | 2195.8367 | 1124.7725
| 7499 | 2195.777 | 1124.7725
| 7500 | 2195.7116 | 1124.7725
| 7501 | 2195.6267 | 1124.7725
| 7502 | 2195.5188 | 1124.7725
| 7503 | 2195.4624 | 1124.7725
| 7504 | 2195.3636 | 1124.7725
| 7505 | 2195.3061 | 1124.7725
| 7506 | 2195.2442 | 1124.7725
| 7507 | 2195.2095 | 1124.7725
| 7508 | 2195.1056 | 1124.7725
| 7509 | 2195.0034 | 1124.7725
| 7510 | 2194.9317 | 1124.7725
| 7511 | 2194.8429 | 1124.7725
| 7512 | 2194.7811 | 1124.7725
| 7513 | 2194.6862 | 1124.7725
| 7514 | 2194.6054 | 1124.7725
| 7515 | 2194.5508 | 1124.7725
| 7516 | 2194.4587 | 1124.7725
| 7517 | 2194.4095 | 1124.7725
| 7518 | 2194.3413 | 1124.7725
| 7519 | 2194.2573 | 1124.7725
| 7520 | 2194.1939 | 1124.7725
| 7521 | 2194.112 | 1124.7725
| 7522 | 2194.0548 | 1124.7725
| 7523 | 2193.9394 | 1124.7725
| 7524 | 2193.8618 | 1124.7725
| 7525 | 2193.7972 | 1124.7725
| 7526 | 2193.7503 | 1124.7725
| 7527 | 2193.6273 | 1124.7725
| 7528 | 2193.5464 | 1124.7725
| 7529 | 2193.413 | 1124.7725
| 7530 | 2193.3237 | 1124.7725
| 7531 | 2193.2237 | 1124.7725
| 7532 | 2193.177 | 1124.7725
| 7533 | 2193.0702 | 1124.7725
| 7534 | 2193.0035 | 1124.7725
| 7535 | 2192.9251 | 1124.7725
| 7536 | 2192.8344 | 1124.7725
| 7537 | 2192.7593 | 1124.7725
| 7538 | 2192.6946 | 1124.7725
| 7539 | 2192.5914 | 1124.7725
| 7540 | 2192.5339 | 1124.7725
| 7541 | 2192.4953 | 1124.7725
| 7542 | 2192.4316 | 1124.7725
| 7543 | 2192.3374 | 1124.7725
| 7544 | 2192.2808 | 1124.7725
| 7545 | 2192.2184 | 1124.7725
| 7546 | 2192.1381 | 1124.7725
| 7547 | 2192.0674 | 1124.7725
| 7548 | 2191.9879 | 1124.7725
| 7549 | 2191.8897 | 1124.7725
| 7550 | 2191.8291 | 1124.7725
| 7551 | 2191.7884 | 1124.7725
| 7552 | 2191.7324 | 1124.7725
| 7553 | 2191.6667 | 1124.7725
| 7554 | 2191.5604 | 1124.7725
| 7555 | 2191.5161 | 1124.7725
| 7556 | 2191.4452 | 1124.7725
| 7557 | 2191.3598 | 1124.7725
| 7558 | 2191.3042 | 1124.7725
| 7559 | 2191.2497 | 1124.7725
| 7560 | 2191.2124 | 1124.7725
| 7561 | 2191.1311 | 1124.7725
| 7562 | 2191.0189 | 1124.7725
| 7563 | 2190.9632 | 1124.7725
| 7564 | 2190.8701 | 1124.7725
| 7565 | 2190.7177 | 1124.7725
| 7566 | 2190.6526 | 1124.7725
| 7567 | 2190.5823 | 1124.7725
| 7568 | 2190.5107 | 1124.7725
| 7569 | 2190.4458 | 1124.7725
| 7570 | 2190.3658 | 1124.7725
| 7571 | 2190.3036 | 1124.7725
| 7572 | 2190.2237 | 1124.7725
| 7573 | 2190.1315 | 1124.7725
| 7574 | 2190.0585 | 1124.7725
| 7575 | 2189.97 | 1124.7725
| 7576 | 2189.9247 | 1124.7725
| 7577 | 2189.8601 | 1124.7725
| 7578 | 2189.7542 | 1124.7725
| 7579 | 2189.6855 | 1124.7725
| 7580 | 2189.6273 | 1124.7725
| 7581 | 2189.5574 | 1124.7725
| 7582 | 2189.445 | 1124.7725
| 7583 | 2189.3824 | 1124.7725
| 7584 | 2189.3387 | 1124.7725
| 7585 | 2189.254 | 1124.7725
| 7586 | 2189.1778 | 1124.7725
| 7587 | 2189.1012 | 1124.7725
| 7588 | 2188.9948 | 1124.7725
| 7589 | 2188.9106 | 1124.7725
| 7590 | 2188.8006 | 1124.7725
| 7591 | 2188.7028 | 1124.7725
| 7592 | 2188.6039 | 1124.7725
| 7593 | 2188.5452 | 1124.7725
| 7594 | 2188.4497 | 1124.7725
| 7595 | 2188.3783 | 1124.7725
| 7596 | 2188.3362 | 1124.7725
| 7597 | 2188.2238 | 1124.7725
| 7598 | 2188.1649 | 1124.7725
| 7599 | 2188.0821 | 1124.7725
| 7600 | 2187.9941 | 1124.7725
| 7601 | 2187.907 | 1124.7725
| 7602 | 2187.869 | 1124.7725
| 7603 | 2187.798 | 1124.7725
| 7604 | 2187.7366 | 1124.7725
| 7605 | 2187.6751 | 1124.7725
| 7606 | 2187.5819 | 1124.7725
| 7607 | 2187.4939 | 1124.7725
| 7608 | 2187.36 | 1124.7725
| 7609 | 2187.3067 | 1124.7725
| 7610 | 2187.2597 | 1124.7725
| 7611 | 2187.1584 | 1124.7725
| 7612 | 2187.0654 | 1124.7725
| 7613 | 2186.9935 | 1124.7725
| 7614 | 2186.9361 | 1124.7725
| 7615 | 2186.8721 | 1124.7725
| 7616 | 2186.7999 | 1124.7725
| 7617 | 2186.7482 | 1124.7725
| 7618 | 2186.694 | 1124.7725
| 7619 | 2186.6109 | 1124.7725
| 7620 | 2186.5108 | 1124.7725
| 7621 | 2186.4498 | 1124.7725
| 7622 | 2186.3148 | 1124.7725
| 7623 | 2186.2368 | 1124.7725
| 7624 | 2186.15 | 1124.7725
| 7625 | 2186.0711 | 1124.7725
| 7626 | 2185.997 | 1124.7725
| 7627 | 2185.9426 | 1124.7725
| 7628 | 2185.8733 | 1124.7725
| 7629 | 2185.8361 | 1124.7725
| 7630 | 2185.7657 | 1124.7725
| 7631 | 2185.6962 | 1124.7725
| 7632 | 2185.6277 | 1124.7725
| 7633 | 2185.5525 | 1124.7725
| 7634 | 2185.486 | 1124.7725
| 7635 | 2185.4194 | 1124.7725
| 7636 | 2185.3495 | 1124.7725
| 7637 | 2185.2582 | 1124.7725
| 7638 | 2185.2305 | 1124.7725
| 7639 | 2185.12 | 1124.7725
| 7640 | 2185.068 | 1124.7725
| 7641 | 2185.0167 | 1124.7725
| 7642 | 2184.9209 | 1124.7725
| 7643 | 2184.8294 | 1124.7725
| 7644 | 2184.7716 | 1124.7725
| 7645 | 2184.6853 | 1124.7725
| 7646 | 2184.6174 | 1124.7725
| 7647 | 2184.5609 | 1124.7725
| 7648 | 2184.482 | 1124.7725
| 7649 | 2184.3614 | 1124.7725
| 7650 | 2184.2475 | 1124.7725
| 7651 | 2184.1792 | 1124.7725
| 7652 | 2184.0918 | 1124.7725
| 7653 | 2184.0394 | 1124.7725
| 7654 | 2183.9862 | 1124.7725
| 7655 | 2183.9406 | 1124.7725
| 7656 | 2183.8882 | 1124.7725
| 7657 | 2183.8154 | 1124.7725
| 7658 | 2183.6495 | 1124.7725
| 7659 | 2183.5811 | 1124.7725
| 7660 | 2183.5049 | 1124.7725
| 7661 | 2183.406 | 1124.7725
| 7662 | 2183.3115 | 1124.7725
| 7663 | 2183.236 | 1124.7725
| 7664 | 2183.1493 | 1124.7725
| 7665 | 2183.0515 | 1124.7725
| 7666 | 2182.9529 | 1124.7725
| 7667 | 2182.8505 | 1124.7725
| 7668 | 2182.773 | 1124.7725
| 7669 | 2182.7015 | 1124.7725
| 7670 | 2182.6078 | 1124.7725
| 7671 | 2182.4961 | 1124.7725
| 7672 | 2182.4316 | 1124.7725
| 7673 | 2182.3324 | 1124.7725
| 7674 | 2182.2584 | 1124.7725
| 7675 | 2182.2042 | 1124.7725
| 7676 | 2182.1276 | 1124.7725
| 7677 | 2182.0755 | 1124.7725
| 7678 | 2181.9826 | 1124.7725
| 7679 | 2181.8983 | 1124.7725
| 7680 | 2181.8313 | 1124.7725
| 7681 | 2181.7597 | 1124.7725
| 7682 | 2181.7105 | 1124.7725
| 7683 | 2181.6281 | 1124.7725
| 7684 | 2181.5569 | 1124.7725
| 7685 | 2181.4654 | 1124.7725
| 7686 | 2181.4117 | 1124.7725
| 7687 | 2181.3092 | 1124.7725
| 7688 | 2181.2432 | 1124.7725
| 7689 | 2181.1404 | 1124.7725
| 7690 | 2181.104 | 1124.7725
| 7691 | 2181.0132 | 1124.7725
| 7692 | 2180.9639 | 1124.7725
| 7693 | 2180.8588 | 1124.7725
| 7694 | 2180.7482 | 1124.7725
| 7695 | 2180.6536 | 1124.7725
| 7696 | 2180.5932 | 1124.7725
| 7697 | 2180.5161 | 1124.7725
| 7698 | 2180.4653 | 1124.7725
| 7699 | 2180.3372 | 1124.7725
| 7700 | 2180.2764 | 1124.7725
| 7701 | 2180.2185 | 1124.7725
| 7702 | 2180.1856 | 1124.7725
| 7703 | 2180.1342 | 1124.7725
| 7704 | 2180.1058 | 1124.7725
| 7705 | 2180.0126 | 1124.7725
| 7706 | 2179.9344 | 1124.7725
| 7707 | 2179.8625 | 1124.7725
| 7708 | 2179.836 | 1124.7725
| 7709 | 2179.7808 | 1124.7725
| 7710 | 2179.6998 | 1124.7725
| 7711 | 2179.6303 | 1124.7725
| 7712 | 2179.5743 | 1124.7725
| 7713 | 2179.459 | 1124.7725
| 7714 | 2179.4129 | 1124.7725
| 7715 | 2179.3487 | 1124.7725
| 7716 | 2179.3014 | 1124.7725
| 7717 | 2179.2128 | 1124.7725
| 7718 | 2179.0601 | 1124.7725
| 7719 | 2178.9904 | 1124.7725
| 7720 | 2178.9242 | 1124.7725
| 7721 | 2178.8702 | 1124.7725
| 7722 | 2178.7869 | 1124.7725
| 7723 | 2178.6716 | 1124.7725
| 7724 | 2178.5923 | 1124.7725
| 7725 | 2178.5477 | 1124.7725
| 7726 | 2178.4524 | 1124.7725
| 7727 | 2178.3914 | 1124.7725
| 7728 | 2178.3337 | 1124.7725
| 7729 | 2178.2803 | 1124.7725
| 7730 | 2178.2533 | 1124.7725
| 7731 | 2178.139 | 1124.7725
| 7732 | 2178.0697 | 1124.7725
| 7733 | 2177.9195 | 1124.7725
| 7734 | 2177.8373 | 1124.7725
| 7735 | 2177.7935 | 1124.7725
| 7736 | 2177.7441 | 1124.7725
| 7737 | 2177.5718 | 1124.7725
| 7738 | 2177.4741 | 1124.7725
| 7739 | 2177.4298 | 1124.7725
| 7740 | 2177.3569 | 1124.7725
| 7741 | 2177.2606 | 1124.7725
| 7742 | 2177.2069 | 1124.7725
| 7743 | 2177.1376 | 1124.7725
| 7744 | 2177.0731 | 1124.7725
| 7745 | 2176.9904 | 1124.7725
| 7746 | 2176.9227 | 1124.7725
| 7747 | 2176.8708 | 1124.7725
| 7748 | 2176.8094 | 1124.7725
| 7749 | 2176.7526 | 1124.7725
| 7750 | 2176.6414 | 1124.7725
| 7751 | 2176.5584 | 1124.7725
| 7752 | 2176.4809 | 1124.7725
| 7753 | 2176.407 | 1124.7725
| 7754 | 2176.3262 | 1124.7725
| 7755 | 2176.2335 | 1124.7725
| 7756 | 2176.2047 | 1124.7725
| 7757 | 2176.1191 | 1124.7725
| 7758 | 2176.0099 | 1124.7725
| 7759 | 2175.9417 | 1124.7725
| 7760 | 2175.8484 | 1124.7725
| 7761 | 2175.7815 | 1124.7725
| 7762 | 2175.6918 | 1124.7725
| 7763 | 2175.6253 | 1124.7725
| 7764 | 2175.5368 | 1124.7725
| 7765 | 2175.4223 | 1124.7725
| 7766 | 2175.3549 | 1124.7725
| 7767 | 2175.2703 | 1124.7725
| 7768 | 2175.236 | 1124.7725
| 7769 | 2175.189 | 1124.7725
| 7770 | 2175.1233 | 1124.7725
| 7771 | 2175.0629 | 1124.7725
| 7772 | 2175.0067 | 1124.7725
| 7773 | 2174.9139 | 1124.7725
| 7774 | 2174.8008 | 1124.7725
| 7775 | 2174.689 | 1124.7725
| 7776 | 2174.6345 | 1124.7725
| 7777 | 2174.5887 | 1124.7725
| 7778 | 2174.4968 | 1124.7725
| 7779 | 2174.4379 | 1124.7725
| 7780 | 2174.3963 | 1124.7725
| 7781 | 2174.3344 | 1124.7725
| 7782 | 2174.2564 | 1124.7725
| 7783 | 2174.1891 | 1124.7725
| 7784 | 2174.1193 | 1124.7725
| 7785 | 2174.0698 | 1124.7725
| 7786 | 2173.9998 | 1124.7725
| 7787 | 2173.8986 | 1124.7725
| 7788 | 2173.8055 | 1124.7725
| 7789 | 2173.7537 | 1124.7725
| 7790 | 2173.6778 | 1124.7725
| 7791 | 2173.5627 | 1124.7725
| 7792 | 2173.4773 | 1124.7725
| 7793 | 2173.4065 | 1124.7725
| 7794 | 2173.3289 | 1124.7725
| 7795 | 2173.2545 | 1124.7725
| 7796 | 2173.2077 | 1124.7725
| 7797 | 2173.1239 | 1124.7725
| 7798 | 2173.0419 | 1124.7725
| 7799 | 2172.9408 | 1124.7725
| 7800 | 2172.8581 | 1124.7725
| 7801 | 2172.7855 | 1124.7725
| 7802 | 2172.6965 | 1124.7725
| 7803 | 2172.6572 | 1124.7725
| 7804 | 2172.5401 | 1124.7725
| 7805 | 2172.4863 | 1124.7725
| 7806 | 2172.3449 | 1124.7725
| 7807 | 2172.2984 | 1124.7725
| 7808 | 2172.2278 | 1124.7725
| 7809 | 2172.1309 | 1124.7725
| 7810 | 2172.0408 | 1124.7725
| 7811 | 2171.9399 | 1124.7725
| 7812 | 2171.865 | 1124.7725
| 7813 | 2171.7727 | 1124.7725
| 7814 | 2171.7144 | 1124.7725
| 7815 | 2171.6386 | 1124.7725
| 7816 | 2171.5596 | 1124.7725
| 7817 | 2171.495 | 1124.7725
| 7818 | 2171.4205 | 1124.7725
| 7819 | 2171.3237 | 1124.7725
| 7820 | 2171.2613 | 1124.7725
| 7821 | 2171.1888 | 1124.7725
| 7822 | 2171.1132 | 1124.7725
| 7823 | 2171.0459 | 1124.7725
| 7824 | 2170.9659 | 1124.7725
| 7825 | 2170.9117 | 1124.7725
| 7826 | 2170.8333 | 1124.7725
| 7827 | 2170.7821 | 1124.7725
| 7828 | 2170.721 | 1124.7725
| 7829 | 2170.6459 | 1124.7725
| 7830 | 2170.5757 | 1124.7725
| 7831 | 2170.4966 | 1124.7725
| 7832 | 2170.3954 | 1124.7725
| 7833 | 2170.3382 | 1124.7725
| 7834 | 2170.2514 | 1124.7725
| 7835 | 2170.2077 | 1124.7725
| 7836 | 2170.0999 | 1124.7725
| 7837 | 2170.0597 | 1124.7725
| 7838 | 2169.9943 | 1124.7725
| 7839 | 2169.9595 | 1124.7725
| 7840 | 2169.9015 | 1124.7725
| 7841 | 2169.8682 | 1124.7725
| 7842 | 2169.7564 | 1124.7725
| 7843 | 2169.7125 | 1124.7725
| 7844 | 2169.6569 | 1124.7725
| 7845 | 2169.5874 | 1124.7725
| 7846 | 2169.5426 | 1124.7725
| 7847 | 2169.4776 | 1124.7725
| 7848 | 2169.3816 | 1124.7725
| 7849 | 2169.2824 | 1124.7725
| 7850 | 2169.2254 | 1124.7725
| 7851 | 2169.1887 | 1124.7725
| 7852 | 2169.1294 | 1124.7725
| 7853 | 2169.0805 | 1124.7725
| 7854 | 2169.0065 | 1124.7725
| 7855 | 2168.8626 | 1124.7725
| 7856 | 2168.8104 | 1124.7725
| 7857 | 2168.7069 | 1124.7725
| 7858 | 2168.6448 | 1124.7725
| 7859 | 2168.5805 | 1124.7725
| 7860 | 2168.5049 | 1124.7725
| 7861 | 2168.4548 | 1124.7725
| 7862 | 2168.3605 | 1124.7725
| 7863 | 2168.3013 | 1124.7725
| 7864 | 2168.2242 | 1124.7725
| 7865 | 2168.1472 | 1124.7725
| 7866 | 2168.0735 | 1124.7725
| 7867 | 2168.0026 | 1124.7725
| 7868 | 2167.9492 | 1124.7725
| 7869 | 2167.8627 | 1124.7725
| 7870 | 2167.7967 | 1124.7725
| 7871 | 2167.7273 | 1124.7725
| 7872 | 2167.6697 | 1124.7725
| 7873 | 2167.6185 | 1124.7725
| 7874 | 2167.5646 | 1124.7725
| 7875 | 2167.5202 | 1124.7725
| 7876 | 2167.4321 | 1124.7725
| 7877 | 2167.364 | 1124.7725
| 7878 | 2167.3083 | 1124.7725
| 7879 | 2167.2479 | 1124.7725
| 7880 | 2167.1473 | 1124.7725
| 7881 | 2167.0508 | 1124.7725
| 7882 | 2166.9983 | 1124.7725
| 7883 | 2166.9295 | 1124.7725
| 7884 | 2166.8535 | 1124.7725
| 7885 | 2166.8049 | 1124.7725
| 7886 | 2166.7301 | 1124.7725
| 7887 | 2166.6569 | 1124.7725
| 7888 | 2166.5667 | 1124.7725
| 7889 | 2166.4605 | 1124.7725
| 7890 | 2166.3994 | 1124.7725
| 7891 | 2166.3537 | 1124.7725
| 7892 | 2166.2829 | 1124.7725
| 7893 | 2166.1786 | 1124.7725
| 7894 | 2166.0937 | 1124.7725
| 7895 | 2165.9913 | 1124.7725
| 7896 | 2165.8972 | 1124.7725
| 7897 | 2165.846 | 1124.7725
| 7898 | 2165.7789 | 1124.7725
| 7899 | 2165.7286 | 1124.7725
| 7900 | 2165.6414 | 1124.7725
| 7901 | 2165.5851 | 1124.7725
| 7902 | 2165.5106 | 1124.7725
| 7903 | 2165.466 | 1124.7725
| 7904 | 2165.3648 | 1124.7725
| 7905 | 2165.2914 | 1124.7725
| 7906 | 2165.2549 | 1124.7725
| 7907 | 2165.1935 | 1124.7725
| 7908 | 2165.143 | 1124.7725
| 7909 | 2165.0616 | 1124.7725
| 7910 | 2164.9351 | 1124.7725
| 7911 | 2164.8941 | 1124.7725
| 7912 | 2164.8289 | 1124.7725
| 7913 | 2164.7593 | 1124.7725
| 7914 | 2164.6921 | 1124.7725
| 7915 | 2164.6427 | 1124.7725
| 7916 | 2164.5591 | 1124.7725
| 7917 | 2164.4991 | 1124.7725
| 7918 | 2164.4331 | 1124.7725
| 7919 | 2164.3913 | 1124.7725
| 7920 | 2164.3327 | 1124.7725
| 7921 | 2164.2636 | 1124.7725
| 7922 | 2164.2172 | 1124.7725
| 7923 | 2164.1571 | 1124.7725
| 7924 | 2164.084 | 1124.7725
| 7925 | 2164.0358 | 1124.7725
| 7926 | 2163.974 | 1124.7725
| 7927 | 2163.9209 | 1124.7725
| 7928 | 2163.8545 | 1124.7725
| 7929 | 2163.8013 | 1124.7725
| 7930 | 2163.6944 | 1124.7725
| 7931 | 2163.6516 | 1124.7725
| 7932 | 2163.5779 | 1124.7725
| 7933 | 2163.4684 | 1124.7725
| 7934 | 2163.4096 | 1124.7725
| 7935 | 2163.3136 | 1124.7725
| 7936 | 2163.2263 | 1124.7725
| 7937 | 2163.1585 | 1124.7725
| 7938 | 2163.0716 | 1124.7725
| 7939 | 2162.9589 | 1124.7725
| 7940 | 2162.8627 | 1124.7725
| 7941 | 2162.7717 | 1124.7725
| 7942 | 2162.6729 | 1124.7725
| 7943 | 2162.6276 | 1124.7725
| 7944 | 2162.5495 | 1124.7725
| 7945 | 2162.4857 | 1124.7725
| 7946 | 2162.4326 | 1124.7725
| 7947 | 2162.356 | 1124.7725
| 7948 | 2162.3029 | 1124.7725
| 7949 | 2162.2435 | 1124.7725
| 7950 | 2162.1886 | 1124.7725
| 7951 | 2162.1537 | 1124.7725
| 7952 | 2162.0514 | 1124.7725
| 7953 | 2161.9525 | 1124.7725
| 7954 | 2161.8831 | 1124.7725
| 7955 | 2161.8129 | 1124.7725
| 7956 | 2161.7623 | 1124.7725
| 7957 | 2161.6901 | 1124.7725
| 7958 | 2161.6055 | 1124.7725
| 7959 | 2161.5281 | 1124.7725
| 7960 | 2161.457 | 1124.7725
| 7961 | 2161.3744 | 1124.7725
| 7962 | 2161.308 | 1124.7725
| 7963 | 2161.2552 | 1124.7725
| 7964 | 2161.1724 | 1124.7725
| 7965 | 2161.0999 | 1124.7725
| 7966 | 2161.0007 | 1124.7725
| 7967 | 2160.9718 | 1124.7725
| 7968 | 2160.876 | 1124.7725
| 7969 | 2160.8181 | 1124.7725
| 7970 | 2160.7808 | 1124.7725
| 7971 | 2160.6777 | 1124.7725
| 7972 | 2160.617 | 1124.7725
| 7973 | 2160.5096 | 1124.7725
| 7974 | 2160.4682 | 1124.7725
| 7975 | 2160.4238 | 1124.7725
| 7976 | 2160.3747 | 1124.7725
| 7977 | 2160.3118 | 1124.7725
| 7978 | 2160.2451 | 1124.7725
| 7979 | 2160.1501 | 1124.7725
| 7980 | 2160.0551 | 1124.7725
| 7981 | 2159.9574 | 1124.7725
| 7982 | 2159.8643 | 1124.7725
| 7983 | 2159.8304 | 1124.7725
| 7984 | 2159.7659 | 1124.7725
| 7985 | 2159.6865 | 1124.7725
| 7986 | 2159.5745 | 1124.7725
| 7987 | 2159.4854 | 1124.7725
| 7988 | 2159.4227 | 1124.7725
| 7989 | 2159.3648 | 1124.7725
| 7990 | 2159.2948 | 1124.7725
| 7991 | 2159.2392 | 1124.7725
| 7992 | 2159.1676 | 1124.7725
| 7993 | 2159.1154 | 1124.7725
| 7994 | 2159.0197 | 1124.7725
| 7995 | 2158.9586 | 1124.7725
| 7996 | 2158.9179 | 1124.7725
| 7997 | 2158.7962 | 1124.7725
| 7998 | 2158.7384 | 1124.7725
| 7999 | 2158.6909 | 1124.7725
| 8000 | 2158.5633 | 1124.7725
| 8001 | 2158.4755 | 1124.7725
| 8002 | 2158.3592 | 1124.7725
| 8003 | 2158.3058 | 1124.7725
| 8004 | 2158.2314 | 1124.7725
| 8005 | 2158.1642 | 1124.7725
| 8006 | 2158.141 | 1124.7725
| 8007 | 2158.082 | 1124.7725
| 8008 | 2158.0014 | 1124.7725
| 8009 | 2157.9054 | 1124.7725
| 8010 | 2157.8106 | 1124.7725
| 8011 | 2157.7697 | 1124.7725
| 8012 | 2157.6934 | 1124.7725
| 8013 | 2157.6359 | 1124.7725
| 8014 | 2157.5915 | 1124.7725
| 8015 | 2157.5526 | 1124.7725
| 8016 | 2157.4976 | 1124.7725
| 8017 | 2157.3709 | 1124.7725
| 8018 | 2157.3037 | 1124.7725
| 8019 | 2157.2161 | 1124.7725
| 8020 | 2157.1729 | 1124.7725
| 8021 | 2157.1069 | 1124.7725
| 8022 | 2157.0395 | 1124.7725
| 8023 | 2157.0015 | 1124.7725
| 8024 | 2156.9333 | 1124.7725
| 8025 | 2156.8491 | 1124.7725
| 8026 | 2156.7887 | 1124.7725
| 8027 | 2156.7301 | 1124.7725
| 8028 | 2156.6361 | 1124.7725
| 8029 | 2156.5601 | 1124.7725
| 8030 | 2156.4551 | 1124.7725
| 8031 | 2156.3268 | 1124.7725
| 8032 | 2156.2652 | 1124.7725
| 8033 | 2156.1713 | 1124.7725
| 8034 | 2156.1209 | 1124.7725
| 8035 | 2156.0264 | 1124.7725
| 8036 | 2155.974 | 1124.7725
| 8037 | 2155.9134 | 1124.7725
| 8038 | 2155.8378 | 1124.7725
| 8039 | 2155.7544 | 1124.7725
| 8040 | 2155.6402 | 1124.7725
| 8041 | 2155.5736 | 1124.7725
| 8042 | 2155.5025 | 1124.7725
| 8043 | 2155.4621 | 1124.7725
| 8044 | 2155.3606 | 1124.7725
| 8045 | 2155.2936 | 1124.7725
| 8046 | 2155.2332 | 1124.7725
| 8047 | 2155.1316 | 1124.7725
| 8048 | 2155.0377 | 1124.7725
| 8049 | 2154.968 | 1124.7725
| 8050 | 2154.9029 | 1124.7725
| 8051 | 2154.8425 | 1124.7725
| 8052 | 2154.7962 | 1124.7725
| 8053 | 2154.7296 | 1124.7725
| 8054 | 2154.6368 | 1124.7725
| 8055 | 2154.5797 | 1124.7725
| 8056 | 2154.4987 | 1124.7725
| 8057 | 2154.4527 | 1124.7725
| 8058 | 2154.3865 | 1124.7725
| 8059 | 2154.3149 | 1124.7725
| 8060 | 2154.2377 | 1124.7725
| 8061 | 2154.1997 | 1124.7725
| 8062 | 2154.1189 | 1124.7725
| 8063 | 2154.0502 | 1124.7725
| 8064 | 2153.9421 | 1124.7725
| 8065 | 2153.8486 | 1124.7725
| 8066 | 2153.7636 | 1124.7725
| 8067 | 2153.6784 | 1124.7725
| 8068 | 2153.6348 | 1124.7725
| 8069 | 2153.5641 | 1124.7725
| 8070 | 2153.4905 | 1124.7725
| 8071 | 2153.417 | 1124.7725
| 8072 | 2153.392 | 1124.7725
| 8073 | 2153.3171 | 1124.7725
| 8074 | 2153.2476 | 1124.7725
| 8075 | 2153.1375 | 1124.7725
| 8076 | 2153.0732 | 1124.7725
| 8077 | 2153.0033 | 1124.7725
| 8078 | 2152.9238 | 1124.7725
| 8079 | 2152.8621 | 1124.7725
| 8080 | 2152.7605 | 1124.7725
| 8081 | 2152.6741 | 1124.7725
| 8082 | 2152.6054 | 1124.7725
| 8083 | 2152.5324 | 1124.7725
| 8084 | 2152.4968 | 1124.7725
| 8085 | 2152.3782 | 1124.7725
| 8086 | 2152.3196 | 1124.7725
| 8087 | 2152.2596 | 1124.7725
| 8088 | 2152.165 | 1124.7725
| 8089 | 2152.1053 | 1124.7725
| 8090 | 2152.0585 | 1124.7725
| 8091 | 2151.9878 | 1124.7725
| 8092 | 2151.8903 | 1124.7725
| 8093 | 2151.8514 | 1124.7725
| 8094 | 2151.7821 | 1124.7725
| 8095 | 2151.7061 | 1124.7725
| 8096 | 2151.6587 | 1124.7725
| 8097 | 2151.5665 | 1124.7725
| 8098 | 2151.4642 | 1124.7725
| 8099 | 2151.4193 | 1124.7725
| 8100 | 2151.3349 | 1124.7725
| 8101 | 2151.2687 | 1124.7725
| 8102 | 2151.2204 | 1124.7725
| 8103 | 2151.166 | 1124.7725
| 8104 | 2151.0565 | 1124.7725
| 8105 | 2150.9759 | 1124.7725
| 8106 | 2150.8953 | 1124.7725
| 8107 | 2150.8272 | 1124.7725
| 8108 | 2150.6963 | 1124.7725
| 8109 | 2150.606 | 1124.7725
| 8110 | 2150.5514 | 1124.7725
| 8111 | 2150.4921 | 1124.7725
| 8112 | 2150.4291 | 1124.7725
| 8113 | 2150.3676 | 1124.7725
| 8114 | 2150.3134 | 1124.7725
| 8115 | 2150.2361 | 1124.7725
| 8116 | 2150.1562 | 1124.7725
| 8117 | 2150.0928 | 1124.7725
| 8118 | 2150.0035 | 1124.7725
| 8119 | 2149.9094 | 1124.7725
| 8120 | 2149.843 | 1124.7725
| 8121 | 2149.7651 | 1124.7725
| 8122 | 2149.6863 | 1124.7725
| 8123 | 2149.6401 | 1124.7725
| 8124 | 2149.5453 | 1124.7725
| 8125 | 2149.4533 | 1124.7725
| 8126 | 2149.3875 | 1124.7725
| 8127 | 2149.3182 | 1124.7725
| 8128 | 2149.2608 | 1124.7725
| 8129 | 2149.1885 | 1124.7725
| 8130 | 2149.1067 | 1124.7725
| 8131 | 2149.0148 | 1124.7725
| 8132 | 2148.9661 | 1124.7725
| 8133 | 2148.8942 | 1124.7725
| 8134 | 2148.8331 | 1124.7725
| 8135 | 2148.7849 | 1124.7725
| 8136 | 2148.6993 | 1124.7725
| 8137 | 2148.6198 | 1124.7725
| 8138 | 2148.544 | 1124.7725
| 8139 | 2148.4811 | 1124.7725
| 8140 | 2148.4002 | 1124.7725
| 8141 | 2148.3345 | 1124.7725
| 8142 | 2148.239 | 1124.7725
| 8143 | 2148.1507 | 1124.7725
| 8144 | 2148.0836 | 1124.7725
| 8145 | 2148.0229 | 1124.7725
| 8146 | 2147.9768 | 1124.7725
| 8147 | 2147.8854 | 1124.7725
| 8148 | 2147.8281 | 1124.7725
| 8149 | 2147.7769 | 1124.7725
| 8150 | 2147.716 | 1124.7725
| 8151 | 2147.6372 | 1124.7725
| 8152 | 2147.5825 | 1124.7725
| 8153 | 2147.5432 | 1124.7725
| 8154 | 2147.4684 | 1124.7725
| 8155 | 2147.386 | 1124.7725
| 8156 | 2147.3126 | 1124.7725
| 8157 | 2147.1866 | 1124.7725
| 8158 | 2147.1085 | 1124.7725
| 8159 | 2147.0125 | 1124.7725
| 8160 | 2146.8698 | 1124.7725
| 8161 | 2146.7719 | 1124.7725
| 8162 | 2146.7176 | 1124.7725
| 8163 | 2146.6351 | 1124.7725
| 8164 | 2146.5909 | 1124.7725
| 8165 | 2146.5154 | 1124.7725
| 8166 | 2146.4471 | 1124.7725
| 8167 | 2146.3688 | 1124.7725
| 8168 | 2146.3049 | 1124.7725
| 8169 | 2146.2122 | 1124.7725
| 8170 | 2146.1362 | 1124.7725
| 8171 | 2146.0911 | 1124.7725
| 8172 | 2146.0403 | 1124.7725
| 8173 | 2145.9394 | 1124.7725
| 8174 | 2145.8856 | 1124.7725
| 8175 | 2145.8196 | 1124.7725
| 8176 | 2145.7734 | 1124.7725
| 8177 | 2145.7052 | 1124.7725
| 8178 | 2145.6422 | 1124.7725
| 8179 | 2145.5064 | 1124.7725
| 8180 | 2145.447 | 1124.7725
| 8181 | 2145.3668 | 1124.7725
| 8182 | 2145.327 | 1124.7725
| 8183 | 2145.2753 | 1124.7725
| 8184 | 2145.2002 | 1124.7725
| 8185 | 2145.1275 | 1124.7725
| 8186 | 2145.0877 | 1124.7725
| 8187 | 2145.0262 | 1124.7725
| 8188 | 2144.9735 | 1124.7725
| 8189 | 2144.8857 | 1124.7725
| 8190 | 2144.8166 | 1124.7725
| 8191 | 2144.7432 | 1124.7725
| 8192 | 2144.6671 | 1124.7725
| 8193 | 2144.6154 | 1124.7725
| 8194 | 2144.5309 | 1124.7725
| 8195 | 2144.4443 | 1124.7725
| 8196 | 2144.355 | 1124.7725
| 8197 | 2144.2978 | 1124.7725
| 8198 | 2144.2378 | 1124.7725
| 8199 | 2144.1761 | 1124.7725
| 8200 | 2144.1212 | 1124.7725
| 8201 | 2144.0399 | 1124.7725
| 8202 | 2143.9915 | 1124.7725
| 8203 | 2143.9135 | 1124.7725
| 8204 | 2143.8528 | 1124.7725
| 8205 | 2143.8062 | 1124.7725
| 8206 | 2143.7529 | 1124.7725
| 8207 | 2143.6881 | 1124.7725
| 8208 | 2143.6109 | 1124.7725
| 8209 | 2143.5547 | 1124.7725
| 8210 | 2143.4929 | 1124.7725
| 8211 | 2143.4301 | 1124.7725
| 8212 | 2143.3255 | 1124.7725
| 8213 | 2143.2289 | 1124.7725
| 8214 | 2143.1561 | 1124.7725
| 8215 | 2143.06 | 1124.7725
| 8216 | 2142.9965 | 1124.7725
| 8217 | 2142.9181 | 1124.7725
| 8218 | 2142.8233 | 1124.7725
| 8219 | 2142.73 | 1124.7725
| 8220 | 2142.6329 | 1124.7725
| 8221 | 2142.5525 | 1124.7725
| 8222 | 2142.4868 | 1124.7725
| 8223 | 2142.4275 | 1124.7725
| 8224 | 2142.3442 | 1124.7725
| 8225 | 2142.2648 | 1124.7725
| 8226 | 2142.1758 | 1124.7725
| 8227 | 2142.0909 | 1124.7725
| 8228 | 2142.0295 | 1124.7725
| 8229 | 2141.972 | 1124.7725
| 8230 | 2141.918 | 1124.7725
| 8231 | 2141.8374 | 1124.7725
| 8232 | 2141.7906 | 1124.7725
| 8233 | 2141.7465 | 1124.7725
| 8234 | 2141.6876 | 1124.7725
| 8235 | 2141.587 | 1124.7725
| 8236 | 2141.4914 | 1124.7725
| 8237 | 2141.3988 | 1124.7725
| 8238 | 2141.3147 | 1124.7725
| 8239 | 2141.2305 | 1124.7725
| 8240 | 2141.1256 | 1124.7725
| 8241 | 2141.0394 | 1124.7725
| 8242 | 2140.977 | 1124.7725
| 8243 | 2140.9032 | 1124.7725
| 8244 | 2140.8333 | 1124.7725
| 8245 | 2140.7845 | 1124.7725
| 8246 | 2140.7264 | 1124.7725
| 8247 | 2140.6373 | 1124.7725
| 8248 | 2140.549 | 1124.7725
| 8249 | 2140.4782 | 1124.7725
| 8250 | 2140.4336 | 1124.7725
| 8251 | 2140.3846 | 1124.7725
| 8252 | 2140.3133 | 1124.7725
| 8253 | 2140.2614 | 1124.7725
| 8254 | 2140.1922 | 1124.7725
| 8255 | 2140.1298 | 1124.7725
| 8256 | 2140.0474 | 1124.7725
| 8257 | 2139.962 | 1124.7725
| 8258 | 2139.8948 | 1124.7725
| 8259 | 2139.8153 | 1124.7725
| 8260 | 2139.7715 | 1124.7725
| 8261 | 2139.7106 | 1124.7725
| 8262 | 2139.6371 | 1124.7725
| 8263 | 2139.5498 | 1124.7725
| 8264 | 2139.4524 | 1124.7725
| 8265 | 2139.377 | 1124.7725
| 8266 | 2139.3151 | 1124.7725
| 8267 | 2139.2501 | 1124.7725
| 8268 | 2139.1803 | 1124.7725
| 8269 | 2139.1108 | 1124.7725
| 8270 | 2139.0447 | 1124.7725
| 8271 | 2138.9755 | 1124.7725
| 8272 | 2138.8728 | 1124.7725
| 8273 | 2138.8317 | 1124.7725
| 8274 | 2138.7534 | 1124.7725
| 8275 | 2138.6846 | 1124.7725
| 8276 | 2138.6245 | 1124.7725
| 8277 | 2138.5821 | 1124.7725
| 8278 | 2138.4927 | 1124.7725
| 8279 | 2138.4457 | 1124.7725
| 8280 | 2138.3755 | 1124.7725
| 8281 | 2138.2991 | 1124.7725
| 8282 | 2138.234 | 1124.7725
| 8283 | 2138.1724 | 1124.7725
| 8284 | 2138.1333 | 1124.7725
| 8285 | 2138.0544 | 1124.7725
| 8286 | 2137.9865 | 1124.7725
| 8287 | 2137.8893 | 1124.7725
| 8288 | 2137.8205 | 1124.7725
| 8289 | 2137.7284 | 1124.7725
| 8290 | 2137.6515 | 1124.7725
| 8291 | 2137.5867 | 1124.7725
| 8292 | 2137.4929 | 1124.7725
| 8293 | 2137.4202 | 1124.7725
| 8294 | 2137.332 | 1124.7725
| 8295 | 2137.2801 | 1124.7725
| 8296 | 2137.222 | 1124.7725
| 8297 | 2137.141 | 1124.7725
| 8298 | 2137.0733 | 1124.7725
| 8299 | 2137.007 | 1124.7725
| 8300 | 2136.968 | 1124.7725
| 8301 | 2136.8806 | 1124.7725
| 8302 | 2136.8273 | 1124.7725
| 8303 | 2136.7609 | 1124.7725
| 8304 | 2136.6666 | 1124.7725
| 8305 | 2136.5921 | 1124.7725
| 8306 | 2136.5093 | 1124.7725
| 8307 | 2136.4296 | 1124.7725
| 8308 | 2136.3541 | 1124.7725
| 8309 | 2136.3101 | 1124.7725
| 8310 | 2136.2452 | 1124.7725
| 8311 | 2136.1847 | 1124.7725
| 8312 | 2136.1074 | 1124.7725
| 8313 | 2136.021 | 1124.7725
| 8314 | 2135.9643 | 1124.7725
| 8315 | 2135.9208 | 1124.7725
| 8316 | 2135.8576 | 1124.7725
| 8317 | 2135.8162 | 1124.7725
| 8318 | 2135.7118 | 1124.7725
| 8319 | 2135.6251 | 1124.7725
| 8320 | 2135.5772 | 1124.7725
| 8321 | 2135.4697 | 1124.7725
| 8322 | 2135.3874 | 1124.7725
| 8323 | 2135.3313 | 1124.7725
| 8324 | 2135.2246 | 1124.7725
| 8325 | 2135.1556 | 1124.7725
| 8326 | 2135.0592 | 1124.7725
| 8327 | 2135.003 | 1124.7725
| 8328 | 2134.9278 | 1124.7725
| 8329 | 2134.8516 | 1124.7725
| 8330 | 2134.7951 | 1124.7725
| 8331 | 2134.7397 | 1124.7725
| 8332 | 2134.6584 | 1124.7725
| 8333 | 2134.572 | 1124.7725
| 8334 | 2134.5067 | 1124.7725
| 8335 | 2134.4355 | 1124.7725
| 8336 | 2134.3413 | 1124.7725
| 8337 | 2134.291 | 1124.7725
| 8338 | 2134.213 | 1124.7725
| 8339 | 2134.1574 | 1124.7725
| 8340 | 2134.0816 | 1124.7725
| 8341 | 2134.0475 | 1124.7725
| 8342 | 2133.9589 | 1124.7725
| 8343 | 2133.9354 | 1124.7725
| 8344 | 2133.8867 | 1124.7725
| 8345 | 2133.8471 | 1124.7725
| 8346 | 2133.7855 | 1124.7725
| 8347 | 2133.709 | 1124.7725
| 8348 | 2133.6551 | 1124.7725
| 8349 | 2133.6105 | 1124.7725
| 8350 | 2133.5225 | 1124.7725
| 8351 | 2133.4457 | 1124.7725
| 8352 | 2133.3651 | 1124.7725
| 8353 | 2133.2843 | 1124.7725
| 8354 | 2133.2062 | 1124.7725
| 8355 | 2133.1692 | 1124.7725
| 8356 | 2133.1134 | 1124.7725
| 8357 | 2133.0075 | 1124.7725
| 8358 | 2132.9487 | 1124.7725
| 8359 | 2132.8714 | 1124.7725
| 8360 | 2132.8151 | 1124.7725
| 8361 | 2132.7426 | 1124.7725
| 8362 | 2132.6587 | 1124.7725
| 8363 | 2132.5874 | 1124.7725
| 8364 | 2132.5175 | 1124.7725
| 8365 | 2132.4458 | 1124.7725
| 8366 | 2132.4008 | 1124.7725
| 8367 | 2132.3282 | 1124.7725
| 8368 | 2132.2508 | 1124.7725
| 8369 | 2132.168 | 1124.7725
| 8370 | 2132.1084 | 1124.7725
| 8371 | 2132.0311 | 1124.7725
| 8372 | 2131.9796 | 1124.7725
| 8373 | 2131.9299 | 1124.7725
| 8374 | 2131.8302 | 1124.7725
| 8375 | 2131.7346 | 1124.7725
| 8376 | 2131.6482 | 1124.7725
| 8377 | 2131.5912 | 1124.7725
| 8378 | 2131.5476 | 1124.7725
| 8379 | 2131.4808 | 1124.7725
| 8380 | 2131.4387 | 1124.7725
| 8381 | 2131.3925 | 1124.7725
| 8382 | 2131.34 | 1124.7725
| 8383 | 2131.2652 | 1124.7725
| 8384 | 2131.1552 | 1124.7725
| 8385 | 2131.0801 | 1124.7725
| 8386 | 2131.0135 | 1124.7725
| 8387 | 2130.9767 | 1124.7725
| 8388 | 2130.9318 | 1124.7725
| 8389 | 2130.8166 | 1124.7725
| 8390 | 2130.7597 | 1124.7725
| 8391 | 2130.728 | 1124.7725
| 8392 | 2130.6666 | 1124.7725
| 8393 | 2130.6015 | 1124.7725
| 8394 | 2130.5535 | 1124.7725
| 8395 | 2130.4827 | 1124.7725
| 8396 | 2130.4145 | 1124.7725
| 8397 | 2130.3501 | 1124.7725
| 8398 | 2130.2906 | 1124.7725
| 8399 | 2130.2086 | 1124.7725
| 8400 | 2130.1578 | 1124.7725
| 8401 | 2130.0898 | 1124.7725
| 8402 | 2130.0164 | 1124.7725
| 8403 | 2129.9413 | 1124.7725
| 8404 | 2129.8839 | 1124.7725
| 8405 | 2129.8292 | 1124.7725
| 8406 | 2129.7335 | 1124.7725
| 8407 | 2129.6609 | 1124.7725
| 8408 | 2129.6072 | 1124.7725
| 8409 | 2129.4929 | 1124.7725
| 8410 | 2129.4384 | 1124.7725
| 8411 | 2129.3519 | 1124.7725
| 8412 | 2129.2969 | 1124.7725
| 8413 | 2129.2042 | 1124.7725
| 8414 | 2129.1309 | 1124.7725
| 8415 | 2129.0744 | 1124.7725
| 8416 | 2129.0466 | 1124.7725
| 8417 | 2128.9712 | 1124.7725
| 8418 | 2128.9235 | 1124.7725
| 8419 | 2128.8642 | 1124.7725
| 8420 | 2128.7646 | 1124.7725
| 8421 | 2128.716 | 1124.7725
| 8422 | 2128.6764 | 1124.7725
| 8423 | 2128.5954 | 1124.7725
| 8424 | 2128.5604 | 1124.7725
| 8425 | 2128.5093 | 1124.7725
| 8426 | 2128.4464 | 1124.7725
| 8427 | 2128.3716 | 1124.7725
| 8428 | 2128.2493 | 1124.7725
| 8429 | 2128.1744 | 1124.7725
| 8430 | 2128.0811 | 1124.7725
| 8431 | 2128.0071 | 1124.7725
| 8432 | 2127.9307 | 1124.7725
| 8433 | 2127.8571 | 1124.7725
| 8434 | 2127.8146 | 1124.7725
| 8435 | 2127.7641 | 1124.7725
| 8436 | 2127.6538 | 1124.7725
| 8437 | 2127.5964 | 1124.7725
| 8438 | 2127.5336 | 1124.7725
| 8439 | 2127.4345 | 1124.7725
| 8440 | 2127.3908 | 1124.7725
| 8441 | 2127.2924 | 1124.7725
| 8442 | 2127.2359 | 1124.7725
| 8443 | 2127.1796 | 1124.7725
| 8444 | 2127.1348 | 1124.7725
| 8445 | 2127.1004 | 1124.7725
| 8446 | 2127.0164 | 1124.7725
| 8447 | 2126.9698 | 1124.7725
| 8448 | 2126.9167 | 1124.7725
| 8449 | 2126.8519 | 1124.7725
| 8450 | 2126.7887 | 1124.7725
| 8451 | 2126.7291 | 1124.7725
| 8452 | 2126.665 | 1124.7725
| 8453 | 2126.5971 | 1124.7725
| 8454 | 2126.5087 | 1124.7725
| 8455 | 2126.4472 | 1124.7725
| 8456 | 2126.3716 | 1124.7725
| 8457 | 2126.3202 | 1124.7725
| 8458 | 2126.248 | 1124.7725
| 8459 | 2126.1687 | 1124.7725
| 8460 | 2126.1112 | 1124.7725
| 8461 | 2126.0583 | 1124.7725
| 8462 | 2126.0111 | 1124.7725
| 8463 | 2125.9239 | 1124.7725
| 8464 | 2125.8472 | 1124.7725
| 8465 | 2125.8128 | 1124.7725
| 8466 | 2125.7679 | 1124.7725
| 8467 | 2125.7041 | 1124.7725
| 8468 | 2125.6196 | 1124.7725
| 8469 | 2125.5712 | 1124.7725
| 8470 | 2125.4765 | 1124.7725
| 8471 | 2125.4355 | 1124.7725
| 8472 | 2125.3942 | 1124.7725
| 8473 | 2125.3328 | 1124.7725
| 8474 | 2125.2482 | 1124.7725
| 8475 | 2125.1835 | 1124.7725
| 8476 | 2125.1117 | 1124.7725
| 8477 | 2125.0453 | 1124.7725
| 8478 | 2124.9623 | 1124.7725
| 8479 | 2124.9158 | 1124.7725
| 8480 | 2124.8356 | 1124.7725
| 8481 | 2124.7225 | 1124.7725
| 8482 | 2124.6443 | 1124.7725
| 8483 | 2124.6004 | 1124.7725
| 8484 | 2124.5603 | 1124.7725
| 8485 | 2124.5106 | 1124.7725
| 8486 | 2124.4286 | 1124.7725
| 8487 | 2124.3506 | 1124.7725
| 8488 | 2124.3126 | 1124.7725
| 8489 | 2124.2487 | 1124.7725
| 8490 | 2124.1829 | 1124.7725
| 8491 | 2124.0551 | 1124.7725
| 8492 | 2123.9832 | 1124.7725
| 8493 | 2123.8725 | 1124.7725
| 8494 | 2123.8397 | 1124.7725
| 8495 | 2123.7822 | 1124.7725
| 8496 | 2123.7269 | 1124.7725
| 8497 | 2123.6693 | 1124.7725
| 8498 | 2123.5487 | 1124.7725
| 8499 | 2123.4857 | 1124.7725
| 8500 | 2123.4176 | 1124.7725
| 8501 | 2123.3622 | 1124.7725
| 8502 | 2123.2961 | 1124.7725
| 8503 | 2123.2613 | 1124.7725
| 8504 | 2123.1947 | 1124.7725
| 8505 | 2123.1418 | 1124.7725
| 8506 | 2123.0483 | 1124.7725
| 8507 | 2122.9905 | 1124.7725
| 8508 | 2122.9065 | 1124.7725
| 8509 | 2122.8333 | 1124.7725
| 8510 | 2122.7747 | 1124.7725
| 8511 | 2122.694 | 1124.7725
| 8512 | 2122.6236 | 1124.7725
| 8513 | 2122.5676 | 1124.7725
| 8514 | 2122.4993 | 1124.7725
| 8515 | 2122.4316 | 1124.7725
| 8516 | 2122.3528 | 1124.7725
| 8517 | 2122.2989 | 1124.7725
| 8518 | 2122.2553 | 1124.7725
| 8519 | 2122.1405 | 1124.7725
| 8520 | 2122.0517 | 1124.7725
| 8521 | 2122.0016 | 1124.7725
| 8522 | 2121.9535 | 1124.7725
| 8523 | 2121.899 | 1124.7725
| 8524 | 2121.8362 | 1124.7725
| 8525 | 2121.7977 | 1124.7725
| 8526 | 2121.7489 | 1124.7725
| 8527 | 2121.6891 | 1124.7725
| 8528 | 2121.6363 | 1124.7725
| 8529 | 2121.5832 | 1124.7725
| 8530 | 2121.4936 | 1124.7725
| 8531 | 2121.4149 | 1124.7725
| 8532 | 2121.3393 | 1124.7725
| 8533 | 2121.2809 | 1124.7725
| 8534 | 2121.225 | 1124.7725
| 8535 | 2121.1609 | 1124.7725
| 8536 | 2121.1238 | 1124.7725
| 8537 | 2121.0519 | 1124.7725
| 8538 | 2120.9802 | 1124.7725
| 8539 | 2120.9056 | 1124.7725
| 8540 | 2120.835 | 1124.7725
| 8541 | 2120.7952 | 1124.7725
| 8542 | 2120.7419 | 1124.7725
| 8543 | 2120.6417 | 1124.7725
| 8544 | 2120.5705 | 1124.7725
| 8545 | 2120.5224 | 1124.7725
| 8546 | 2120.4725 | 1124.7725
| 8547 | 2120.4279 | 1124.7725
| 8548 | 2120.3621 | 1124.7725
| 8549 | 2120.2672 | 1124.7725
| 8550 | 2120.1818 | 1124.7725
| 8551 | 2120.12 | 1124.7725
| 8552 | 2120.044 | 1124.7725
| 8553 | 2119.9889 | 1124.7725
| 8554 | 2119.885 | 1124.7725
| 8555 | 2119.8176 | 1124.7725
| 8556 | 2119.7555 | 1124.7725
| 8557 | 2119.6828 | 1124.7725
| 8558 | 2119.6116 | 1124.7725
| 8559 | 2119.5168 | 1124.7725
| 8560 | 2119.4642 | 1124.7725
| 8561 | 2119.3937 | 1124.7725
| 8562 | 2119.321 | 1124.7725
| 8563 | 2119.2501 | 1124.7725
| 8564 | 2119.1402 | 1124.7725
| 8565 | 2119.0578 | 1124.7725
| 8566 | 2118.984 | 1124.7725
| 8567 | 2118.9388 | 1124.7725
| 8568 | 2118.8665 | 1124.7725
| 8569 | 2118.7868 | 1124.7725
| 8570 | 2118.7354 | 1124.7725
| 8571 | 2118.6529 | 1124.7725
| 8572 | 2118.594 | 1124.7725
| 8573 | 2118.54 | 1124.7725
| 8574 | 2118.4364 | 1124.7725
| 8575 | 2118.3927 | 1124.7725
| 8576 | 2118.3026 | 1124.7725
| 8577 | 2118.222 | 1124.7725
| 8578 | 2118.123 | 1124.7725
| 8579 | 2118.0675 | 1124.7725
| 8580 | 2117.9315 | 1124.7725
| 8581 | 2117.8685 | 1124.7725
| 8582 | 2117.8103 | 1124.7725
| 8583 | 2117.7502 | 1124.7725
| 8584 | 2117.6824 | 1124.7725
| 8585 | 2117.6489 | 1124.7725
| 8586 | 2117.6124 | 1124.7725
| 8587 | 2117.5495 | 1124.7725
| 8588 | 2117.4796 | 1124.7725
| 8589 | 2117.3954 | 1124.7725
| 8590 | 2117.336 | 1124.7725
| 8591 | 2117.2666 | 1124.7725
| 8592 | 2117.2345 | 1124.7725
| 8593 | 2117.1514 | 1124.7725
| 8594 | 2117.0916 | 1124.7725
| 8595 | 2117.0339 | 1124.7725
| 8596 | 2116.9589 | 1124.7725
| 8597 | 2116.8877 | 1124.7725
| 8598 | 2116.8256 | 1124.7725
| 8599 | 2116.7758 | 1124.7725
| 8600 | 2116.7099 | 1124.7725
| 8601 | 2116.6462 | 1124.7725
| 8602 | 2116.5876 | 1124.7725
| 8603 | 2116.5464 | 1124.7725
| 8604 | 2116.4924 | 1124.7725
| 8605 | 2116.4187 | 1124.7725
| 8606 | 2116.3709 | 1124.7725
| 8607 | 2116.3072 | 1124.7725
| 8608 | 2116.2269 | 1124.7725
| 8609 | 2116.1626 | 1124.7725
| 8610 | 2116.1297 | 1124.7725
| 8611 | 2116.0602 | 1124.7725
| 8612 | 2115.9849 | 1124.7725
| 8613 | 2115.9041 | 1124.7725
| 8614 | 2115.8584 | 1124.7725
| 8615 | 2115.7695 | 1124.7725
| 8616 | 2115.7138 | 1124.7725
| 8617 | 2115.6803 | 1124.7725
| 8618 | 2115.609 | 1124.7725
| 8619 | 2115.5308 | 1124.7725
| 8620 | 2115.4654 | 1124.7725
| 8621 | 2115.4172 | 1124.7725
| 8622 | 2115.353 | 1124.7725
| 8623 | 2115.2759 | 1124.7725
| 8624 | 2115.2233 | 1124.7725
| 8625 | 2115.164 | 1124.7725
| 8626 | 2115.0822 | 1124.7725
| 8627 | 2115.0363 | 1124.7725
| 8628 | 2114.9785 | 1124.7725
| 8629 | 2114.8843 | 1124.7725
| 8630 | 2114.8214 | 1124.7725
| 8631 | 2114.7498 | 1124.7725
| 8632 | 2114.6601 | 1124.7725
| 8633 | 2114.6251 | 1124.7725
| 8634 | 2114.546 | 1124.7725
| 8635 | 2114.5082 | 1124.7725
| 8636 | 2114.4563 | 1124.7725
| 8637 | 2114.4119 | 1124.7725
| 8638 | 2114.3552 | 1124.7725
| 8639 | 2114.2655 | 1124.7725
| 8640 | 2114.1678 | 1124.7725
| 8641 | 2114.0974 | 1124.7725
| 8642 | 2114.0514 | 1124.7725
| 8643 | 2113.9768 | 1124.7725
| 8644 | 2113.9143 | 1124.7725
| 8645 | 2113.8633 | 1124.7725
| 8646 | 2113.832 | 1124.7725
| 8647 | 2113.7514 | 1124.7725
| 8648 | 2113.6443 | 1124.7725
| 8649 | 2113.5711 | 1124.7725
| 8650 | 2113.5182 | 1124.7725
| 8651 | 2113.4489 | 1124.7725
| 8652 | 2113.3716 | 1124.7725
| 8653 | 2113.3162 | 1124.7725
| 8654 | 2113.2175 | 1124.7725
| 8655 | 2113.1699 | 1124.7725
| 8656 | 2113.1038 | 1124.7725
| 8657 | 2113.0288 | 1124.7725
| 8658 | 2112.9225 | 1124.7725
| 8659 | 2112.8652 | 1124.7725
| 8660 | 2112.7919 | 1124.7725
| 8661 | 2112.7376 | 1124.7725
| 8662 | 2112.6787 | 1124.7725
| 8663 | 2112.6189 | 1124.7725
| 8664 | 2112.5675 | 1124.7725
| 8665 | 2112.5049 | 1124.7725
| 8666 | 2112.4373 | 1124.7725
| 8667 | 2112.3813 | 1124.7725
| 8668 | 2112.3201 | 1124.7725
| 8669 | 2112.2497 | 1124.7725
| 8670 | 2112.1817 | 1124.7725
| 8671 | 2112.1457 | 1124.7725
| 8672 | 2112.0745 | 1124.7725
| 8673 | 2112.0165 | 1124.7725
| 8674 | 2111.9595 | 1124.7725
| 8675 | 2111.8892 | 1124.7725
| 8676 | 2111.8427 | 1124.7725
| 8677 | 2111.7534 | 1124.7725
| 8678 | 2111.6843 | 1124.7725
| 8679 | 2111.6128 | 1124.7725
| 8680 | 2111.5339 | 1124.7725
| 8681 | 2111.4547 | 1124.7725
| 8682 | 2111.3892 | 1124.7725
| 8683 | 2111.3521 | 1124.7725
| 8684 | 2111.2938 | 1124.7725
| 8685 | 2111.2266 | 1124.7725
| 8686 | 2111.1564 | 1124.7725
| 8687 | 2111.1216 | 1124.7725
| 8688 | 2111.0767 | 1124.7725
| 8689 | 2111.0045 | 1124.7725
| 8690 | 2110.9607 | 1124.7725
| 8691 | 2110.8724 | 1124.7725
| 8692 | 2110.7996 | 1124.7725
| 8693 | 2110.7502 | 1124.7725
| 8694 | 2110.7051 | 1124.7725
| 8695 | 2110.6787 | 1124.7725
| 8696 | 2110.6079 | 1124.7725
| 8697 | 2110.5416 | 1124.7725
| 8698 | 2110.4626 | 1124.7725
| 8699 | 2110.3793 | 1124.7725
| 8700 | 2110.2974 | 1124.7725
| 8701 | 2110.2427 | 1124.7725
| 8702 | 2110.146 | 1124.7725
| 8703 | 2110.0571 | 1124.7725
| 8704 | 2109.9938 | 1124.7725
| 8705 | 2109.9494 | 1124.7725
| 8706 | 2109.9023 | 1124.7725
| 8707 | 2109.8607 | 1124.7725
| 8708 | 2109.7805 | 1124.7725
| 8709 | 2109.7202 | 1124.7725
| 8710 | 2109.642 | 1124.7725
| 8711 | 2109.6028 | 1124.7725
| 8712 | 2109.5567 | 1124.7725
| 8713 | 2109.5029 | 1124.7725
| 8714 | 2109.4577 | 1124.7725
| 8715 | 2109.4216 | 1124.7725
| 8716 | 2109.3538 | 1124.7725
| 8717 | 2109.2712 | 1124.7725
| 8718 | 2109.2135 | 1124.7725
| 8719 | 2109.1364 | 1124.7725
| 8720 | 2109.0476 | 1124.7725
| 8721 | 2108.9636 | 1124.7725
| 8722 | 2108.8975 | 1124.7725
| 8723 | 2108.8344 | 1124.7725
| 8724 | 2108.7677 | 1124.7725
| 8725 | 2108.6955 | 1124.7725
| 8726 | 2108.6091 | 1124.7725
| 8727 | 2108.5618 | 1124.7725
| 8728 | 2108.4755 | 1124.7725
| 8729 | 2108.3928 | 1124.7725
| 8730 | 2108.3598 | 1124.7725
| 8731 | 2108.2801 | 1124.7725
| 8732 | 2108.2358 | 1124.7725
| 8733 | 2108.1906 | 1124.7725
| 8734 | 2108.1291 | 1124.7725
| 8735 | 2108.0452 | 1124.7725
| 8736 | 2108 | 1124.7725
| 8737 | 2107.9455 | 1124.7725
| 8738 | 2107.8668 | 1124.7725
| 8739 | 2107.813 | 1124.7725
| 8740 | 2107.7335 | 1124.7725
| 8741 | 2107.6766 | 1124.7725
| 8742 | 2107.6211 | 1124.7725
| 8743 | 2107.5737 | 1124.7725
| 8744 | 2107.5055 | 1124.7725
| 8745 | 2107.4517 | 1124.7725
| 8746 | 2107.3986 | 1124.7725
| 8747 | 2107.356 | 1124.7725
| 8748 | 2107.283 | 1124.7725
| 8749 | 2107.2234 | 1124.7725
| 8750 | 2107.1293 | 1124.7725
| 8751 | 2107.0559 | 1124.7725
| 8752 | 2106.9733 | 1124.7725
| 8753 | 2106.8992 | 1124.7725
| 8754 | 2106.846 | 1124.7725
| 8755 | 2106.7433 | 1124.7725
| 8756 | 2106.6661 | 1124.7725
| 8757 | 2106.6113 | 1124.7725
| 8758 | 2106.569 | 1124.7725
| 8759 | 2106.5228 | 1124.7725
| 8760 | 2106.4851 | 1124.7725
| 8761 | 2106.4332 | 1124.7725
| 8762 | 2106.3517 | 1124.7725
| 8763 | 2106.2683 | 1124.7725
| 8764 | 2106.207 | 1124.7725
| 8765 | 2106.1304 | 1124.7725
| 8766 | 2106.0691 | 1124.7725
| 8767 | 2105.9915 | 1124.7725
| 8768 | 2105.9218 | 1124.7725
| 8769 | 2105.8707 | 1124.7725
| 8770 | 2105.7703 | 1124.7725
| 8771 | 2105.7054 | 1124.7725
| 8772 | 2105.65 | 1124.7725
| 8773 | 2105.5605 | 1124.7725
| 8774 | 2105.4982 | 1124.7725
| 8775 | 2105.4181 | 1124.7725
| 8776 | 2105.3687 | 1124.7725
| 8777 | 2105.2907 | 1124.7725
| 8778 | 2105.2467 | 1124.7725
| 8779 | 2105.199 | 1124.7725
| 8780 | 2105.1463 | 1124.7725
| 8781 | 2105.0628 | 1124.7725
| 8782 | 2104.9987 | 1124.7725
| 8783 | 2104.9282 | 1124.7725
| 8784 | 2104.8747 | 1124.7725
| 8785 | 2104.8249 | 1124.7725
| 8786 | 2104.72 | 1124.7725
| 8787 | 2104.6587 | 1124.7725
| 8788 | 2104.6031 | 1124.7725
| 8789 | 2104.5733 | 1124.7725
| 8790 | 2104.5239 | 1124.7725
| 8791 | 2104.4725 | 1124.7725
| 8792 | 2104.3635 | 1124.7725
| 8793 | 2104.3027 | 1124.7725
| 8794 | 2104.2505 | 1124.7725
| 8795 | 2104.1841 | 1124.7725
| 8796 | 2104.1372 | 1124.7725
| 8797 | 2104.0452 | 1124.7725
| 8798 | 2103.9913 | 1124.7725
| 8799 | 2103.9278 | 1124.7725
| 8800 | 2103.8389 | 1124.7725
| 8801 | 2103.7493 | 1124.7725
| 8802 | 2103.7019 | 1124.7725
| 8803 | 2103.6519 | 1124.7725
| 8804 | 2103.5957 | 1124.7725
| 8805 | 2103.4836 | 1124.7725
| 8806 | 2103.3932 | 1124.7725
| 8807 | 2103.3211 | 1124.7725
| 8808 | 2103.2714 | 1124.7725
| 8809 | 2103.2324 | 1124.7725
| 8810 | 2103.1829 | 1124.7725
| 8811 | 2103.1433 | 1124.7725
| 8812 | 2103.0754 | 1124.7725
| 8813 | 2103.0192 | 1124.7725
| 8814 | 2102.9588 | 1124.7725
| 8815 | 2102.9168 | 1124.7725
| 8816 | 2102.8713 | 1124.7725
| 8817 | 2102.8124 | 1124.7725
| 8818 | 2102.7485 | 1124.7725
| 8819 | 2102.6945 | 1124.7725
| 8820 | 2102.6028 | 1124.7725
| 8821 | 2102.5322 | 1124.7725
| 8822 | 2102.4945 | 1124.7725
| 8823 | 2102.4465 | 1124.7725
| 8824 | 2102.3675 | 1124.7725
| 8825 | 2102.3 | 1124.7725
| 8826 | 2102.2417 | 1124.7725
| 8827 | 2102.1825 | 1124.7725
| 8828 | 2102.0936 | 1124.7725
| 8829 | 2102.0101 | 1124.7725
| 8830 | 2101.9705 | 1124.7725
| 8831 | 2101.9139 | 1124.7725
| 8832 | 2101.8401 | 1124.7725
| 8833 | 2101.8093 | 1124.7725
| 8834 | 2101.7312 | 1124.7725
| 8835 | 2101.6559 | 1124.7725
| 8836 | 2101.5991 | 1124.7725
| 8837 | 2101.5528 | 1124.7725
| 8838 | 2101.4954 | 1124.7725
| 8839 | 2101.4247 | 1124.7725
| 8840 | 2101.3652 | 1124.7725
| 8841 | 2101.3103 | 1124.7725
| 8842 | 2101.2524 | 1124.7725
| 8843 | 2101.1846 | 1124.7725
| 8844 | 2101.1077 | 1124.7725
| 8845 | 2101.0276 | 1124.7725
| 8846 | 2100.9273 | 1124.7725
| 8847 | 2100.9003 | 1124.7725
| 8848 | 2100.8418 | 1124.7725
| 8849 | 2100.7824 | 1124.7725
| 8850 | 2100.7521 | 1124.7725
| 8851 | 2100.7031 | 1124.7725
| 8852 | 2100.6068 | 1124.7725
| 8853 | 2100.5538 | 1124.7725
| 8854 | 2100.4801 | 1124.7725
| 8855 | 2100.4224 | 1124.7725
| 8856 | 2100.3926 | 1124.7725
| 8857 | 2100.3158 | 1124.7725
| 8858 | 2100.2767 | 1124.7725
| 8859 | 2100.1985 | 1124.7725
| 8860 | 2100.1325 | 1124.7725
| 8861 | 2100.0797 | 1124.7725
| 8862 | 2100.0171 | 1124.7725
| 8863 | 2099.9146 | 1124.7725
| 8864 | 2099.8277 | 1124.7725
| 8865 | 2099.7466 | 1124.7725
| 8866 | 2099.6387 | 1124.7725
| 8867 | 2099.5747 | 1124.7725
| 8868 | 2099.5401 | 1124.7725
| 8869 | 2099.4491 | 1124.7725
| 8870 | 2099.3828 | 1124.7725
| 8871 | 2099.3183 | 1124.7725
| 8872 | 2099.2511 | 1124.7725
| 8873 | 2099.2066 | 1124.7725
| 8874 | 2099.1359 | 1124.7725
| 8875 | 2099.0446 | 1124.7725
| 8876 | 2098.985 | 1124.7725
| 8877 | 2098.9154 | 1124.7725
| 8878 | 2098.8719 | 1124.7725
| 8879 | 2098.8177 | 1124.7725
| 8880 | 2098.7603 | 1124.7725
| 8881 | 2098.712 | 1124.7725
| 8882 | 2098.6644 | 1124.7725
| 8883 | 2098.5708 | 1124.7725
| 8884 | 2098.5028 | 1124.7725
| 8885 | 2098.3948 | 1124.7725
| 8886 | 2098.3435 | 1124.7725
| 8887 | 2098.3083 | 1124.7725
| 8888 | 2098.2293 | 1124.7725
| 8889 | 2098.1717 | 1124.7725
| 8890 | 2098.0938 | 1124.7725
| 8891 | 2098.0324 | 1124.7725
| 8892 | 2097.9641 | 1124.7725
| 8893 | 2097.8958 | 1124.7725
| 8894 | 2097.8353 | 1124.7725
| 8895 | 2097.7981 | 1124.7725
| 8896 | 2097.7446 | 1124.7725
| 8897 | 2097.708 | 1124.7725
| 8898 | 2097.6538 | 1124.7725
| 8899 | 2097.6064 | 1124.7725
| 8900 | 2097.5397 | 1124.7725
| 8901 | 2097.4751 | 1124.7725
| 8902 | 2097.4063 | 1124.7725
| 8903 | 2097.3291 | 1124.7725
| 8904 | 2097.2741 | 1124.7725
| 8905 | 2097.2309 | 1124.7725
| 8906 | 2097.1611 | 1124.7725
| 8907 | 2097.0475 | 1124.7725
| 8908 | 2096.9696 | 1124.7725
| 8909 | 2096.8768 | 1124.7725
| 8910 | 2096.7905 | 1124.7725
| 8911 | 2096.7326 | 1124.7725
| 8912 | 2096.6922 | 1124.7725
| 8913 | 2096.6499 | 1124.7725
| 8914 | 2096.608 | 1124.7725
| 8915 | 2096.547 | 1124.7725
| 8916 | 2096.4925 | 1124.7725
| 8917 | 2096.3899 | 1124.7725
| 8918 | 2096.3381 | 1124.7725
| 8919 | 2096.294 | 1124.7725
| 8920 | 2096.2275 | 1124.7725
| 8921 | 2096.1935 | 1124.7725
| 8922 | 2096.156 | 1124.7725
| 8923 | 2096.0826 | 1124.7725
| 8924 | 2096.0207 | 1124.7725
| 8925 | 2095.959 | 1124.7725
| 8926 | 2095.8965 | 1124.7725
| 8927 | 2095.8481 | 1124.7725
| 8928 | 2095.7692 | 1124.7725
| 8929 | 2095.6889 | 1124.7725
| 8930 | 2095.6016 | 1124.7725
| 8931 | 2095.5409 | 1124.7725
| 8932 | 2095.4969 | 1124.7725
| 8933 | 2095.4556 | 1124.7725
| 8934 | 2095.3985 | 1124.7725
| 8935 | 2095.3273 | 1124.7725
| 8936 | 2095.29 | 1124.7725
| 8937 | 2095.2147 | 1124.7725
| 8938 | 2095.167 | 1124.7725
| 8939 | 2095.1302 | 1124.7725
| 8940 | 2095.0523 | 1124.7725
| 8941 | 2094.9644 | 1124.7725
| 8942 | 2094.9109 | 1124.7725
| 8943 | 2094.8589 | 1124.7725
| 8944 | 2094.7885 | 1124.7725
| 8945 | 2094.7066 | 1124.7725
| 8946 | 2094.6483 | 1124.7725
| 8947 | 2094.5651 | 1124.7725
| 8948 | 2094.4708 | 1124.7725
| 8949 | 2094.3732 | 1124.7725
| 8950 | 2094.3247 | 1124.7725
| 8951 | 2094.2785 | 1124.7725
| 8952 | 2094.2284 | 1124.7725
| 8953 | 2094.1474 | 1124.7725
| 8954 | 2094.0871 | 1124.7725
| 8955 | 2093.9924 | 1124.7725
| 8956 | 2093.9375 | 1124.7725
| 8957 | 2093.8667 | 1124.7725
| 8958 | 2093.8033 | 1124.7725
| 8959 | 2093.7653 | 1124.7725
| 8960 | 2093.7012 | 1124.7725
| 8961 | 2093.6138 | 1124.7725
| 8962 | 2093.5728 | 1124.7725
| 8963 | 2093.5208 | 1124.7725
| 8964 | 2093.4752 | 1124.7725
| 8965 | 2093.4161 | 1124.7725
| 8966 | 2093.3522 | 1124.7725
| 8967 | 2093.2835 | 1124.7725
| 8968 | 2093.2484 | 1124.7725
| 8969 | 2093.1573 | 1124.7725
| 8970 | 2093.0759 | 1124.7725
| 8971 | 2093.0147 | 1124.7725
| 8972 | 2092.9638 | 1124.7725
| 8973 | 2092.9128 | 1124.7725
| 8974 | 2092.8336 | 1124.7725
| 8975 | 2092.7636 | 1124.7725
| 8976 | 2092.7314 | 1124.7725
| 8977 | 2092.633 | 1124.7725
| 8978 | 2092.5486 | 1124.7725
| 8979 | 2092.484 | 1124.7725
| 8980 | 2092.3888 | 1124.7725
| 8981 | 2092.3367 | 1124.7725
| 8982 | 2092.243 | 1124.7725
| 8983 | 2092.1528 | 1124.7725
| 8984 | 2092.0847 | 1124.7725
| 8985 | 2092.0268 | 1124.7725
| 8986 | 2091.9247 | 1124.7725
| 8987 | 2091.8401 | 1124.7725
| 8988 | 2091.7999 | 1124.7725
| 8989 | 2091.728 | 1124.7725
| 8990 | 2091.6918 | 1124.7725
| 8991 | 2091.6299 | 1124.7725
| 8992 | 2091.5674 | 1124.7725
| 8993 | 2091.5078 | 1124.7725
| 8994 | 2091.4406 | 1124.7725
| 8995 | 2091.3532 | 1124.7725
| 8996 | 2091.2728 | 1124.7725
| 8997 | 2091.2261 | 1124.7725
| 8998 | 2091.1722 | 1124.7725
| 8999 | 2091.1076 | 1124.7725
| 9000 | 2091.0659 | 1124.7725
| 9001 | 2090.988 | 1124.7725
| 9002 | 2090.9444 | 1124.7725
| 9003 | 2090.889 | 1124.7725
| 9004 | 2090.8325 | 1124.7725
| 9005 | 2090.7865 | 1124.7725
| 9006 | 2090.7386 | 1124.7725
| 9007 | 2090.681 | 1124.7725
| 9008 | 2090.5904 | 1124.7725
| 9009 | 2090.54 | 1124.7725
| 9010 | 2090.4869 | 1124.7725
| 9011 | 2090.4393 | 1124.7725
| 9012 | 2090.3316 | 1124.7725
| 9013 | 2090.2867 | 1124.7725
| 9014 | 2090.2045 | 1124.7725
| 9015 | 2090.1313 | 1124.7725
| 9016 | 2090.0858 | 1124.7725
| 9017 | 2090.0268 | 1124.7725
| 9018 | 2089.997 | 1124.7725
| 9019 | 2089.9391 | 1124.7725
| 9020 | 2089.882 | 1124.7725
| 9021 | 2089.8126 | 1124.7725
| 9022 | 2089.7433 | 1124.7725
| 9023 | 2089.6751 | 1124.7725
| 9024 | 2089.6258 | 1124.7725
| 9025 | 2089.5656 | 1124.7725
| 9026 | 2089.5045 | 1124.7725
| 9027 | 2089.4454 | 1124.7725
| 9028 | 2089.3998 | 1124.7725
| 9029 | 2089.336 | 1124.7725
| 9030 | 2089.291 | 1124.7725
| 9031 | 2089.2357 | 1124.7725
| 9032 | 2089.1421 | 1124.7725
| 9033 | 2089.1069 | 1124.7725
| 9034 | 2089.0502 | 1124.7725
| 9035 | 2088.9874 | 1124.7725
| 9036 | 2088.899 | 1124.7725
| 9037 | 2088.8501 | 1124.7725
| 9038 | 2088.8034 | 1124.7725
| 9039 | 2088.7201 | 1124.7725
| 9040 | 2088.6101 | 1124.7725
| 9041 | 2088.5593 | 1124.7725
| 9042 | 2088.4848 | 1124.7725
| 9043 | 2088.443 | 1124.7725
| 9044 | 2088.3081 | 1124.7725
| 9045 | 2088.2699 | 1124.7725
| 9046 | 2088.2397 | 1124.7725
| 9047 | 2088.1907 | 1124.7725
| 9048 | 2088.1248 | 1124.7725
| 9049 | 2088.0917 | 1124.7725
| 9050 | 2088.0303 | 1124.7725
| 9051 | 2087.9627 | 1124.7725
| 9052 | 2087.9169 | 1124.7725
| 9053 | 2087.8415 | 1124.7725
| 9054 | 2087.785 | 1124.7725
| 9055 | 2087.711 | 1124.7725
| 9056 | 2087.6696 | 1124.7725
| 9057 | 2087.5692 | 1124.7725
| 9058 | 2087.5117 | 1124.7725
| 9059 | 2087.458 | 1124.7725
| 9060 | 2087.4065 | 1124.7725
| 9061 | 2087.362 | 1124.7725
| 9062 | 2087.2939 | 1124.7725
| 9063 | 2087.2321 | 1124.7725
| 9064 | 2087.1428 | 1124.7725
| 9065 | 2087.0779 | 1124.7725
| 9066 | 2087.0467 | 1124.7725
| 9067 | 2086.9971 | 1124.7725
| 9068 | 2086.9277 | 1124.7725
| 9069 | 2086.8527 | 1124.7725
| 9070 | 2086.8141 | 1124.7725
| 9071 | 2086.7494 | 1124.7725
| 9072 | 2086.7106 | 1124.7725
| 9073 | 2086.6267 | 1124.7725
| 9074 | 2086.5787 | 1124.7725
| 9075 | 2086.5109 | 1124.7725
| 9076 | 2086.4354 | 1124.7725
| 9077 | 2086.3646 | 1124.7725
| 9078 | 2086.2732 | 1124.7725
| 9079 | 2086.2344 | 1124.7725
| 9080 | 2086.182 | 1124.7725
| 9081 | 2086.1467 | 1124.7725
| 9082 | 2086.1014 | 1124.7725
| 9083 | 2086.0462 | 1124.7725
| 9084 | 2085.9892 | 1124.7725
| 9085 | 2085.8939 | 1124.7725
| 9086 | 2085.8267 | 1124.7725
| 9087 | 2085.7765 | 1124.7725
| 9088 | 2085.7295 | 1124.7725
| 9089 | 2085.6597 | 1124.7725
| 9090 | 2085.5798 | 1124.7725
| 9091 | 2085.4639 | 1124.7725
| 9092 | 2085.4204 | 1124.7725
| 9093 | 2085.3603 | 1124.7725
| 9094 | 2085.316 | 1124.7725
| 9095 | 2085.2592 | 1124.7725
| 9096 | 2085.1995 | 1124.7725
| 9097 | 2085.1477 | 1124.7725
| 9098 | 2085.0856 | 1124.7725
| 9099 | 2085.0273 | 1124.7725
| 9100 | 2084.972 | 1124.7725
| 9101 | 2084.8681 | 1124.7725
| 9102 | 2084.7991 | 1124.7725
| 9103 | 2084.731 | 1124.7725
| 9104 | 2084.6746 | 1124.7725
| 9105 | 2084.6343 | 1124.7725
| 9106 | 2084.5788 | 1124.7725
| 9107 | 2084.453 | 1124.7725
| 9108 | 2084.4004 | 1124.7725
| 9109 | 2084.3539 | 1124.7725
| 9110 | 2084.3037 | 1124.7725
| 9111 | 2084.2539 | 1124.7725
| 9112 | 2084.221 | 1124.7725
| 9113 | 2084.1552 | 1124.7725
| 9114 | 2084.0961 | 1124.7725
| 9115 | 2084.0032 | 1124.7725
| 9116 | 2083.9456 | 1124.7725
| 9117 | 2083.8913 | 1124.7725
| 9118 | 2083.8358 | 1124.7725
| 9119 | 2083.7652 | 1124.7725
| 9120 | 2083.7251 | 1124.7725
| 9121 | 2083.6395 | 1124.7725
| 9122 | 2083.5986 | 1124.7725
| 9123 | 2083.5484 | 1124.7725
| 9124 | 2083.4915 | 1124.7725
| 9125 | 2083.42 | 1124.7725
| 9126 | 2083.3461 | 1124.7725
| 9127 | 2083.2934 | 1124.7725
| 9128 | 2083.2488 | 1124.7725
| 9129 | 2083.2073 | 1124.7725
| 9130 | 2083.1372 | 1124.7725
| 9131 | 2083.0968 | 1124.7725
| 9132 | 2083.0652 | 1124.7725
| 9133 | 2082.9911 | 1124.7725
| 9134 | 2082.9396 | 1124.7725
| 9135 | 2082.8477 | 1124.7725
| 9136 | 2082.8024 | 1124.7725
| 9137 | 2082.7381 | 1124.7725
| 9138 | 2082.6583 | 1124.7725
| 9139 | 2082.5779 | 1124.7725
| 9140 | 2082.526 | 1124.7725
| 9141 | 2082.4733 | 1124.7725
| 9142 | 2082.3993 | 1124.7725
| 9143 | 2082.3518 | 1124.7725
| 9144 | 2082.2651 | 1124.7725
| 9145 | 2082.1949 | 1124.7725
| 9146 | 2082.1038 | 1124.7725
| 9147 | 2082.0507 | 1124.7725
| 9148 | 2081.9759 | 1124.7725
| 9149 | 2081.9084 | 1124.7725
| 9150 | 2081.8671 | 1124.7725
| 9151 | 2081.824 | 1124.7725
| 9152 | 2081.7652 | 1124.7725
| 9153 | 2081.712 | 1124.7725
| 9154 | 2081.6595 | 1124.7725
| 9155 | 2081.5643 | 1124.7725
| 9156 | 2081.5208 | 1124.7725
| 9157 | 2081.4583 | 1124.7725
| 9158 | 2081.3515 | 1124.7725
| 9159 | 2081.2587 | 1124.7725
| 9160 | 2081.1817 | 1124.7725
| 9161 | 2081.141 | 1124.7725
| 9162 | 2081.0405 | 1124.7725
| 9163 | 2080.9745 | 1124.7725
| 9164 | 2080.9165 | 1124.7725
| 9165 | 2080.8685 | 1124.7725
| 9166 | 2080.7889 | 1124.7725
| 9167 | 2080.758 | 1124.7725
| 9168 | 2080.6726 | 1124.7725
| 9169 | 2080.5899 | 1124.7725
| 9170 | 2080.55 | 1124.7725
| 9171 | 2080.4797 | 1124.7725
| 9172 | 2080.4192 | 1124.7725
| 9173 | 2080.3491 | 1124.7725
| 9174 | 2080.2873 | 1124.7725
| 9175 | 2080.2066 | 1124.7725
| 9176 | 2080.1064 | 1124.7725
| 9177 | 2080.0444 | 1124.7725
| 9178 | 2079.9722 | 1124.7725
| 9179 | 2079.9102 | 1124.7725
| 9180 | 2079.8401 | 1124.7725
| 9181 | 2079.7602 | 1124.7725
| 9182 | 2079.6924 | 1124.7725
| 9183 | 2079.6217 | 1124.7725
| 9184 | 2079.5445 | 1124.7725
| 9185 | 2079.4735 | 1124.7725
| 9186 | 2079.4338 | 1124.7725
| 9187 | 2079.3509 | 1124.7725
| 9188 | 2079.2626 | 1124.7725
| 9189 | 2079.1866 | 1124.7725
| 9190 | 2079.1316 | 1124.7725
| 9191 | 2079.0783 | 1124.7725
| 9192 | 2078.9831 | 1124.7725
| 9193 | 2078.9349 | 1124.7725
| 9194 | 2078.8744 | 1124.7725
| 9195 | 2078.8207 | 1124.7725
| 9196 | 2078.7772 | 1124.7725
| 9197 | 2078.7043 | 1124.7725
| 9198 | 2078.6677 | 1124.7725
| 9199 | 2078.6258 | 1124.7725
| 9200 | 2078.5716 | 1124.7725
| 9201 | 2078.4632 | 1124.7725
| 9202 | 2078.4037 | 1124.7725
| 9203 | 2078.3284 | 1124.7725
| 9204 | 2078.2283 | 1124.7725
| 9205 | 2078.163 | 1124.7725
| 9206 | 2078.119 | 1124.7725
| 9207 | 2078.075 | 1124.7725
| 9208 | 2078.0247 | 1124.7725
| 9209 | 2077.9841 | 1124.7725
| 9210 | 2077.9346 | 1124.7725
| 9211 | 2077.883 | 1124.7725
| 9212 | 2077.8178 | 1124.7725
| 9213 | 2077.7258 | 1124.7725
| 9214 | 2077.6705 | 1124.7725
| 9215 | 2077.5856 | 1124.7725
| 9216 | 2077.5556 | 1124.7725
| 9217 | 2077.4668 | 1124.7725
| 9218 | 2077.4044 | 1124.7725
| 9219 | 2077.3319 | 1124.7725
| 9220 | 2077.2645 | 1124.7725
| 9221 | 2077.2185 | 1124.7725
| 9222 | 2077.1662 | 1124.7725
| 9223 | 2077.0636 | 1124.7725
| 9224 | 2076.9976 | 1124.7725
| 9225 | 2076.9586 | 1124.7725
| 9226 | 2076.9041 | 1124.7725
| 9227 | 2076.8391 | 1124.7725
| 9228 | 2076.8007 | 1124.7725
| 9229 | 2076.7542 | 1124.7725
| 9230 | 2076.6805 | 1124.7725
| 9231 | 2076.6292 | 1124.7725
| 9232 | 2076.5432 | 1124.7725
| 9233 | 2076.4795 | 1124.7725
| 9234 | 2076.4226 | 1124.7725
| 9235 | 2076.3749 | 1124.7725
| 9236 | 2076.306 | 1124.7725
| 9237 | 2076.2579 | 1124.7725
| 9238 | 2076.1911 | 1124.7725
| 9239 | 2076.123 | 1124.7725
| 9240 | 2076.0576 | 1124.7725
| 9241 | 2075.9857 | 1124.7725
| 9242 | 2075.9387 | 1124.7725
| 9243 | 2075.8704 | 1124.7725
| 9244 | 2075.832 | 1124.7725
| 9245 | 2075.7622 | 1124.7725
| 9246 | 2075.6614 | 1124.7725
| 9247 | 2075.6028 | 1124.7725
| 9248 | 2075.5614 | 1124.7725
| 9249 | 2075.5157 | 1124.7725
| 9250 | 2075.4499 | 1124.7725
| 9251 | 2075.394 | 1124.7725
| 9252 | 2075.3499 | 1124.7725
| 9253 | 2075.2933 | 1124.7725
| 9254 | 2075.2408 | 1124.7725
| 9255 | 2075.1551 | 1124.7725
| 9256 | 2075.1114 | 1124.7725
| 9257 | 2075.0626 | 1124.7725
| 9258 | 2074.9634 | 1124.7725
| 9259 | 2074.8977 | 1124.7725
| 9260 | 2074.7836 | 1124.7725
| 9261 | 2074.7221 | 1124.7725
| 9262 | 2074.6492 | 1124.7725
| 9263 | 2074.5817 | 1124.7725
| 9264 | 2074.534 | 1124.7725
| 9265 | 2074.4989 | 1124.7725
| 9266 | 2074.4572 | 1124.7725
| 9267 | 2074.3895 | 1124.7725
| 9268 | 2074.3231 | 1124.7725
| 9269 | 2074.2408 | 1124.7725
| 9270 | 2074.1895 | 1124.7725
| 9271 | 2074.1503 | 1124.7725
| 9272 | 2074.0747 | 1124.7725
| 9273 | 2074.0113 | 1124.7725
| 9274 | 2073.9263 | 1124.7725
| 9275 | 2073.8684 | 1124.7725
| 9276 | 2073.8019 | 1124.7725
| 9277 | 2073.7771 | 1124.7725
| 9278 | 2073.7087 | 1124.7725
| 9279 | 2073.6568 | 1124.7725
| 9280 | 2073.5969 | 1124.7725
| 9281 | 2073.5447 | 1124.7725
| 9282 | 2073.4997 | 1124.7725
| 9283 | 2073.4202 | 1124.7725
| 9284 | 2073.3431 | 1124.7725
| 9285 | 2073.2704 | 1124.7725
| 9286 | 2073.2188 | 1124.7725
| 9287 | 2073.1915 | 1124.7725
| 9288 | 2073.1138 | 1124.7725
| 9289 | 2073.0497 | 1124.7725
| 9290 | 2073.0122 | 1124.7725
| 9291 | 2072.9572 | 1124.7725
| 9292 | 2072.9104 | 1124.7725
| 9293 | 2072.8591 | 1124.7725
| 9294 | 2072.8062 | 1124.7725
| 9295 | 2072.7472 | 1124.7725
| 9296 | 2072.6751 | 1124.7725
| 9297 | 2072.5534 | 1124.7725
| 9298 | 2072.4979 | 1124.7725
| 9299 | 2072.421 | 1124.7725
| 9300 | 2072.3661 | 1124.7725
| 9301 | 2072.2901 | 1124.7725
| 9302 | 2072.2223 | 1124.7725
| 9303 | 2072.1719 | 1124.7725
| 9304 | 2072.1203 | 1124.7725
| 9305 | 2072.0531 | 1124.7725
| 9306 | 2071.9722 | 1124.7725
| 9307 | 2071.9263 | 1124.7725
| 9308 | 2071.8695 | 1124.7725
| 9309 | 2071.8317 | 1124.7725
| 9310 | 2071.7476 | 1124.7725
| 9311 | 2071.7032 | 1124.7725
| 9312 | 2071.6512 | 1124.7725
| 9313 | 2071.5993 | 1124.7725
| 9314 | 2071.5479 | 1124.7725
| 9315 | 2071.4971 | 1124.7725
| 9316 | 2071.4105 | 1124.7725
| 9317 | 2071.3687 | 1124.7725
| 9318 | 2071.3133 | 1124.7725
| 9319 | 2071.2419 | 1124.7725
| 9320 | 2071.1657 | 1124.7725
| 9321 | 2071.078 | 1124.7725
| 9322 | 2071.0257 | 1124.7725
| 9323 | 2070.9797 | 1124.7725
| 9324 | 2070.921 | 1124.7725
| 9325 | 2070.8675 | 1124.7725
| 9326 | 2070.8148 | 1124.7725
| 9327 | 2070.7224 | 1124.7725
| 9328 | 2070.6641 | 1124.7725
| 9329 | 2070.5808 | 1124.7725
| 9330 | 2070.5024 | 1124.7725
| 9331 | 2070.4504 | 1124.7725
| 9332 | 2070.4149 | 1124.7725
| 9333 | 2070.3904 | 1124.7725
| 9334 | 2070.3089 | 1124.7725
| 9335 | 2070.237 | 1124.7725
| 9336 | 2070.1798 | 1124.7725
| 9337 | 2070.116 | 1124.7725
| 9338 | 2070.0735 | 1124.7725
| 9339 | 2070.0015 | 1124.7725
| 9340 | 2069.9283 | 1124.7725
| 9341 | 2069.8853 | 1124.7725
| 9342 | 2069.8159 | 1124.7725
| 9343 | 2069.7542 | 1124.7725
| 9344 | 2069.6991 | 1124.7725
| 9345 | 2069.65 | 1124.7725
| 9346 | 2069.5995 | 1124.7725
| 9347 | 2069.5523 | 1124.7725
| 9348 | 2069.461 | 1124.7725
| 9349 | 2069.3527 | 1124.7725
| 9350 | 2069.334 | 1124.7725
| 9351 | 2069.2686 | 1124.7725
| 9352 | 2069.2259 | 1124.7725
| 9353 | 2069.1725 | 1124.7725
| 9354 | 2069.1043 | 1124.7725
| 9355 | 2069.0091 | 1124.7725
| 9356 | 2068.957 | 1124.7725
| 9357 | 2068.8894 | 1124.7725
| 9358 | 2068.8591 | 1124.7725
| 9359 | 2068.7989 | 1124.7725
| 9360 | 2068.7245 | 1124.7725
| 9361 | 2068.6585 | 1124.7725
| 9362 | 2068.6121 | 1124.7725
| 9363 | 2068.5402 | 1124.7725
| 9364 | 2068.4736 | 1124.7725
| 9365 | 2068.3793 | 1124.7725
| 9366 | 2068.3028 | 1124.7725
| 9367 | 2068.2449 | 1124.7725
| 9368 | 2068.203 | 1124.7725
| 9369 | 2068.1343 | 1124.7725
| 9370 | 2068.0944 | 1124.7725
| 9371 | 2068.0412 | 1124.7725
| 9372 | 2068.007 | 1124.7725
| 9373 | 2067.9476 | 1124.7725
| 9374 | 2067.9142 | 1124.7725
| 9375 | 2067.8616 | 1124.7725
| 9376 | 2067.8029 | 1124.7725
| 9377 | 2067.7647 | 1124.7725
| 9378 | 2067.6824 | 1124.7725
| 9379 | 2067.6172 | 1124.7725
| 9380 | 2067.5359 | 1124.7725
| 9381 | 2067.467 | 1124.7725
| 9382 | 2067.4148 | 1124.7725
| 9383 | 2067.355 | 1124.7725
| 9384 | 2067.3212 | 1124.7725
| 9385 | 2067.2524 | 1124.7725
| 9386 | 2067.218 | 1124.7725
| 9387 | 2067.1526 | 1124.7725
| 9388 | 2067.1154 | 1124.7725
| 9389 | 2067.0752 | 1124.7725
| 9390 | 2067.0351 | 1124.7725
| 9391 | 2066.9667 | 1124.7725
| 9392 | 2066.9141 | 1124.7725
| 9393 | 2066.8475 | 1124.7725
| 9394 | 2066.8139 | 1124.7725
| 9395 | 2066.7526 | 1124.7725
| 9396 | 2066.7108 | 1124.7725
| 9397 | 2066.6324 | 1124.7725
| 9398 | 2066.5788 | 1124.7725
| 9399 | 2066.4919 | 1124.7725
| 9400 | 2066.4301 | 1124.7725
| 9401 | 2066.3271 | 1124.7725
| 9402 | 2066.2787 | 1124.7725
| 9403 | 2066.2152 | 1124.7725
| 9404 | 2066.163 | 1124.7725
| 9405 | 2066.105 | 1124.7725
| 9406 | 2066.0656 | 1124.7725
| 9407 | 2066.0014 | 1124.7725
| 9408 | 2065.9367 | 1124.7725
| 9409 | 2065.8967 | 1124.7725
| 9410 | 2065.8351 | 1124.7725
| 9411 | 2065.7762 | 1124.7725
| 9412 | 2065.7154 | 1124.7725
| 9413 | 2065.6645 | 1124.7725
| 9414 | 2065.5844 | 1124.7725
| 9415 | 2065.5154 | 1124.7725
| 9416 | 2065.4287 | 1124.7725
| 9417 | 2065.3753 | 1124.7725
| 9418 | 2065.3404 | 1124.7725
| 9419 | 2065.2853 | 1124.7725
| 9420 | 2065.2293 | 1124.7725
| 9421 | 2065.1715 | 1124.7725
| 9422 | 2065.1215 | 1124.7725
| 9423 | 2065.0848 | 1124.7725
| 9424 | 2064.9899 | 1124.7725
| 9425 | 2064.9087 | 1124.7725
| 9426 | 2064.8803 | 1124.7725
| 9427 | 2064.8301 | 1124.7725
| 9428 | 2064.7691 | 1124.7725
| 9429 | 2064.714 | 1124.7725
| 9430 | 2064.6409 | 1124.7725
| 9431 | 2064.6001 | 1124.7725
| 9432 | 2064.5492 | 1124.7725
| 9433 | 2064.4958 | 1124.7725
| 9434 | 2064.4649 | 1124.7725
| 9435 | 2064.4161 | 1124.7725
| 9436 | 2064.3677 | 1124.7725
| 9437 | 2064.3381 | 1124.7725
| 9438 | 2064.2962 | 1124.7725
| 9439 | 2064.2279 | 1124.7725
| 9440 | 2064.1782 | 1124.7725
| 9441 | 2064.1034 | 1124.7725
| 9442 | 2064.03 | 1124.7725
| 9443 | 2063.9785 | 1124.7725
| 9444 | 2063.9352 | 1124.7725
| 9445 | 2063.8835 | 1124.7725
| 9446 | 2063.847 | 1124.7725
| 9447 | 2063.7958 | 1124.7725
| 9448 | 2063.719 | 1124.7725
| 9449 | 2063.6273 | 1124.7725
| 9450 | 2063.5618 | 1124.7725
| 9451 | 2063.5112 | 1124.7725
| 9452 | 2063.4661 | 1124.7725
| 9453 | 2063.412 | 1124.7725
| 9454 | 2063.3185 | 1124.7725
| 9455 | 2063.2605 | 1124.7725
| 9456 | 2063.203 | 1124.7725
| 9457 | 2063.1348 | 1124.7725
| 9458 | 2063.0729 | 1124.7725
| 9459 | 2063.0196 | 1124.7725
| 9460 | 2062.9424 | 1124.7725
| 9461 | 2062.9037 | 1124.7725
| 9462 | 2062.8499 | 1124.7725
| 9463 | 2062.7859 | 1124.7725
| 9464 | 2062.7128 | 1124.7725
| 9465 | 2062.6539 | 1124.7725
| 9466 | 2062.6011 | 1124.7725
| 9467 | 2062.5482 | 1124.7725
| 9468 | 2062.497 | 1124.7725
| 9469 | 2062.4283 | 1124.7725
| 9470 | 2062.3624 | 1124.7725
| 9471 | 2062.3036 | 1124.7725
| 9472 | 2062.2465 | 1124.7725
| 9473 | 2062.176 | 1124.7725
| 9474 | 2062.0975 | 1124.7725
| 9475 | 2062.0501 | 1124.7725
| 9476 | 2061.9937 | 1124.7725
| 9477 | 2061.9289 | 1124.7725
| 9478 | 2061.8791 | 1124.7725
| 9479 | 2061.8493 | 1124.7725
| 9480 | 2061.7594 | 1124.7725
| 9481 | 2061.7098 | 1124.7725
| 9482 | 2061.6459 | 1124.7725
| 9483 | 2061.6089 | 1124.7725
| 9484 | 2061.537 | 1124.7725
| 9485 | 2061.4619 | 1124.7725
| 9486 | 2061.4356 | 1124.7725
| 9487 | 2061.381 | 1124.7725
| 9488 | 2061.3268 | 1124.7725
| 9489 | 2061.2558 | 1124.7725
| 9490 | 2061.2002 | 1124.7725
| 9491 | 2061.1356 | 1124.7725
| 9492 | 2061.076 | 1124.7725
| 9493 | 2061.0382 | 1124.7725
| 9494 | 2060.977 | 1124.7725
| 9495 | 2060.9311 | 1124.7725
| 9496 | 2060.8444 | 1124.7725
| 9497 | 2060.7822 | 1124.7725
| 9498 | 2060.7426 | 1124.7725
| 9499 | 2060.6726 | 1124.7725
| 9500 | 2060.6083 | 1124.7725
| 9501 | 2060.5335 | 1124.7725
| 9502 | 2060.5088 | 1124.7725
| 9503 | 2060.4577 | 1124.7725
| 9504 | 2060.4194 | 1124.7725
| 9505 | 2060.3525 | 1124.7725
| 9506 | 2060.2752 | 1124.7725
| 9507 | 2060.2144 | 1124.7725
| 9508 | 2060.1217 | 1124.7725
| 9509 | 2060.0609 | 1124.7725
| 9510 | 2060.0315 | 1124.7725
| 9511 | 2059.9833 | 1124.7725
| 9512 | 2059.9311 | 1124.7725
| 9513 | 2059.8626 | 1124.7725
| 9514 | 2059.775 | 1124.7725
| 9515 | 2059.7187 | 1124.7725
| 9516 | 2059.6762 | 1124.7725
| 9517 | 2059.6054 | 1124.7725
| 9518 | 2059.535 | 1124.7725
| 9519 | 2059.4647 | 1124.7725
| 9520 | 2059.3988 | 1124.7725
| 9521 | 2059.3403 | 1124.7725
| 9522 | 2059.2808 | 1124.7725
| 9523 | 2059.2417 | 1124.7725
| 9524 | 2059.1884 | 1124.7725
| 9525 | 2059.1094 | 1124.7725
| 9526 | 2059.0579 | 1124.7725
| 9527 | 2059.0185 | 1124.7725
| 9528 | 2058.9717 | 1124.7725
| 9529 | 2058.932 | 1124.7725
| 9530 | 2058.8643 | 1124.7725
| 9531 | 2058.8208 | 1124.7725
| 9532 | 2058.7643 | 1124.7725
| 9533 | 2058.7278 | 1124.7725
| 9534 | 2058.6466 | 1124.7725
| 9535 | 2058.6154 | 1124.7725
| 9536 | 2058.5512 | 1124.7725
| 9537 | 2058.5019 | 1124.7725
| 9538 | 2058.4516 | 1124.7725
| 9539 | 2058.391 | 1124.7725
| 9540 | 2058.333 | 1124.7725
| 9541 | 2058.303 | 1124.7725
| 9542 | 2058.2598 | 1124.7725
| 9543 | 2058.1983 | 1124.7725
| 9544 | 2058.1408 | 1124.7725
| 9545 | 2058.0732 | 1124.7725
| 9546 | 2058.0354 | 1124.7725
| 9547 | 2057.9539 | 1124.7725
| 9548 | 2057.9146 | 1124.7725
| 9549 | 2057.8643 | 1124.7725
| 9550 | 2057.8109 | 1124.7725
| 9551 | 2057.7493 | 1124.7725
| 9552 | 2057.672 | 1124.7725
| 9553 | 2057.5998 | 1124.7725
| 9554 | 2057.5581 | 1124.7725
| 9555 | 2057.4974 | 1124.7725
| 9556 | 2057.4351 | 1124.7725
| 9557 | 2057.3602 | 1124.7725
| 9558 | 2057.3245 | 1124.7725
| 9559 | 2057.2655 | 1124.7725
| 9560 | 2057.2333 | 1124.7725
| 9561 | 2057.1978 | 1124.7725
| 9562 | 2057.1344 | 1124.7725
| 9563 | 2057.079 | 1124.7725
| 9564 | 2057.0249 | 1124.7725
| 9565 | 2056.9785 | 1124.7725
| 9566 | 2056.9301 | 1124.7725
| 9567 | 2056.8871 | 1124.7725
| 9568 | 2056.8565 | 1124.7725
| 9569 | 2056.772 | 1124.7725
| 9570 | 2056.6953 | 1124.7725
| 9571 | 2056.6056 | 1124.7725
| 9572 | 2056.5066 | 1124.7725
| 9573 | 2056.4437 | 1124.7725
| 9574 | 2056.3939 | 1124.7725
| 9575 | 2056.3472 | 1124.7725
| 9576 | 2056.3083 | 1124.7725
| 9577 | 2056.2633 | 1124.7725
| 9578 | 2056.229 | 1124.7725
| 9579 | 2056.1767 | 1124.7725
| 9580 | 2056.1144 | 1124.7725
| 9581 | 2056.0536 | 1124.7725
| 9582 | 2056.0106 | 1124.7725
| 9583 | 2055.9616 | 1124.7725
| 9584 | 2055.8682 | 1124.7725
| 9585 | 2055.8184 | 1124.7725
| 9586 | 2055.7523 | 1124.7725
| 9587 | 2055.6714 | 1124.7725
| 9588 | 2055.6137 | 1124.7725
| 9589 | 2055.5581 | 1124.7725
| 9590 | 2055.5003 | 1124.7725
| 9591 | 2055.4538 | 1124.7725
| 9592 | 2055.3874 | 1124.7725
| 9593 | 2055.3511 | 1124.7725
| 9594 | 2055.3021 | 1124.7725
| 9595 | 2055.2618 | 1124.7725
| 9596 | 2055.1642 | 1124.7725
| 9597 | 2055.1343 | 1124.7725
| 9598 | 2055.0974 | 1124.7725
| 9599 | 2055.0452 | 1124.7725
| 9600 | 2054.9771 | 1124.7725
| 9601 | 2054.9256 | 1124.7725
| 9602 | 2054.8686 | 1124.7725
| 9603 | 2054.8079 | 1124.7725
| 9604 | 2054.7317 | 1124.7725
| 9605 | 2054.6725 | 1124.7725
| 9606 | 2054.6119 | 1124.7725
| 9607 | 2054.556 | 1124.7725
| 9608 | 2054.5303 | 1124.7725
| 9609 | 2054.4902 | 1124.7725
| 9610 | 2054.4439 | 1124.7725
| 9611 | 2054.3999 | 1124.7725
| 9612 | 2054.3398 | 1124.7725
| 9613 | 2054.2663 | 1124.7725
| 9614 | 2054.1975 | 1124.7725
| 9615 | 2054.0983 | 1124.7725
| 9616 | 2054.0613 | 1124.7725
| 9617 | 2054.0064 | 1124.7725
| 9618 | 2053.9505 | 1124.7725
| 9619 | 2053.9242 | 1124.7725
| 9620 | 2053.8425 | 1124.7725
| 9621 | 2053.7906 | 1124.7725
| 9622 | 2053.7524 | 1124.7725
| 9623 | 2053.7234 | 1124.7725
| 9624 | 2053.6554 | 1124.7725
| 9625 | 2053.5942 | 1124.7725
| 9626 | 2053.5333 | 1124.7725
| 9627 | 2053.4523 | 1124.7725
| 9628 | 2053.4102 | 1124.7725
| 9629 | 2053.3442 | 1124.7725
| 9630 | 2053.269 | 1124.7725
| 9631 | 2053.1917 | 1124.7725
| 9632 | 2053.127 | 1124.7725
| 9633 | 2053.0431 | 1124.7725
| 9634 | 2052.9593 | 1124.7725
| 9635 | 2052.9121 | 1124.7725
| 9636 | 2052.8686 | 1124.7725
| 9637 | 2052.8134 | 1124.7725
| 9638 | 2052.7616 | 1124.7725
| 9639 | 2052.7095 | 1124.7725
| 9640 | 2052.6645 | 1124.7725
| 9641 | 2052.5998 | 1124.7725
| 9642 | 2052.5208 | 1124.7725
| 9643 | 2052.4644 | 1124.7725
| 9644 | 2052.3949 | 1124.7725
| 9645 | 2052.3499 | 1124.7725
| 9646 | 2052.3021 | 1124.7725
| 9647 | 2052.2171 | 1124.7725
| 9648 | 2052.1648 | 1124.7725
| 9649 | 2052.0823 | 1124.7725
| 9650 | 2052.0463 | 1124.7725
| 9651 | 2052.006 | 1124.7725
| 9652 | 2051.9342 | 1124.7725
| 9653 | 2051.8862 | 1124.7725
| 9654 | 2051.8217 | 1124.7725
| 9655 | 2051.7393 | 1124.7725
| 9656 | 2051.6984 | 1124.7725
| 9657 | 2051.6155 | 1124.7725
| 9658 | 2051.5518 | 1124.7725
| 9659 | 2051.4882 | 1124.7725
| 9660 | 2051.4296 | 1124.7725
| 9661 | 2051.3706 | 1124.7725
| 9662 | 2051.3249 | 1124.7725
| 9663 | 2051.2436 | 1124.7725
| 9664 | 2051.2 | 1124.7725
| 9665 | 2051.1497 | 1124.7725
| 9666 | 2051.0958 | 1124.7725
| 9667 | 2051.0364 | 1124.7725
| 9668 | 2050.9706 | 1124.7725
| 9669 | 2050.8971 | 1124.7725
| 9670 | 2050.8426 | 1124.7725
| 9671 | 2050.7988 | 1124.7725
| 9672 | 2050.7559 | 1124.7725
| 9673 | 2050.7139 | 1124.7725
| 9674 | 2050.6548 | 1124.7725
| 9675 | 2050.6006 | 1124.7725
| 9676 | 2050.5397 | 1124.7725
| 9677 | 2050.4728 | 1124.7725
| 9678 | 2050.4249 | 1124.7725
| 9679 | 2050.3754 | 1124.7725
| 9680 | 2050.328 | 1124.7725
| 9681 | 2050.27 | 1124.7725
| 9682 | 2050.2193 | 1124.7725
| 9683 | 2050.1638 | 1124.7725
| 9684 | 2050.1077 | 1124.7725
| 9685 | 2050.0694 | 1124.7725
| 9686 | 2050.017 | 1124.7725
| 9687 | 2049.9581 | 1124.7725
| 9688 | 2049.8892 | 1124.7725
| 9689 | 2049.8122 | 1124.7725
| 9690 | 2049.7305 | 1124.7725
| 9691 | 2049.6761 | 1124.7725
| 9692 | 2049.6199 | 1124.7725
| 9693 | 2049.5459 | 1124.7725
| 9694 | 2049.5092 | 1124.7725
| 9695 | 2049.4383 | 1124.7725
| 9696 | 2049.3958 | 1124.7725
| 9697 | 2049.3506 | 1124.7725
| 9698 | 2049.3026 | 1124.7725
| 9699 | 2049.2454 | 1124.7725
| 9700 | 2049.1731 | 1124.7725
| 9701 | 2049.1083 | 1124.7725
| 9702 | 2049.0468 | 1124.7725
| 9703 | 2048.9593 | 1124.7725
| 9704 | 2048.9023 | 1124.7725
| 9705 | 2048.8 | 1124.7725
| 9706 | 2048.7359 | 1124.7725
| 9707 | 2048.7078 | 1124.7725
| 9708 | 2048.6255 | 1124.7725
| 9709 | 2048.5678 | 1124.7725
| 9710 | 2048.5045 | 1124.7725
| 9711 | 2048.4696 | 1124.7725
| 9712 | 2048.4231 | 1124.7725
| 9713 | 2048.3801 | 1124.7725
| 9714 | 2048.3345 | 1124.7725
| 9715 | 2048.2896 | 1124.7725
| 9716 | 2048.2327 | 1124.7725
| 9717 | 2048.1902 | 1124.7725
| 9718 | 2048.1077 | 1124.7725
| 9719 | 2048.0592 | 1124.7725
| 9720 | 2048 | 1124.7725
| 9721 | 2047.9076 | 1124.7725
| 9722 | 2047.8629 | 1124.7725
| 9723 | 2047.8236 | 1124.7725
| 9724 | 2047.7755 | 1124.7725
| 9725 | 2047.7363 | 1124.7725
| 9726 | 2047.6805 | 1124.7725
| 9727 | 2047.6171 | 1124.7725
| 9728 | 2047.5512 | 1124.7725
| 9729 | 2047.4623 | 1124.7725
| 9730 | 2047.4021 | 1124.7725
| 9731 | 2047.3168 | 1124.7725
| 9732 | 2047.2802 | 1124.7725
| 9733 | 2047.2215 | 1124.7725
| 9734 | 2047.1706 | 1124.7725
| 9735 | 2047.0985 | 1124.7725
| 9736 | 2047.0392 | 1124.7725
| 9737 | 2046.9731 | 1124.7725
| 9738 | 2046.9533 | 1124.7725
| 9739 | 2046.9075 | 1124.7725
| 9740 | 2046.831 | 1124.7725
| 9741 | 2046.7396 | 1124.7725
| 9742 | 2046.643 | 1124.7725
| 9743 | 2046.5374 | 1124.7725
| 9744 | 2046.4972 | 1124.7725
| 9745 | 2046.4348 | 1124.7725
| 9746 | 2046.3504 | 1124.7725
| 9747 | 2046.2917 | 1124.7725
| 9748 | 2046.2298 | 1124.7725
| 9749 | 2046.1599 | 1124.7725
| 9750 | 2046.1305 | 1124.7725
| 9751 | 2046.0793 | 1124.7725
| 9752 | 2046.0124 | 1124.7725
| 9753 | 2045.9559 | 1124.7725
| 9754 | 2045.9113 | 1124.7725
| 9755 | 2045.8717 | 1124.7725
| 9756 | 2045.8003 | 1124.7725
| 9757 | 2045.7676 | 1124.7725
| 9758 | 2045.7402 | 1124.7725
| 9759 | 2045.6913 | 1124.7725
| 9760 | 2045.6504 | 1124.7725
| 9761 | 2045.6121 | 1124.7725
| 9762 | 2045.5016 | 1124.7725
| 9763 | 2045.4517 | 1124.7725
| 9764 | 2045.4116 | 1124.7725
| 9765 | 2045.356 | 1124.7725
| 9766 | 2045.2899 | 1124.7725
| 9767 | 2045.232 | 1124.7725
| 9768 | 2045.1654 | 1124.7725
| 9769 | 2045.1313 | 1124.7725
| 9770 | 2045.0788 | 1124.7725
| 9771 | 2045.0178 | 1124.7725
| 9772 | 2044.965 | 1124.7725
| 9773 | 2044.9388 | 1124.7725
| 9774 | 2044.813 | 1124.7725
| 9775 | 2044.7479 | 1124.7725
| 9776 | 2044.7125 | 1124.7725
| 9777 | 2044.6564 | 1124.7725
| 9778 | 2044.604 | 1124.7725
| 9779 | 2044.5483 | 1124.7725
| 9780 | 2044.4821 | 1124.7725
| 9781 | 2044.4248 | 1124.7725
| 9782 | 2044.3906 | 1124.7725
| 9783 | 2044.3268 | 1124.7725
| 9784 | 2044.2692 | 1124.7725
| 9785 | 2044.2155 | 1124.7725
| 9786 | 2044.155 | 1124.7725
| 9787 | 2044.0756 | 1124.7725
| 9788 | 2044.0254 | 1124.7725
| 9789 | 2043.9745 | 1124.7725
| 9790 | 2043.9185 | 1124.7725
| 9791 | 2043.8643 | 1124.7725
| 9792 | 2043.7924 | 1124.7725
| 9793 | 2043.7199 | 1124.7725
| 9794 | 2043.6535 | 1124.7725
| 9795 | 2043.605 | 1124.7725
| 9796 | 2043.5278 | 1124.7725
| 9797 | 2043.474 | 1124.7725
| 9798 | 2043.4208 | 1124.7725
| 9799 | 2043.3305 | 1124.7725
| 9800 | 2043.2657 | 1124.7725
| 9801 | 2043.1816 | 1124.7725
| 9802 | 2043.1084 | 1124.7725
| 9803 | 2043.0624 | 1124.7725
| 9804 | 2043.0128 | 1124.7725
| 9805 | 2042.9544 | 1124.7725
| 9806 | 2042.8948 | 1124.7725
| 9807 | 2042.8507 | 1124.7725
| 9808 | 2042.8083 | 1124.7725
| 9809 | 2042.7418 | 1124.7725
| 9810 | 2042.6933 | 1124.7725
| 9811 | 2042.6552 | 1124.7725
| 9812 | 2042.6146 | 1124.7725
| 9813 | 2042.535 | 1124.7725
| 9814 | 2042.4546 | 1124.7725
| 9815 | 2042.3724 | 1124.7725
| 9816 | 2042.3107 | 1124.7725
| 9817 | 2042.249 | 1124.7725
| 9818 | 2042.1593 | 1124.7725
| 9819 | 2042.1106 | 1124.7725
| 9820 | 2042.0511 | 1124.7725
| 9821 | 2041.9928 | 1124.7725
| 9822 | 2041.9342 | 1124.7725
| 9823 | 2041.8846 | 1124.7725
| 9824 | 2041.8314 | 1124.7725
| 9825 | 2041.7594 | 1124.7725
| 9826 | 2041.6874 | 1124.7725
| 9827 | 2041.6142 | 1124.7725
| 9828 | 2041.5569 | 1124.7725
| 9829 | 2041.4988 | 1124.7725
| 9830 | 2041.4326 | 1124.7725
| 9831 | 2041.3272 | 1124.7725
| 9832 | 2041.2764 | 1124.7725
| 9833 | 2041.2328 | 1124.7725
| 9834 | 2041.1966 | 1124.7725
| 9835 | 2041.1211 | 1124.7725
| 9836 | 2041.0967 | 1124.7725
| 9837 | 2041.0079 | 1124.7725
| 9838 | 2040.9704 | 1124.7725
| 9839 | 2040.9396 | 1124.7725
| 9840 | 2040.8653 | 1124.7725
| 9841 | 2040.8246 | 1124.7725
| 9842 | 2040.7498 | 1124.7725
| 9843 | 2040.6663 | 1124.7725
| 9844 | 2040.6213 | 1124.7725
| 9845 | 2040.5535 | 1124.7725
| 9846 | 2040.5044 | 1124.7725
| 9847 | 2040.4491 | 1124.7725
| 9848 | 2040.3978 | 1124.7725
| 9849 | 2040.3528 | 1124.7725
| 9850 | 2040.2948 | 1124.7725
| 9851 | 2040.2372 | 1124.7725
| 9852 | 2040.1714 | 1124.7725
| 9853 | 2040.0819 | 1124.7725
| 9854 | 2040.0253 | 1124.7725
| 9855 | 2039.9594 | 1124.7725
| 9856 | 2039.8812 | 1124.7725
| 9857 | 2039.8309 | 1124.7725
| 9858 | 2039.7842 | 1124.7725
| 9859 | 2039.7227 | 1124.7725
| 9860 | 2039.6798 | 1124.7725
| 9861 | 2039.6263 | 1124.7725
| 9862 | 2039.5628 | 1124.7725
| 9863 | 2039.4861 | 1124.7725
| 9864 | 2039.4475 | 1124.7725
| 9865 | 2039.3785 | 1124.7725
| 9866 | 2039.3258 | 1124.7725
| 9867 | 2039.2739 | 1124.7725
| 9868 | 2039.2197 | 1124.7725
| 9869 | 2039.1841 | 1124.7725
| 9870 | 2039.126 | 1124.7725
| 9871 | 2039.0822 | 1124.7725
| 9872 | 2039.0144 | 1124.7725
| 9873 | 2038.9642 | 1124.7725
| 9874 | 2038.8954 | 1124.7725
| 9875 | 2038.8172 | 1124.7725
| 9876 | 2038.7637 | 1124.7725
| 9877 | 2038.6818 | 1124.7725
| 9878 | 2038.6086 | 1124.7725
| 9879 | 2038.5658 | 1124.7725
| 9880 | 2038.5163 | 1124.7725
| 9881 | 2038.4635 | 1124.7725
| 9882 | 2038.4248 | 1124.7725
| 9883 | 2038.3547 | 1124.7725
| 9884 | 2038.3217 | 1124.7725
| 9885 | 2038.2829 | 1124.7725
| 9886 | 2038.2026 | 1124.7725
| 9887 | 2038.1716 | 1124.7725
| 9888 | 2038.0902 | 1124.7725
| 9889 | 2038.0532 | 1124.7725
| 9890 | 2037.9825 | 1124.7725
| 9891 | 2037.9409 | 1124.7725
| 9892 | 2037.8666 | 1124.7725
| 9893 | 2037.8319 | 1124.7725
| 9894 | 2037.8089 | 1124.7725
| 9895 | 2037.7627 | 1124.7725
| 9896 | 2037.7193 | 1124.7725
| 9897 | 2037.6698 | 1124.7725
| 9898 | 2037.6329 | 1124.7725
| 9899 | 2037.5874 | 1124.7725
| 9900 | 2037.5183 | 1124.7725
| 9901 | 2037.4697 | 1124.7725
| 9902 | 2037.4294 | 1124.7725
| 9903 | 2037.3809 | 1124.7725
| 9904 | 2037.3118 | 1124.7725
| 9905 | 2037.2513 | 1124.7725
| 9906 | 2037.1939 | 1124.7725
| 9907 | 2037.1337 | 1124.7725
| 9908 | 2037.0637 | 1124.7725
| 9909 | 2037.0166 | 1124.7725
| 9910 | 2036.9621 | 1124.7725
| 9911 | 2036.9271 | 1124.7725
| 9912 | 2036.8742 | 1124.7725
| 9913 | 2036.8467 | 1124.7725
| 9914 | 2036.801 | 1124.7725
| 9915 | 2036.74 | 1124.7725
| 9916 | 2036.6956 | 1124.7725
| 9917 | 2036.6344 | 1124.7725
| 9918 | 2036.55 | 1124.7725
| 9919 | 2036.4918 | 1124.7725
| 9920 | 2036.4414 | 1124.7725
| 9921 | 2036.3959 | 1124.7725
| 9922 | 2036.324 | 1124.7725
| 9923 | 2036.2841 | 1124.7725
| 9924 | 2036.2276 | 1124.7725
| 9925 | 2036.1817 | 1124.7725
| 9926 | 2036.1304 | 1124.7725
| 9927 | 2036.0736 | 1124.7725
| 9928 | 2036.0035 | 1124.7725
| 9929 | 2035.945 | 1124.7725
| 9930 | 2035.8663 | 1124.7725
| 9931 | 2035.8012 | 1124.7725
| 9932 | 2035.7448 | 1124.7725
| 9933 | 2035.6702 | 1124.7725
| 9934 | 2035.6418 | 1124.7725
| 9935 | 2035.5906 | 1124.7725
| 9936 | 2035.4677 | 1124.7725
| 9937 | 2035.4107 | 1124.7725
| 9938 | 2035.3272 | 1124.7725
| 9939 | 2035.2897 | 1124.7725
| 9940 | 2035.2553 | 1124.7725
| 9941 | 2035.1955 | 1124.7725
| 9942 | 2035.0853 | 1124.7725
| 9943 | 2035.0082 | 1124.7725
| 9944 | 2034.9593 | 1124.7725
| 9945 | 2034.9147 | 1124.7725
| 9946 | 2034.8685 | 1124.7725
| 9947 | 2034.8208 | 1124.7725
| 9948 | 2034.7485 | 1124.7725
| 9949 | 2034.6793 | 1124.7725
| 9950 | 2034.6386 | 1124.7725
| 9951 | 2034.5932 | 1124.7725
| 9952 | 2034.5385 | 1124.7725
| 9953 | 2034.4975 | 1124.7725
| 9954 | 2034.4441 | 1124.7725
| 9955 | 2034.3699 | 1124.7725
| 9956 | 2034.304 | 1124.7725
| 9957 | 2034.2307 | 1124.7725
| 9958 | 2034.1839 | 1124.7725
| 9959 | 2034.1483 | 1124.7725
| 9960 | 2034.0995 | 1124.7725
| 9961 | 2034.0138 | 1124.7725
| 9962 | 2033.9707 | 1124.7725
| 9963 | 2033.9125 | 1124.7725
| 9964 | 2033.8499 | 1124.7725
| 9965 | 2033.7905 | 1124.7725
| 9966 | 2033.7431 | 1124.7725
| 9967 | 2033.6776 | 1124.7725
| 9968 | 2033.6038 | 1124.7725
| 9969 | 2033.5618 | 1124.7725
| 9970 | 2033.4812 | 1124.7725
| 9971 | 2033.4247 | 1124.7725
| 9972 | 2033.353 | 1124.7725
| 9973 | 2033.3142 | 1124.7725
| 9974 | 2033.2363 | 1124.7725
| 9975 | 2033.1624 | 1124.7725
| 9976 | 2033.1095 | 1124.7725
| 9977 | 2033.0351 | 1124.7725
| 9978 | 2032.9888 | 1124.7725
| 9979 | 2032.9069 | 1124.7725
| 9980 | 2032.8145 | 1124.7725
| 9981 | 2032.7462 | 1124.7725
| 9982 | 2032.6892 | 1124.7725
| 9983 | 2032.6272 | 1124.7725
| 9984 | 2032.5599 | 1124.7725
| 9985 | 2032.5063 | 1124.7725
| 9986 | 2032.4438 | 1124.7725
| 9987 | 2032.3974 | 1124.7725
| 9988 | 2032.3461 | 1124.7725
| 9989 | 2032.2659 | 1124.7725
| 9990 | 2032.1819 | 1124.7725
| 9991 | 2032.1219 | 1124.7725
| 9992 | 2032.0458 | 1124.7725
| 9993 | 2032.0088 | 1124.7725
| 9994 | 2031.967 | 1124.7725
| 9995 | 2031.9242 | 1124.7725
| 9996 | 2031.874 | 1124.7725
| 9997 | 2031.8376 | 1124.7725
| 9998 | 2031.7813 | 1124.7725
| 9999 | 2031.7292 | 1124.7725
| 10000 | 2031.6878 | 1124.7725
| 10001 | 2031.6433 | 1124.7725
| 10002 | 2031.6181 | 1124.7725
| 10003 | 2031.5593 | 1124.7725
| 10004 | 2031.5142 | 1124.7725
| 10005 | 2031.4442 | 1124.7725
| 10006 | 2031.362 | 1124.7725
| 10007 | 2031.3114 | 1124.7725
| 10008 | 2031.2714 | 1124.7725
| 10009 | 2031.2087 | 1124.7725
| 10010 | 2031.139 | 1124.7725
| 10011 | 2031.0944 | 1124.7725
| 10012 | 2031.0454 | 1124.7725
| 10013 | 2031.0035 | 1124.7725
| 10014 | 2030.9726 | 1124.7725
| 10015 | 2030.8699 | 1124.7725
| 10016 | 2030.7982 | 1124.7725
| 10017 | 2030.7618 | 1124.7725
| 10018 | 2030.7093 | 1124.7725
| 10019 | 2030.6486 | 1124.7725
| 10020 | 2030.5381 | 1124.7725
| 10021 | 2030.5025 | 1124.7725
| 10022 | 2030.4441 | 1124.7725
| 10023 | 2030.4102 | 1124.7725
| 10024 | 2030.3689 | 1124.7725
| 10025 | 2030.3425 | 1124.7725
| 10026 | 2030.2806 | 1124.7725
| 10027 | 2030.2098 | 1124.7725
| 10028 | 2030.141 | 1124.7725
| 10029 | 2030.1058 | 1124.7725
| 10030 | 2030.0729 | 1124.7725
| 10031 | 2030.0196 | 1124.7725
| 10032 | 2029.9688 | 1124.7725
| 10033 | 2029.8871 | 1124.7725
| 10034 | 2029.8325 | 1124.7725
| 10035 | 2029.7684 | 1124.7725
| 10036 | 2029.7297 | 1124.7725
| 10037 | 2029.6922 | 1124.7725
| 10038 | 2029.6004 | 1124.7725
| 10039 | 2029.5442 | 1124.7725
| 10040 | 2029.4884 | 1124.7725
| 10041 | 2029.4525 | 1124.7725
| 10042 | 2029.4061 | 1124.7725
| 10043 | 2029.3521 | 1124.7725
| 10044 | 2029.2637 | 1124.7725
| 10045 | 2029.1996 | 1124.7725
| 10046 | 2029.1464 | 1124.7725
| 10047 | 2029.1184 | 1124.7725
| 10048 | 2029.0571 | 1124.7725
| 10049 | 2028.9673 | 1124.7725
| 10050 | 2028.9147 | 1124.7725
| 10051 | 2028.8801 | 1124.7725
| 10052 | 2028.8409 | 1124.7725
| 10053 | 2028.8128 | 1124.7725
| 10054 | 2028.7701 | 1124.7725
| 10055 | 2028.7214 | 1124.7725
| 10056 | 2028.6587 | 1124.7725
| 10057 | 2028.5981 | 1124.7725
| 10058 | 2028.5318 | 1124.7725
| 10059 | 2028.4918 | 1124.7725
| 10060 | 2028.4496 | 1124.7725
| 10061 | 2028.3931 | 1124.7725
| 10062 | 2028.3497 | 1124.7725
| 10063 | 2028.2975 | 1124.7725
| 10064 | 2028.2286 | 1124.7725
| 10065 | 2028.1627 | 1124.7725
| 10066 | 2028.1011 | 1124.7725
| 10067 | 2028.0559 | 1124.7725
| 10068 | 2027.9692 | 1124.7725
| 10069 | 2027.8827 | 1124.7725
| 10070 | 2027.7875 | 1124.7725
| 10071 | 2027.7249 | 1124.7725
| 10072 | 2027.6875 | 1124.7725
| 10073 | 2027.6515 | 1124.7725
| 10074 | 2027.6104 | 1124.7725
| 10075 | 2027.5585 | 1124.7725
| 10076 | 2027.4846 | 1124.7725
| 10077 | 2027.4379 | 1124.7725
| 10078 | 2027.3553 | 1124.7725
| 10079 | 2027.3133 | 1124.7725
| 10080 | 2027.2716 | 1124.7725
| 10081 | 2027.2291 | 1124.7725
| 10082 | 2027.1794 | 1124.7725
| 10083 | 2027.1062 | 1124.7725
| 10084 | 2026.9976 | 1124.7725
| 10085 | 2026.9459 | 1124.7725
| 10086 | 2026.8686 | 1124.7725
| 10087 | 2026.8088 | 1124.7725
| 10088 | 2026.7567 | 1124.7725
| 10089 | 2026.7121 | 1124.7725
| 10090 | 2026.6626 | 1124.7725
| 10091 | 2026.6326 | 1124.7725
| 10092 | 2026.5777 | 1124.7725
| 10093 | 2026.5189 | 1124.7725
| 10094 | 2026.4769 | 1124.7725
| 10095 | 2026.4349 | 1124.7725
| 10096 | 2026.4001 | 1124.7725
| 10097 | 2026.3264 | 1124.7725
| 10098 | 2026.2446 | 1124.7725
| 10099 | 2026.2004 | 1124.7725
| 10100 | 2026.1613 | 1124.7725
| 10101 | 2026.1244 | 1124.7725
| 10102 | 2026.0785 | 1124.7725
| 10103 | 2025.9916 | 1124.7725
| 10104 | 2025.9311 | 1124.7725
| 10105 | 2025.8787 | 1124.7725
| 10106 | 2025.8236 | 1124.7725
| 10107 | 2025.7403 | 1124.7725
| 10108 | 2025.6687 | 1124.7725
| 10109 | 2025.6343 | 1124.7725
| 10110 | 2025.5925 | 1124.7725
| 10111 | 2025.5272 | 1124.7725
| 10112 | 2025.4841 | 1124.7725
| 10113 | 2025.4378 | 1124.7725
| 10114 | 2025.3474 | 1124.7725
| 10115 | 2025.2866 | 1124.7725
| 10116 | 2025.2228 | 1124.7725
| 10117 | 2025.1758 | 1124.7725
| 10118 | 2025.112 | 1124.7725
| 10119 | 2025.0801 | 1124.7725
| 10120 | 2025.0348 | 1124.7725
| 10121 | 2025.005 | 1124.7725
| 10122 | 2024.9735 | 1124.7725
| 10123 | 2024.9391 | 1124.7725
| 10124 | 2024.871 | 1124.7725
| 10125 | 2024.8156 | 1124.7725
| 10126 | 2024.7644 | 1124.7725
| 10127 | 2024.7075 | 1124.7725
| 10128 | 2024.6408 | 1124.7725
| 10129 | 2024.5913 | 1124.7725
| 10130 | 2024.5539 | 1124.7725
| 10131 | 2024.5096 | 1124.7725
| 10132 | 2024.458 | 1124.7725
| 10133 | 2024.4011 | 1124.7725
| 10134 | 2024.3346 | 1124.7725
| 10135 | 2024.2759 | 1124.7725
| 10136 | 2024.252 | 1124.7725
| 10137 | 2024.2055 | 1124.7725
| 10138 | 2024.1534 | 1124.7725
| 10139 | 2024.1097 | 1124.7725
| 10140 | 2024.0492 | 1124.7725
| 10141 | 2023.9913 | 1124.7725
| 10142 | 2023.9283 | 1124.7725
| 10143 | 2023.8668 | 1124.7725
| 10144 | 2023.8273 | 1124.7725
| 10145 | 2023.7472 | 1124.7725
| 10146 | 2023.6907 | 1124.7725
| 10147 | 2023.6228 | 1124.7725
| 10148 | 2023.5824 | 1124.7725
| 10149 | 2023.55 | 1124.7725
| 10150 | 2023.4809 | 1124.7725
| 10151 | 2023.3817 | 1124.7725
| 10152 | 2023.3389 | 1124.7725
| 10153 | 2023.2931 | 1124.7725
| 10154 | 2023.2285 | 1124.7725
| 10155 | 2023.1813 | 1124.7725
| 10156 | 2023.1119 | 1124.7725
| 10157 | 2023.0202 | 1124.7725
| 10158 | 2022.9305 | 1124.7725
| 10159 | 2022.8864 | 1124.7725
| 10160 | 2022.814 | 1124.7725
| 10161 | 2022.7472 | 1124.7725
| 10162 | 2022.6922 | 1124.7725
| 10163 | 2022.6539 | 1124.7725
| 10164 | 2022.6188 | 1124.7725
| 10165 | 2022.5713 | 1124.7725
| 10166 | 2022.5294 | 1124.7725
| 10167 | 2022.4767 | 1124.7725
| 10168 | 2022.4143 | 1124.7725
| 10169 | 2022.3555 | 1124.7725
| 10170 | 2022.3097 | 1124.7725
| 10171 | 2022.2396 | 1124.7725
| 10172 | 2022.1942 | 1124.7725
| 10173 | 2022.1334 | 1124.7725
| 10174 | 2022.0517 | 1124.7725
| 10175 | 2021.9925 | 1124.7725
| 10176 | 2021.9465 | 1124.7725
| 10177 | 2021.8938 | 1124.7725
| 10178 | 2021.8037 | 1124.7725
| 10179 | 2021.7102 | 1124.7725
| 10180 | 2021.6609 | 1124.7725
| 10181 | 2021.6095 | 1124.7725
| 10182 | 2021.5714 | 1124.7725
| 10183 | 2021.5335 | 1124.7725
| 10184 | 2021.4642 | 1124.7725
| 10185 | 2021.4318 | 1124.7725
| 10186 | 2021.3608 | 1124.7725
| 10187 | 2021.3181 | 1124.7725
| 10188 | 2021.2803 | 1124.7725
| 10189 | 2021.2359 | 1124.7725
| 10190 | 2021.1766 | 1124.7725
| 10191 | 2021.0957 | 1124.7725
| 10192 | 2021.0462 | 1124.7725
| 10193 | 2020.973 | 1124.7725
| 10194 | 2020.9267 | 1124.7725
| 10195 | 2020.8686 | 1124.7725
| 10196 | 2020.8312 | 1124.7725
| 10197 | 2020.7961 | 1124.7725
| 10198 | 2020.7685 | 1124.7725
| 10199 | 2020.7159 | 1124.7725
| 10200 | 2020.6471 | 1124.7725
| 10201 | 2020.5904 | 1124.7725
| 10202 | 2020.5486 | 1124.7725
| 10203 | 2020.4859 | 1124.7725
| 10204 | 2020.4285 | 1124.7725
| 10205 | 2020.3891 | 1124.7725
| 10206 | 2020.3506 | 1124.7725
| 10207 | 2020.3153 | 1124.7725
| 10208 | 2020.2581 | 1124.7725
| 10209 | 2020.2143 | 1124.7725
| 10210 | 2020.1354 | 1124.7725
| 10211 | 2020.0965 | 1124.7725
| 10212 | 2020.0517 | 1124.7725
| 10213 | 2020.014 | 1124.7725
| 10214 | 2019.9486 | 1124.7725
| 10215 | 2019.9071 | 1124.7725
| 10216 | 2019.8585 | 1124.7725
| 10217 | 2019.7946 | 1124.7725
| 10218 | 2019.7362 | 1124.7725
| 10219 | 2019.6919 | 1124.7725
| 10220 | 2019.6368 | 1124.7725
| 10221 | 2019.5972 | 1124.7725
| 10222 | 2019.5422 | 1124.7725
| 10223 | 2019.5095 | 1124.7725
| 10224 | 2019.4352 | 1124.7725
| 10225 | 2019.3954 | 1124.7725
| 10226 | 2019.322 | 1124.7725
| 10227 | 2019.2616 | 1124.7725
| 10228 | 2019.2018 | 1124.7725
| 10229 | 2019.155 | 1124.7725
| 10230 | 2019.0956 | 1124.7725
| 10231 | 2019.0248 | 1124.7725
| 10232 | 2018.9736 | 1124.7725
| 10233 | 2018.9284 | 1124.7725
| 10234 | 2018.8877 | 1124.7725
| 10235 | 2018.7959 | 1124.7725
| 10236 | 2018.7491 | 1124.7725
| 10237 | 2018.693 | 1124.7725
| 10238 | 2018.6492 | 1124.7725
| 10239 | 2018.5656 | 1124.7725
| 10240 | 2018.513 | 1124.7725
| 10241 | 2018.4565 | 1124.7725
| 10242 | 2018.4209 | 1124.7725
| 10243 | 2018.3686 | 1124.7725
| 10244 | 2018.302 | 1124.7725
| 10245 | 2018.2233 | 1124.7725
| 10246 | 2018.1945 | 1124.7725
| 10247 | 2018.1359 | 1124.7725
| 10248 | 2018.0856 | 1124.7725
| 10249 | 2018.0245 | 1124.7725
| 10250 | 2017.9766 | 1124.7725
| 10251 | 2017.9021 | 1124.7725
| 10252 | 2017.8554 | 1124.7725
| 10253 | 2017.7989 | 1124.7725
| 10254 | 2017.7156 | 1124.7725
| 10255 | 2017.6812 | 1124.7725
| 10256 | 2017.635 | 1124.7725
| 10257 | 2017.5822 | 1124.7725
| 10258 | 2017.5309 | 1124.7725
| 10259 | 2017.4738 | 1124.7725
| 10260 | 2017.4226 | 1124.7725
| 10261 | 2017.3755 | 1124.7725
| 10262 | 2017.3119 | 1124.7725
| 10263 | 2017.2352 | 1124.7725
| 10264 | 2017.1801 | 1124.7725
| 10265 | 2017.1164 | 1124.7725
| 10266 | 2017.0551 | 1124.7725
| 10267 | 2017.009 | 1124.7725
| 10268 | 2016.9593 | 1124.7725
| 10269 | 2016.8972 | 1124.7725
| 10270 | 2016.8381 | 1124.7725
| 10271 | 2016.7792 | 1124.7725
| 10272 | 2016.7318 | 1124.7725
| 10273 | 2016.6798 | 1124.7725
| 10274 | 2016.6392 | 1124.7725
| 10275 | 2016.5833 | 1124.7725
| 10276 | 2016.5215 | 1124.7725
| 10277 | 2016.4786 | 1124.7725
| 10278 | 2016.4304 | 1124.7725
| 10279 | 2016.3787 | 1124.7725
| 10280 | 2016.324 | 1124.7725
| 10281 | 2016.268 | 1124.7725
| 10282 | 2016.2 | 1124.7725
| 10283 | 2016.1421 | 1124.7725
| 10284 | 2016.1007 | 1124.7725
| 10285 | 2016.0416 | 1124.7725
| 10286 | 2015.9815 | 1124.7725
| 10287 | 2015.9439 | 1124.7725
| 10288 | 2015.885 | 1124.7725
| 10289 | 2015.817 | 1124.7725
| 10290 | 2015.7694 | 1124.7725
| 10291 | 2015.6946 | 1124.7725
| 10292 | 2015.5947 | 1124.7725
| 10293 | 2015.5645 | 1124.7725
| 10294 | 2015.5048 | 1124.7725
| 10295 | 2015.4703 | 1124.7725
| 10296 | 2015.4328 | 1124.7725
| 10297 | 2015.3597 | 1124.7725
| 10298 | 2015.3095 | 1124.7725
| 10299 | 2015.258 | 1124.7725
| 10300 | 2015.1817 | 1124.7725
| 10301 | 2015.1205 | 1124.7725
| 10302 | 2015.0894 | 1124.7725
| 10303 | 2015.018 | 1124.7725
| 10304 | 2014.9354 | 1124.7725
| 10305 | 2014.8634 | 1124.7725
| 10306 | 2014.8182 | 1124.7725
| 10307 | 2014.7157 | 1124.7725
| 10308 | 2014.6534 | 1124.7725
| 10309 | 2014.6242 | 1124.7725
| 10310 | 2014.5829 | 1124.7725
| 10311 | 2014.5086 | 1124.7725
| 10312 | 2014.4513 | 1124.7725
| 10313 | 2014.3681 | 1124.7725
| 10314 | 2014.3089 | 1124.7725
| 10315 | 2014.2753 | 1124.7725
| 10316 | 2014.2514 | 1124.7725
| 10317 | 2014.2037 | 1124.7725
| 10318 | 2014.1177 | 1124.7725
| 10319 | 2014.0528 | 1124.7725
| 10320 | 2013.9876 | 1124.7725
| 10321 | 2013.9499 | 1124.7725
| 10322 | 2013.8755 | 1124.7725
| 10323 | 2013.8342 | 1124.7725
| 10324 | 2013.7794 | 1124.7725
| 10325 | 2013.7178 | 1124.7725
| 10326 | 2013.6779 | 1124.7725
| 10327 | 2013.6 | 1124.7725
| 10328 | 2013.5242 | 1124.7725
| 10329 | 2013.419 | 1124.7725
| 10330 | 2013.3788 | 1124.7725
| 10331 | 2013.3351 | 1124.7725
| 10332 | 2013.2913 | 1124.7725
| 10333 | 2013.2128 | 1124.7725
| 10334 | 2013.1539 | 1124.7725
| 10335 | 2013.0769 | 1124.7725
| 10336 | 2013.026 | 1124.7725
| 10337 | 2012.9839 | 1124.7725
| 10338 | 2012.9428 | 1124.7725
| 10339 | 2012.8627 | 1124.7725
| 10340 | 2012.7951 | 1124.7725
| 10341 | 2012.7416 | 1124.7725
| 10342 | 2012.6668 | 1124.7725
| 10343 | 2012.6104 | 1124.7725
| 10344 | 2012.5652 | 1124.7725
| 10345 | 2012.5315 | 1124.7725
| 10346 | 2012.4895 | 1124.7725
| 10347 | 2012.4401 | 1124.7725
| 10348 | 2012.3628 | 1124.7725
| 10349 | 2012.3197 | 1124.7725
| 10350 | 2012.2536 | 1124.7725
| 10351 | 2012.2052 | 1124.7725
| 10352 | 2012.131 | 1124.7725
| 10353 | 2012.0763 | 1124.7725
| 10354 | 2012.024 | 1124.7725
| 10355 | 2011.9918 | 1124.7725
| 10356 | 2011.9409 | 1124.7725
| 10357 | 2011.856 | 1124.7725
| 10358 | 2011.783 | 1124.7725
| 10359 | 2011.739 | 1124.7725
| 10360 | 2011.7051 | 1124.7725
| 10361 | 2011.623 | 1124.7725
| 10362 | 2011.575 | 1124.7725
| 10363 | 2011.5285 | 1124.7725
| 10364 | 2011.4898 | 1124.7725
| 10365 | 2011.454 | 1124.7725
| 10366 | 2011.3576 | 1124.7725
| 10367 | 2011.3172 | 1124.7725
| 10368 | 2011.2624 | 1124.7725
| 10369 | 2011.2113 | 1124.7725
| 10370 | 2011.137 | 1124.7725
| 10371 | 2011.059 | 1124.7725
| 10372 | 2011.0131 | 1124.7725
| 10373 | 2010.9436 | 1124.7725
| 10374 | 2010.8636 | 1124.7725
| 10375 | 2010.816 | 1124.7725
| 10376 | 2010.7673 | 1124.7725
| 10377 | 2010.6938 | 1124.7725
| 10378 | 2010.633 | 1124.7725
| 10379 | 2010.5864 | 1124.7725
| 10380 | 2010.5277 | 1124.7725
| 10381 | 2010.468 | 1124.7725
| 10382 | 2010.4024 | 1124.7725
| 10383 | 2010.3373 | 1124.7725
| 10384 | 2010.2796 | 1124.7725
| 10385 | 2010.2274 | 1124.7725
| 10386 | 2010.1827 | 1124.7725
| 10387 | 2010.1238 | 1124.7725
| 10388 | 2010.0482 | 1124.7725
| 10389 | 2010.0046 | 1124.7725
| 10390 | 2009.9403 | 1124.7725
| 10391 | 2009.8663 | 1124.7725
| 10392 | 2009.7965 | 1124.7725
| 10393 | 2009.7488 | 1124.7725
| 10394 | 2009.6921 | 1124.7725
| 10395 | 2009.6367 | 1124.7725
| 10396 | 2009.5895 | 1124.7725
| 10397 | 2009.5335 | 1124.7725
| 10398 | 2009.476 | 1124.7725
| 10399 | 2009.4216 | 1124.7725
| 10400 | 2009.3806 | 1124.7725
| 10401 | 2009.2863 | 1124.7725
| 10402 | 2009.2168 | 1124.7725
| 10403 | 2009.1673 | 1124.7725
| 10404 | 2009.1279 | 1124.7725
| 10405 | 2009.0576 | 1124.7725
| 10406 | 2009.0136 | 1124.7725
| 10407 | 2008.9285 | 1124.7725
| 10408 | 2008.864 | 1124.7725
| 10409 | 2008.7967 | 1124.7725
| 10410 | 2008.7699 | 1124.7725
| 10411 | 2008.7411 | 1124.7725
| 10412 | 2008.6745 | 1124.7725
| 10413 | 2008.6383 | 1124.7725
| 10414 | 2008.5564 | 1124.7725
| 10415 | 2008.5039 | 1124.7725
| 10416 | 2008.4494 | 1124.7725
| 10417 | 2008.4093 | 1124.7725
| 10418 | 2008.3143 | 1124.7725
| 10419 | 2008.2075 | 1124.7725
| 10420 | 2008.1556 | 1124.7725
| 10421 | 2008.095 | 1124.7725
| 10422 | 2008.0624 | 1124.7725
| 10423 | 2008.0289 | 1124.7725
| 10424 | 2007.9874 | 1124.7725
| 10425 | 2007.9198 | 1124.7725
| 10426 | 2007.8493 | 1124.7725
| 10427 | 2007.8012 | 1124.7725
| 10428 | 2007.77 | 1124.7725
| 10429 | 2007.732 | 1124.7725
| 10430 | 2007.6816 | 1124.7725
| 10431 | 2007.6324 | 1124.7725
| 10432 | 2007.5879 | 1124.7725
| 10433 | 2007.546 | 1124.7725
| 10434 | 2007.5072 | 1124.7725
| 10435 | 2007.4685 | 1124.7725
| 10436 | 2007.3797 | 1124.7725
| 10437 | 2007.3174 | 1124.7725
| 10438 | 2007.2474 | 1124.7725
| 10439 | 2007.2045 | 1124.7725
| 10440 | 2007.1492 | 1124.7725
| 10441 | 2007.1126 | 1124.7725
| 10442 | 2007.0568 | 1124.7725
| 10443 | 2006.9998 | 1124.7725
| 10444 | 2006.9552 | 1124.7725
| 10445 | 2006.9183 | 1124.7725
| 10446 | 2006.8784 | 1124.7725
| 10447 | 2006.8247 | 1124.7725
| 10448 | 2006.7464 | 1124.7725
| 10449 | 2006.7024 | 1124.7725
| 10450 | 2006.6593 | 1124.7725
| 10451 | 2006.6131 | 1124.7725
| 10452 | 2006.5057 | 1124.7725
| 10453 | 2006.4657 | 1124.7725
| 10454 | 2006.4029 | 1124.7725
| 10455 | 2006.3297 | 1124.7725
| 10456 | 2006.282 | 1124.7725
| 10457 | 2006.2292 | 1124.7725
| 10458 | 2006.162 | 1124.7725
| 10459 | 2006.1202 | 1124.7725
| 10460 | 2006.059 | 1124.7725
| 10461 | 2005.9977 | 1124.7725
| 10462 | 2005.9304 | 1124.7725
| 10463 | 2005.8776 | 1124.7725
| 10464 | 2005.8447 | 1124.7725
| 10465 | 2005.7975 | 1124.7725
| 10466 | 2005.7417 | 1124.7725
| 10467 | 2005.7025 | 1124.7725
| 10468 | 2005.622 | 1124.7725
| 10469 | 2005.5644 | 1124.7725
| 10470 | 2005.5164 | 1124.7725
| 10471 | 2005.4732 | 1124.7725
| 10472 | 2005.4181 | 1124.7725
| 10473 | 2005.3471 | 1124.7725
| 10474 | 2005.2984 | 1124.7725
| 10475 | 2005.2525 | 1124.7725
| 10476 | 2005.1996 | 1124.7725
| 10477 | 2005.1185 | 1124.7725
| 10478 | 2005.0344 | 1124.7725
| 10479 | 2005.0025 | 1124.7725
| 10480 | 2004.9418 | 1124.7725
| 10481 | 2004.8953 | 1124.7725
| 10482 | 2004.8228 | 1124.7725
| 10483 | 2004.7588 | 1124.7725
| 10484 | 2004.6857 | 1124.7725
| 10485 | 2004.6008 | 1124.7725
| 10486 | 2004.5541 | 1124.7725
| 10487 | 2004.4913 | 1124.7725
| 10488 | 2004.4431 | 1124.7725
| 10489 | 2004.3854 | 1124.7725
| 10490 | 2004.3328 | 1124.7725
| 10491 | 2004.2513 | 1124.7725
| 10492 | 2004.185 | 1124.7725
| 10493 | 2004.1326 | 1124.7725
| 10494 | 2004.0751 | 1124.7725
| 10495 | 2004.0085 | 1124.7725
| 10496 | 2003.9481 | 1124.7725
| 10497 | 2003.9002 | 1124.7725
| 10498 | 2003.8657 | 1124.7725
| 10499 | 2003.8128 | 1124.7725
| 10500 | 2003.7194 | 1124.7725
| 10501 | 2003.6503 | 1124.7725
| 10502 | 2003.6027 | 1124.7725
| 10503 | 2003.5245 | 1124.7725
| 10504 | 2003.4752 | 1124.7725
| 10505 | 2003.4077 | 1124.7725
| 10506 | 2003.3411 | 1124.7725
| 10507 | 2003.2737 | 1124.7725
| 10508 | 2003.2019 | 1124.7725
| 10509 | 2003.1369 | 1124.7725
| 10510 | 2003.0944 | 1124.7725
| 10511 | 2003.0074 | 1124.7725
| 10512 | 2002.9836 | 1124.7725
| 10513 | 2002.9176 | 1124.7725
| 10514 | 2002.8622 | 1124.7725
| 10515 | 2002.8057 | 1124.7725
| 10516 | 2002.7685 | 1124.7725
| 10517 | 2002.7316 | 1124.7725
| 10518 | 2002.6779 | 1124.7725
| 10519 | 2002.6479 | 1124.7725
| 10520 | 2002.606 | 1124.7725
| 10521 | 2002.5777 | 1124.7725
| 10522 | 2002.5449 | 1124.7725
| 10523 | 2002.4607 | 1124.7725
| 10524 | 2002.3752 | 1124.7725
| 10525 | 2002.3273 | 1124.7725
| 10526 | 2002.2619 | 1124.7725
| 10527 | 2002.2223 | 1124.7725
| 10528 | 2002.1515 | 1124.7725
| 10529 | 2002.1034 | 1124.7725
| 10530 | 2002.0556 | 1124.7725
| 10531 | 2002.0047 | 1124.7725
| 10532 | 2001.9417 | 1124.7725
| 10533 | 2001.9039 | 1124.7725
| 10534 | 2001.8461 | 1124.7725
| 10535 | 2001.7998 | 1124.7725
| 10536 | 2001.7356 | 1124.7725
| 10537 | 2001.6754 | 1124.7725
| 10538 | 2001.6316 | 1124.7725
| 10539 | 2001.5934 | 1124.7725
| 10540 | 2001.5493 | 1124.7725
| 10541 | 2001.499 | 1124.7725
| 10542 | 2001.4321 | 1124.7725
| 10543 | 2001.3764 | 1124.7725
| 10544 | 2001.3157 | 1124.7725
| 10545 | 2001.2483 | 1124.7725
| 10546 | 2001.1877 | 1124.7725
| 10547 | 2001.1514 | 1124.7725
| 10548 | 2001.1096 | 1124.7725
| 10549 | 2001.0574 | 1124.7725
| 10550 | 2000.9546 | 1124.7725
| 10551 | 2000.8947 | 1124.7725
| 10552 | 2000.8556 | 1124.7725
| 10553 | 2000.8156 | 1124.7725
| 10554 | 2000.7766 | 1124.7725
| 10555 | 2000.731 | 1124.7725
| 10556 | 2000.676 | 1124.7725
| 10557 | 2000.616 | 1124.7725
| 10558 | 2000.5666 | 1124.7725
| 10559 | 2000.5308 | 1124.7725
| 10560 | 2000.4937 | 1124.7725
| 10561 | 2000.4346 | 1124.7725
| 10562 | 2000.3728 | 1124.7725
| 10563 | 2000.3061 | 1124.7725
| 10564 | 2000.2737 | 1124.7725
| 10565 | 2000.2129 | 1124.7725
| 10566 | 2000.1598 | 1124.7725
| 10567 | 2000.1195 | 1124.7725
| 10568 | 2000.0691 | 1124.7725
| 10569 | 2000.0187 | 1124.7725
| 10570 | 1999.9687 | 1124.7725
| 10571 | 1999.9272 | 1124.7725
| 10572 | 1999.861 | 1124.7725
| 10573 | 1999.8033 | 1124.7725
| 10574 | 1999.7591 | 1124.7725
| 10575 | 1999.7106 | 1124.7725
| 10576 | 1999.6663 | 1124.7725
| 10577 | 1999.6304 | 1124.7725
| 10578 | 1999.5783 | 1124.7725
| 10579 | 1999.5438 | 1124.7725
| 10580 | 1999.4896 | 1124.7725
| 10581 | 1999.4367 | 1124.7725
| 10582 | 1999.3889 | 1124.7725
| 10583 | 1999.3444 | 1124.7725
| 10584 | 1999.3048 | 1124.7725
| 10585 | 1999.2321 | 1124.7725
| 10586 | 1999.1788 | 1124.7725
| 10587 | 1999.1115 | 1124.7725
| 10588 | 1999.0679 | 1124.7725
| 10589 | 1998.9986 | 1124.7725
| 10590 | 1998.9455 | 1124.7725
| 10591 | 1998.8881 | 1124.7725
| 10592 | 1998.8246 | 1124.7725
| 10593 | 1998.7825 | 1124.7725
| 10594 | 1998.7202 | 1124.7725
| 10595 | 1998.675 | 1124.7725
| 10596 | 1998.6466 | 1124.7725
| 10597 | 1998.5843 | 1124.7725
| 10598 | 1998.4993 | 1124.7725
| 10599 | 1998.454 | 1124.7725
| 10600 | 1998.4128 | 1124.7725
| 10601 | 1998.3465 | 1124.7725
| 10602 | 1998.2746 | 1124.7725
| 10603 | 1998.2022 | 1124.7725
| 10604 | 1998.1398 | 1124.7725
| 10605 | 1998.0876 | 1124.7725
| 10606 | 1998.0472 | 1124.7725
| 10607 | 1998.0029 | 1124.7725
| 10608 | 1997.9746 | 1124.7725
| 10609 | 1997.9211 | 1124.7725
| 10610 | 1997.8724 | 1124.7725
| 10611 | 1997.8102 | 1124.7725
| 10612 | 1997.7496 | 1124.7725
| 10613 | 1997.6967 | 1124.7725
| 10614 | 1997.659 | 1124.7725
| 10615 | 1997.6071 | 1124.7725
| 10616 | 1997.5374 | 1124.7725
| 10617 | 1997.4769 | 1124.7725
| 10618 | 1997.4527 | 1124.7725
| 10619 | 1997.4125 | 1124.7725
| 10620 | 1997.3658 | 1124.7725
| 10621 | 1997.3303 | 1124.7725
| 10622 | 1997.2761 | 1124.7725
| 10623 | 1997.2254 | 1124.7725
| 10624 | 1997.1807 | 1124.7725
| 10625 | 1997.098 | 1124.7725
| 10626 | 1997.0395 | 1124.7725
| 10627 | 1996.9667 | 1124.7725
| 10628 | 1996.8992 | 1124.7725
| 10629 | 1996.8073 | 1124.7725
| 10630 | 1996.7773 | 1124.7725
| 10631 | 1996.7032 | 1124.7725
| 10632 | 1996.6353 | 1124.7725
| 10633 | 1996.5877 | 1124.7725
| 10634 | 1996.4994 | 1124.7725
| 10635 | 1996.4248 | 1124.7725
| 10636 | 1996.3987 | 1124.7725
| 10637 | 1996.3638 | 1124.7725
| 10638 | 1996.3138 | 1124.7725
| 10639 | 1996.2074 | 1124.7725
| 10640 | 1996.148 | 1124.7725
| 10641 | 1996.1094 | 1124.7725
| 10642 | 1996.0583 | 1124.7725
| 10643 | 1995.9815 | 1124.7725
| 10644 | 1995.9268 | 1124.7725
| 10645 | 1995.8521 | 1124.7725
| 10646 | 1995.8095 | 1124.7725
| 10647 | 1995.7453 | 1124.7725
| 10648 | 1995.7048 | 1124.7725
| 10649 | 1995.6117 | 1124.7725
| 10650 | 1995.5812 | 1124.7725
| 10651 | 1995.5278 | 1124.7725
| 10652 | 1995.4577 | 1124.7725
| 10653 | 1995.3937 | 1124.7725
| 10654 | 1995.3421 | 1124.7725
| 10655 | 1995.2695 | 1124.7725
| 10656 | 1995.1962 | 1124.7725
| 10657 | 1995.1262 | 1124.7725
| 10658 | 1995.0709 | 1124.7725
| 10659 | 1995.0238 | 1124.7725
| 10660 | 1994.9807 | 1124.7725
| 10661 | 1994.9456 | 1124.7725
| 10662 | 1994.8962 | 1124.7725
| 10663 | 1994.8473 | 1124.7725
| 10664 | 1994.7948 | 1124.7725
| 10665 | 1994.755 | 1124.7725
| 10666 | 1994.728 | 1124.7725
| 10667 | 1994.6865 | 1124.7725
| 10668 | 1994.6516 | 1124.7725
| 10669 | 1994.6042 | 1124.7725
| 10670 | 1994.5251 | 1124.7725
| 10671 | 1994.4546 | 1124.7725
| 10672 | 1994.419 | 1124.7725
| 10673 | 1994.3475 | 1124.7725
| 10674 | 1994.3019 | 1124.7725
| 10675 | 1994.2124 | 1124.7725
| 10676 | 1994.1684 | 1124.7725
| 10677 | 1994.1181 | 1124.7725
| 10678 | 1994.0573 | 1124.7725
| 10679 | 1994.0119 | 1124.7725
| 10680 | 1993.9809 | 1124.7725
| 10681 | 1993.94 | 1124.7725
| 10682 | 1993.8752 | 1124.7725
| 10683 | 1993.8095 | 1124.7725
| 10684 | 1993.757 | 1124.7725
| 10685 | 1993.7192 | 1124.7725
| 10686 | 1993.6486 | 1124.7725
| 10687 | 1993.5545 | 1124.7725
| 10688 | 1993.5051 | 1124.7725
| 10689 | 1993.4273 | 1124.7725
| 10690 | 1993.3768 | 1124.7725
| 10691 | 1993.3524 | 1124.7725
| 10692 | 1993.288 | 1124.7725
| 10693 | 1993.2519 | 1124.7725
| 10694 | 1993.1963 | 1124.7725
| 10695 | 1993.1347 | 1124.7725
| 10696 | 1993.0995 | 1124.7725
| 10697 | 1993.064 | 1124.7725
| 10698 | 1993.0199 | 1124.7725
| 10699 | 1992.9563 | 1124.7725
| 10700 | 1992.8806 | 1124.7725
| 10701 | 1992.8222 | 1124.7725
| 10702 | 1992.7815 | 1124.7725
| 10703 | 1992.7034 | 1124.7725
| 10704 | 1992.6405 | 1124.7725
| 10705 | 1992.6025 | 1124.7725
| 10706 | 1992.5716 | 1124.7725
| 10707 | 1992.5 | 1124.7725
| 10708 | 1992.4261 | 1124.7725
| 10709 | 1992.3849 | 1124.7725
| 10710 | 1992.3203 | 1124.7725
| 10711 | 1992.2728 | 1124.7725
| 10712 | 1992.2183 | 1124.7725
| 10713 | 1992.1337 | 1124.7725
| 10714 | 1992.0879 | 1124.7725
| 10715 | 1992.0376 | 1124.7725
| 10716 | 1991.9811 | 1124.7725
| 10717 | 1991.9327 | 1124.7725
| 10718 | 1991.8991 | 1124.7725
| 10719 | 1991.8509 | 1124.7725
| 10720 | 1991.7957 | 1124.7725
| 10721 | 1991.7555 | 1124.7725
| 10722 | 1991.7069 | 1124.7725
| 10723 | 1991.6717 | 1124.7725
| 10724 | 1991.6319 | 1124.7725
| 10725 | 1991.579 | 1124.7725
| 10726 | 1991.5385 | 1124.7725
| 10727 | 1991.468 | 1124.7725
| 10728 | 1991.4053 | 1124.7725
| 10729 | 1991.3651 | 1124.7725
| 10730 | 1991.2961 | 1124.7725
| 10731 | 1991.2457 | 1124.7725
| 10732 | 1991.193 | 1124.7725
| 10733 | 1991.1284 | 1124.7725
| 10734 | 1991.0914 | 1124.7725
| 10735 | 1991.0393 | 1124.7725
| 10736 | 1990.9832 | 1124.7725
| 10737 | 1990.9239 | 1124.7725
| 10738 | 1990.8764 | 1124.7725
| 10739 | 1990.8153 | 1124.7725
| 10740 | 1990.778 | 1124.7725
| 10741 | 1990.7236 | 1124.7725
| 10742 | 1990.671 | 1124.7725
| 10743 | 1990.6304 | 1124.7725
| 10744 | 1990.5875 | 1124.7725
| 10745 | 1990.5512 | 1124.7725
| 10746 | 1990.5239 | 1124.7725
| 10747 | 1990.4845 | 1124.7725
| 10748 | 1990.419 | 1124.7725
| 10749 | 1990.3568 | 1124.7725
| 10750 | 1990.3209 | 1124.7725
| 10751 | 1990.2709 | 1124.7725
| 10752 | 1990.2194 | 1124.7725
| 10753 | 1990.1666 | 1124.7725
| 10754 | 1990.1319 | 1124.7725
| 10755 | 1990.0836 | 1124.7725
| 10756 | 1990.0298 | 1124.7725
| 10757 | 1989.9808 | 1124.7725
| 10758 | 1989.9454 | 1124.7725
| 10759 | 1989.8979 | 1124.7725
| 10760 | 1989.8575 | 1124.7725
| 10761 | 1989.7897 | 1124.7725
| 10762 | 1989.7188 | 1124.7725
| 10763 | 1989.6659 | 1124.7725
| 10764 | 1989.6094 | 1124.7725
| 10765 | 1989.5399 | 1124.7725
| 10766 | 1989.4828 | 1124.7725
| 10767 | 1989.4261 | 1124.7725
| 10768 | 1989.3534 | 1124.7725
| 10769 | 1989.2849 | 1124.7725
| 10770 | 1989.1962 | 1124.7725
| 10771 | 1989.1491 | 1124.7725
| 10772 | 1989.073 | 1124.7725
| 10773 | 1989.05 | 1124.7725
| 10774 | 1988.9856 | 1124.7725
| 10775 | 1988.9497 | 1124.7725
| 10776 | 1988.8969 | 1124.7725
| 10777 | 1988.8246 | 1124.7725
| 10778 | 1988.7735 | 1124.7725
| 10779 | 1988.7325 | 1124.7725
| 10780 | 1988.6666 | 1124.7725
| 10781 | 1988.6361 | 1124.7725
| 10782 | 1988.5859 | 1124.7725
| 10783 | 1988.544 | 1124.7725
| 10784 | 1988.4553 | 1124.7725
| 10785 | 1988.4155 | 1124.7725
| 10786 | 1988.3662 | 1124.7725
| 10787 | 1988.3093 | 1124.7725
| 10788 | 1988.254 | 1124.7725
| 10789 | 1988.1849 | 1124.7725
| 10790 | 1988.1389 | 1124.7725
| 10791 | 1988.0842 | 1124.7725
| 10792 | 1988.0347 | 1124.7725
| 10793 | 1988.0035 | 1124.7725
| 10794 | 1987.9841 | 1124.7725
| 10795 | 1987.92 | 1124.7725
| 10796 | 1987.8627 | 1124.7725
| 10797 | 1987.7872 | 1124.7725
| 10798 | 1987.6991 | 1124.7725
| 10799 | 1987.6625 | 1124.7725
| 10800 | 1987.6165 | 1124.7725
| 10801 | 1987.5864 | 1124.7725
| 10802 | 1987.5133 | 1124.7725
| 10803 | 1987.4491 | 1124.7725
| 10804 | 1987.4062 | 1124.7725
| 10805 | 1987.364 | 1124.7725
| 10806 | 1987.3041 | 1124.7725
| 10807 | 1987.2434 | 1124.7725
| 10808 | 1987.2156 | 1124.7725
| 10809 | 1987.155 | 1124.7725
| 10810 | 1987.0818 | 1124.7725
| 10811 | 1987.0434 | 1124.7725
| 10812 | 1987.0072 | 1124.7725
| 10813 | 1986.947 | 1124.7725
| 10814 | 1986.8841 | 1124.7725
| 10815 | 1986.8366 | 1124.7725
| 10816 | 1986.794 | 1124.7725
| 10817 | 1986.7169 | 1124.7725
| 10818 | 1986.6805 | 1124.7725
| 10819 | 1986.6146 | 1124.7725
| 10820 | 1986.5748 | 1124.7725
| 10821 | 1986.5098 | 1124.7725
| 10822 | 1986.4391 | 1124.7725
| 10823 | 1986.3201 | 1124.7725
| 10824 | 1986.2585 | 1124.7725
| 10825 | 1986.1961 | 1124.7725
| 10826 | 1986.1531 | 1124.7725
| 10827 | 1986.1047 | 1124.7725
| 10828 | 1986.058 | 1124.7725
| 10829 | 1985.9986 | 1124.7725
| 10830 | 1985.9405 | 1124.7725
| 10831 | 1985.8941 | 1124.7725
| 10832 | 1985.8147 | 1124.7725
| 10833 | 1985.7478 | 1124.7725
| 10834 | 1985.6948 | 1124.7725
| 10835 | 1985.6524 | 1124.7725
| 10836 | 1985.6049 | 1124.7725
| 10837 | 1985.5533 | 1124.7725
| 10838 | 1985.4837 | 1124.7725
| 10839 | 1985.44 | 1124.7725
| 10840 | 1985.4042 | 1124.7725
| 10841 | 1985.3695 | 1124.7725
| 10842 | 1985.3256 | 1124.7725
| 10843 | 1985.2759 | 1124.7725
| 10844 | 1985.2228 | 1124.7725
| 10845 | 1985.1796 | 1124.7725
| 10846 | 1985.1209 | 1124.7725
| 10847 | 1985.0216 | 1124.7725
| 10848 | 1984.9695 | 1124.7725
| 10849 | 1984.9382 | 1124.7725
| 10850 | 1984.8522 | 1124.7725
| 10851 | 1984.7911 | 1124.7725
| 10852 | 1984.7508 | 1124.7725
| 10853 | 1984.7199 | 1124.7725
| 10854 | 1984.6629 | 1124.7725
| 10855 | 1984.6332 | 1124.7725
| 10856 | 1984.5718 | 1124.7725
| 10857 | 1984.5029 | 1124.7725
| 10858 | 1984.4679 | 1124.7725
| 10859 | 1984.4391 | 1124.7725
| 10860 | 1984.3858 | 1124.7725
| 10861 | 1984.3563 | 1124.7725
| 10862 | 1984.3193 | 1124.7725
| 10863 | 1984.2688 | 1124.7725
| 10864 | 1984.2086 | 1124.7725
| 10865 | 1984.1255 | 1124.7725
| 10866 | 1984.0693 | 1124.7725
| 10867 | 1984.0057 | 1124.7725
| 10868 | 1983.9422 | 1124.7725
| 10869 | 1983.887 | 1124.7725
| 10870 | 1983.8152 | 1124.7725
| 10871 | 1983.7564 | 1124.7725
| 10872 | 1983.7071 | 1124.7725
| 10873 | 1983.6188 | 1124.7725
| 10874 | 1983.555 | 1124.7725
| 10875 | 1983.4867 | 1124.7725
| 10876 | 1983.4224 | 1124.7725
| 10877 | 1983.389 | 1124.7725
| 10878 | 1983.3469 | 1124.7725
| 10879 | 1983.2975 | 1124.7725
| 10880 | 1983.2537 | 1124.7725
| 10881 | 1983.1871 | 1124.7725
| 10882 | 1983.1301 | 1124.7725
| 10883 | 1983.0599 | 1124.7725
| 10884 | 1982.9921 | 1124.7725
| 10885 | 1982.9501 | 1124.7725
| 10886 | 1982.8838 | 1124.7725
| 10887 | 1982.8348 | 1124.7725
| 10888 | 1982.7801 | 1124.7725
| 10889 | 1982.7306 | 1124.7725
| 10890 | 1982.6888 | 1124.7725
| 10891 | 1982.6442 | 1124.7725
| 10892 | 1982.5828 | 1124.7725
| 10893 | 1982.5116 | 1124.7725
| 10894 | 1982.4763 | 1124.7725
| 10895 | 1982.4211 | 1124.7725
| 10896 | 1982.3591 | 1124.7725
| 10897 | 1982.2978 | 1124.7725
| 10898 | 1982.2549 | 1124.7725
| 10899 | 1982.1915 | 1124.7725
| 10900 | 1982.1449 | 1124.7725
| 10901 | 1982.0708 | 1124.7725
| 10902 | 1982.0057 | 1124.7725
| 10903 | 1981.9683 | 1124.7725
| 10904 | 1981.9183 | 1124.7725
| 10905 | 1981.8433 | 1124.7725
| 10906 | 1981.7623 | 1124.7725
| 10907 | 1981.7192 | 1124.7725
| 10908 | 1981.673 | 1124.7725
| 10909 | 1981.6401 | 1124.7725
| 10910 | 1981.5969 | 1124.7725
| 10911 | 1981.5421 | 1124.7725
| 10912 | 1981.5001 | 1124.7725
| 10913 | 1981.4539 | 1124.7725
| 10914 | 1981.3831 | 1124.7725
| 10915 | 1981.3237 | 1124.7725
| 10916 | 1981.2679 | 1124.7725
| 10917 | 1981.1892 | 1124.7725
| 10918 | 1981.1535 | 1124.7725
| 10919 | 1981.107 | 1124.7725
| 10920 | 1981.0684 | 1124.7725
| 10921 | 1980.988 | 1124.7725
| 10922 | 1980.9267 | 1124.7725
| 10923 | 1980.8529 | 1124.7725
| 10924 | 1980.8305 | 1124.7725
| 10925 | 1980.7771 | 1124.7725
| 10926 | 1980.728 | 1124.7725
| 10927 | 1980.6953 | 1124.7725
| 10928 | 1980.6575 | 1124.7725
| 10929 | 1980.6238 | 1124.7725
| 10930 | 1980.5631 | 1124.7725
| 10931 | 1980.5291 | 1124.7725
| 10932 | 1980.4797 | 1124.7725
| 10933 | 1980.4322 | 1124.7725
| 10934 | 1980.374 | 1124.7725
| 10935 | 1980.3226 | 1124.7725
| 10936 | 1980.2801 | 1124.7725
| 10937 | 1980.1987 | 1124.7725
| 10938 | 1980.1281 | 1124.7725
| 10939 | 1980.0784 | 1124.7725
| 10940 | 1980.0311 | 1124.7725
| 10941 | 1979.9886 | 1124.7725
| 10942 | 1979.945 | 1124.7725
| 10943 | 1979.8889 | 1124.7725
| 10944 | 1979.828 | 1124.7725
| 10945 | 1979.7689 | 1124.7725
| 10946 | 1979.7131 | 1124.7725
| 10947 | 1979.6734 | 1124.7725
| 10948 | 1979.6192 | 1124.7725
| 10949 | 1979.5524 | 1124.7725
| 10950 | 1979.5096 | 1124.7725
| 10951 | 1979.4763 | 1124.7725
| 10952 | 1979.4363 | 1124.7725
| 10953 | 1979.3921 | 1124.7725
| 10954 | 1979.3157 | 1124.7725
| 10955 | 1979.233 | 1124.7725
| 10956 | 1979.1861 | 1124.7725
| 10957 | 1979.1365 | 1124.7725
| 10958 | 1979.1014 | 1124.7725
| 10959 | 1979.0493 | 1124.7725
| 10960 | 1978.9931 | 1124.7725
| 10961 | 1978.9419 | 1124.7725
| 10962 | 1978.8927 | 1124.7725
| 10963 | 1978.8509 | 1124.7725
| 10964 | 1978.7982 | 1124.7725
| 10965 | 1978.756 | 1124.7725
| 10966 | 1978.7287 | 1124.7725
| 10967 | 1978.6754 | 1124.7725
| 10968 | 1978.6091 | 1124.7725
| 10969 | 1978.5435 | 1124.7725
| 10970 | 1978.5044 | 1124.7725
| 10971 | 1978.4329 | 1124.7725
| 10972 | 1978.3846 | 1124.7725
| 10973 | 1978.3328 | 1124.7725
| 10974 | 1978.3053 | 1124.7725
| 10975 | 1978.267 | 1124.7725
| 10976 | 1978.2066 | 1124.7725
| 10977 | 1978.1661 | 1124.7725
| 10978 | 1978.1036 | 1124.7725
| 10979 | 1978.0569 | 1124.7725
| 10980 | 1978.0106 | 1124.7725
| 10981 | 1977.9787 | 1124.7725
| 10982 | 1977.9457 | 1124.7725
| 10983 | 1977.8826 | 1124.7725
| 10984 | 1977.8607 | 1124.7725
| 10985 | 1977.818 | 1124.7725
| 10986 | 1977.7759 | 1124.7725
| 10987 | 1977.7397 | 1124.7725
| 10988 | 1977.6841 | 1124.7725
| 10989 | 1977.622 | 1124.7725
| 10990 | 1977.5913 | 1124.7725
| 10991 | 1977.5217 | 1124.7725
| 10992 | 1977.479 | 1124.7725
| 10993 | 1977.4202 | 1124.7725
| 10994 | 1977.3395 | 1124.7725
| 10995 | 1977.285 | 1124.7725
| 10996 | 1977.2411 | 1124.7725
| 10997 | 1977.1704 | 1124.7725
| 10998 | 1977.1108 | 1124.7725
| 10999 | 1977.0671 | 1124.7725
| 11000 | 1977.0345 | 1124.7725
| 11001 | 1976.9982 | 1124.7725
| 11002 | 1976.947 | 1124.7725
| 11003 | 1976.8942 | 1124.7725
| 11004 | 1976.8391 | 1124.7725
| 11005 | 1976.7691 | 1124.7725
| 11006 | 1976.7215 | 1124.7725
| 11007 | 1976.6813 | 1124.7725
| 11008 | 1976.6004 | 1124.7725
| 11009 | 1976.5439 | 1124.7725
| 11010 | 1976.4726 | 1124.7725
| 11011 | 1976.4274 | 1124.7725
| 11012 | 1976.3928 | 1124.7725
| 11013 | 1976.3378 | 1124.7725
| 11014 | 1976.2695 | 1124.7725
| 11015 | 1976.2053 | 1124.7725
| 11016 | 1976.1365 | 1124.7725
| 11017 | 1976.0848 | 1124.7725
| 11018 | 1976.0265 | 1124.7725
| 11019 | 1975.9513 | 1124.7725
| 11020 | 1975.911 | 1124.7725
| 11021 | 1975.8751 | 1124.7725
| 11022 | 1975.8269 | 1124.7725
| 11023 | 1975.7483 | 1124.7725
| 11024 | 1975.6784 | 1124.7725
| 11025 | 1975.6107 | 1124.7725
| 11026 | 1975.553 | 1124.7725
| 11027 | 1975.5 | 1124.7725
| 11028 | 1975.4484 | 1124.7725
| 11029 | 1975.3745 | 1124.7725
| 11030 | 1975.3336 | 1124.7725
| 11031 | 1975.2584 | 1124.7725
| 11032 | 1975.1803 | 1124.7725
| 11033 | 1975.161 | 1124.7725
| 11034 | 1975.1322 | 1124.7725
| 11035 | 1975.0683 | 1124.7725
| 11036 | 1975.0381 | 1124.7725
| 11037 | 1975.0109 | 1124.7725
| 11038 | 1974.9583 | 1124.7725
| 11039 | 1974.9029 | 1124.7725
| 11040 | 1974.8606 | 1124.7725
| 11041 | 1974.7829 | 1124.7725
| 11042 | 1974.7325 | 1124.7725
| 11043 | 1974.6728 | 1124.7725
| 11044 | 1974.5964 | 1124.7725
| 11045 | 1974.5337 | 1124.7725
| 11046 | 1974.4798 | 1124.7725
| 11047 | 1974.4206 | 1124.7725
| 11048 | 1974.3878 | 1124.7725
| 11049 | 1974.3046 | 1124.7725
| 11050 | 1974.2433 | 1124.7725
| 11051 | 1974.209 | 1124.7725
| 11052 | 1974.1649 | 1124.7725
| 11053 | 1974.1052 | 1124.7725
| 11054 | 1974.0433 | 1124.7725
| 11055 | 1973.9925 | 1124.7725
| 11056 | 1973.9375 | 1124.7725
| 11057 | 1973.9012 | 1124.7725
| 11058 | 1973.8585 | 1124.7725
| 11059 | 1973.786 | 1124.7725
| 11060 | 1973.7424 | 1124.7725
| 11061 | 1973.696 | 1124.7725
| 11062 | 1973.6321 | 1124.7725
| 11063 | 1973.5815 | 1124.7725
| 11064 | 1973.5054 | 1124.7725
| 11065 | 1973.4663 | 1124.7725
| 11066 | 1973.3972 | 1124.7725
| 11067 | 1973.3651 | 1124.7725
| 11068 | 1973.3151 | 1124.7725
| 11069 | 1973.2541 | 1124.7725
| 11070 | 1973.2015 | 1124.7725
| 11071 | 1973.1469 | 1124.7725
| 11072 | 1973.0834 | 1124.7725
| 11073 | 1973.0241 | 1124.7725
| 11074 | 1972.9874 | 1124.7725
| 11075 | 1972.9486 | 1124.7725
| 11076 | 1972.8701 | 1124.7725
| 11077 | 1972.81 | 1124.7725
| 11078 | 1972.7337 | 1124.7725
| 11079 | 1972.6803 | 1124.7725
| 11080 | 1972.6357 | 1124.7725
| 11081 | 1972.5997 | 1124.7725
| 11082 | 1972.5119 | 1124.7725
| 11083 | 1972.4488 | 1124.7725
| 11084 | 1972.4073 | 1124.7725
| 11085 | 1972.3345 | 1124.7725
| 11086 | 1972.277 | 1124.7725
| 11087 | 1972.2166 | 1124.7725
| 11088 | 1972.1618 | 1124.7725
| 11089 | 1972.0823 | 1124.7725
| 11090 | 1972.026 | 1124.7725
| 11091 | 1971.949 | 1124.7725
| 11092 | 1971.9061 | 1124.7725
| 11093 | 1971.8623 | 1124.7725
| 11094 | 1971.8172 | 1124.7725
| 11095 | 1971.7534 | 1124.7725
| 11096 | 1971.6925 | 1124.7725
| 11097 | 1971.626 | 1124.7725
| 11098 | 1971.5646 | 1124.7725
| 11099 | 1971.4814 | 1124.7725
| 11100 | 1971.4417 | 1124.7725
| 11101 | 1971.359 | 1124.7725
| 11102 | 1971.3101 | 1124.7725
| 11103 | 1971.2678 | 1124.7725
| 11104 | 1971.2466 | 1124.7725
| 11105 | 1971.2136 | 1124.7725
| 11106 | 1971.1618 | 1124.7725
| 11107 | 1971.1155 | 1124.7725
| 11108 | 1971.0624 | 1124.7725
| 11109 | 1971.0196 | 1124.7725
| 11110 | 1970.9568 | 1124.7725
| 11111 | 1970.8969 | 1124.7725
| 11112 | 1970.8353 | 1124.7725
| 11113 | 1970.7953 | 1124.7725
| 11114 | 1970.7459 | 1124.7725
| 11115 | 1970.6954 | 1124.7725
| 11116 | 1970.6412 | 1124.7725
| 11117 | 1970.5578 | 1124.7725
| 11118 | 1970.4941 | 1124.7725
| 11119 | 1970.4438 | 1124.7725
| 11120 | 1970.3887 | 1124.7725
| 11121 | 1970.3421 | 1124.7725
| 11122 | 1970.3046 | 1124.7725
| 11123 | 1970.2614 | 1124.7725
| 11124 | 1970.2034 | 1124.7725
| 11125 | 1970.1529 | 1124.7725
| 11126 | 1970.1083 | 1124.7725
| 11127 | 1970.0758 | 1124.7725
| 11128 | 1970.0312 | 1124.7725
| 11129 | 1970.0008 | 1124.7725
| 11130 | 1969.9085 | 1124.7725
| 11131 | 1969.8431 | 1124.7725
| 11132 | 1969.7791 | 1124.7725
| 11133 | 1969.7455 | 1124.7725
| 11134 | 1969.7024 | 1124.7725
| 11135 | 1969.6515 | 1124.7725
| 11136 | 1969.6155 | 1124.7725
| 11137 | 1969.5618 | 1124.7725
| 11138 | 1969.5042 | 1124.7725
| 11139 | 1969.4353 | 1124.7725
| 11140 | 1969.4058 | 1124.7725
| 11141 | 1969.3405 | 1124.7725
| 11142 | 1969.297 | 1124.7725
| 11143 | 1969.2435 | 1124.7725
| 11144 | 1969.1846 | 1124.7725
| 11145 | 1969.1146 | 1124.7725
| 11146 | 1969.0805 | 1124.7725
| 11147 | 1969.0439 | 1124.7725
| 11148 | 1968.973 | 1124.7725
| 11149 | 1968.8786 | 1124.7725
| 11150 | 1968.8533 | 1124.7725
| 11151 | 1968.8047 | 1124.7725
| 11152 | 1968.7699 | 1124.7725
| 11153 | 1968.7085 | 1124.7725
| 11154 | 1968.6666 | 1124.7725
| 11155 | 1968.6323 | 1124.7725
| 11156 | 1968.5749 | 1124.7725
| 11157 | 1968.5304 | 1124.7725
| 11158 | 1968.4945 | 1124.7725
| 11159 | 1968.4335 | 1124.7725
| 11160 | 1968.3508 | 1124.7725
| 11161 | 1968.2879 | 1124.7725
| 11162 | 1968.2283 | 1124.7725
| 11163 | 1968.1887 | 1124.7725
| 11164 | 1968.1259 | 1124.7725
| 11165 | 1968.0533 | 1124.7725
| 11166 | 1968.0171 | 1124.7725
| 11167 | 1967.9258 | 1124.7725
| 11168 | 1967.8815 | 1124.7725
| 11169 | 1967.8337 | 1124.7725
| 11170 | 1967.7728 | 1124.7725
| 11171 | 1967.7101 | 1124.7725
| 11172 | 1967.6594 | 1124.7725
| 11173 | 1967.6018 | 1124.7725
| 11174 | 1967.5653 | 1124.7725
| 11175 | 1967.5113 | 1124.7725
| 11176 | 1967.4421 | 1124.7725
| 11177 | 1967.3841 | 1124.7725
| 11178 | 1967.3115 | 1124.7725
| 11179 | 1967.2685 | 1124.7725
| 11180 | 1967.2047 | 1124.7725
| 11181 | 1967.1522 | 1124.7725
| 11182 | 1967.0921 | 1124.7725
| 11183 | 1967.0157 | 1124.7725
| 11184 | 1966.9464 | 1124.7725
| 11185 | 1966.8697 | 1124.7725
| 11186 | 1966.8067 | 1124.7725
| 11187 | 1966.7627 | 1124.7725
| 11188 | 1966.6783 | 1124.7725
| 11189 | 1966.6209 | 1124.7725
| 11190 | 1966.5761 | 1124.7725
| 11191 | 1966.5201 | 1124.7725
| 11192 | 1966.4553 | 1124.7725
| 11193 | 1966.4035 | 1124.7725
| 11194 | 1966.3761 | 1124.7725
| 11195 | 1966.33 | 1124.7725
| 11196 | 1966.2885 | 1124.7725
| 11197 | 1966.2178 | 1124.7725
| 11198 | 1966.1202 | 1124.7725
| 11199 | 1966.0541 | 1124.7725
| 11200 | 1966.0008 | 1124.7725
| 11201 | 1965.9558 | 1124.7725
| 11202 | 1965.8962 | 1124.7725
| 11203 | 1965.8444 | 1124.7725
| 11204 | 1965.8113 | 1124.7725
| 11205 | 1965.7538 | 1124.7725
| 11206 | 1965.6698 | 1124.7725
| 11207 | 1965.6268 | 1124.7725
| 11208 | 1965.5826 | 1124.7725
| 11209 | 1965.5665 | 1124.7725
| 11210 | 1965.5256 | 1124.7725
| 11211 | 1965.4307 | 1124.7725
| 11212 | 1965.3779 | 1124.7725
| 11213 | 1965.3368 | 1124.7725
| 11214 | 1965.313 | 1124.7725
| 11215 | 1965.2732 | 1124.7725
| 11216 | 1965.2261 | 1124.7725
| 11217 | 1965.162 | 1124.7725
| 11218 | 1965.0978 | 1124.7725
| 11219 | 1965.0656 | 1124.7725
| 11220 | 1965.0177 | 1124.7725
| 11221 | 1964.9521 | 1124.7725
| 11222 | 1964.8391 | 1124.7725
| 11223 | 1964.7906 | 1124.7725
| 11224 | 1964.728 | 1124.7725
| 11225 | 1964.6824 | 1124.7725
| 11226 | 1964.6321 | 1124.7725
| 11227 | 1964.5783 | 1124.7725
| 11228 | 1964.5259 | 1124.7725
| 11229 | 1964.4893 | 1124.7725
| 11230 | 1964.433 | 1124.7725
| 11231 | 1964.3881 | 1124.7725
| 11232 | 1964.3486 | 1124.7725
| 11233 | 1964.2832 | 1124.7725
| 11234 | 1964.2341 | 1124.7725
| 11235 | 1964.2024 | 1124.7725
| 11236 | 1964.144 | 1124.7725
| 11237 | 1964.1006 | 1124.7725
| 11238 | 1964.0523 | 1124.7725
| 11239 | 1963.9578 | 1124.7725
| 11240 | 1963.8948 | 1124.7725
| 11241 | 1963.828 | 1124.7725
| 11242 | 1963.7845 | 1124.7725
| 11243 | 1963.718 | 1124.7725
| 11244 | 1963.667 | 1124.7725
| 11245 | 1963.5851 | 1124.7725
| 11246 | 1963.5125 | 1124.7725
| 11247 | 1963.4569 | 1124.7725
| 11248 | 1963.4088 | 1124.7725
| 11249 | 1963.362 | 1124.7725
| 11250 | 1963.3074 | 1124.7725
| 11251 | 1963.267 | 1124.7725
| 11252 | 1963.196 | 1124.7725
| 11253 | 1963.1481 | 1124.7725
| 11254 | 1963.1048 | 1124.7725
| 11255 | 1963.0689 | 1124.7725
| 11256 | 1963.0067 | 1124.7725
| 11257 | 1962.9485 | 1124.7725
| 11258 | 1962.9004 | 1124.7725
| 11259 | 1962.8557 | 1124.7725
| 11260 | 1962.7762 | 1124.7725
| 11261 | 1962.731 | 1124.7725
| 11262 | 1962.6493 | 1124.7725
| 11263 | 1962.6056 | 1124.7725
| 11264 | 1962.5496 | 1124.7725
| 11265 | 1962.4939 | 1124.7725
| 11266 | 1962.4457 | 1124.7725
| 11267 | 1962.3918 | 1124.7725
| 11268 | 1962.3569 | 1124.7725
| 11269 | 1962.3153 | 1124.7725
| 11270 | 1962.284 | 1124.7725
| 11271 | 1962.2445 | 1124.7725
| 11272 | 1962.1739 | 1124.7725
| 11273 | 1962.134 | 1124.7725
| 11274 | 1962.0746 | 1124.7725
| 11275 | 1962.0118 | 1124.7725
| 11276 | 1961.9453 | 1124.7725
| 11277 | 1961.8918 | 1124.7725
| 11278 | 1961.828 | 1124.7725
| 11279 | 1961.7679 | 1124.7725
| 11280 | 1961.709 | 1124.7725
| 11281 | 1961.6346 | 1124.7725
| 11282 | 1961.5981 | 1124.7725
| 11283 | 1961.5111 | 1124.7725
| 11284 | 1961.4529 | 1124.7725
| 11285 | 1961.3916 | 1124.7725
| 11286 | 1961.3395 | 1124.7725
| 11287 | 1961.2788 | 1124.7725
| 11288 | 1961.2414 | 1124.7725
| 11289 | 1961.1702 | 1124.7725
| 11290 | 1961.1289 | 1124.7725
| 11291 | 1961.09 | 1124.7725
| 11292 | 1961.0129 | 1124.7725
| 11293 | 1960.96 | 1124.7725
| 11294 | 1960.922 | 1124.7725
| 11295 | 1960.8795 | 1124.7725
| 11296 | 1960.8363 | 1124.7725
| 11297 | 1960.7648 | 1124.7725
| 11298 | 1960.7089 | 1124.7725
| 11299 | 1960.6487 | 1124.7725
| 11300 | 1960.582 | 1124.7725
| 11301 | 1960.5382 | 1124.7725
| 11302 | 1960.5007 | 1124.7725
| 11303 | 1960.4398 | 1124.7725
| 11304 | 1960.3934 | 1124.7725
| 11305 | 1960.3323 | 1124.7725
| 11306 | 1960.2868 | 1124.7725
| 11307 | 1960.2526 | 1124.7725
| 11308 | 1960.2039 | 1124.7725
| 11309 | 1960.166 | 1124.7725
| 11310 | 1960.1388 | 1124.7725
| 11311 | 1960.0998 | 1124.7725
| 11312 | 1960.0578 | 1124.7725
| 11313 | 1960.0142 | 1124.7725
| 11314 | 1959.9649 | 1124.7725
| 11315 | 1959.9276 | 1124.7725
| 11316 | 1959.8951 | 1124.7725
| 11317 | 1959.8176 | 1124.7725
| 11318 | 1959.777 | 1124.7725
| 11319 | 1959.7051 | 1124.7725
| 11320 | 1959.6715 | 1124.7725
| 11321 | 1959.6147 | 1124.7725
| 11322 | 1959.5778 | 1124.7725
| 11323 | 1959.4741 | 1124.7725
| 11324 | 1959.4224 | 1124.7725
| 11325 | 1959.35 | 1124.7725
| 11326 | 1959.2914 | 1124.7725
| 11327 | 1959.2361 | 1124.7725
| 11328 | 1959.1912 | 1124.7725
| 11329 | 1959.1415 | 1124.7725
| 11330 | 1959.0574 | 1124.7725
| 11331 | 1959.0087 | 1124.7725
| 11332 | 1958.9677 | 1124.7725
| 11333 | 1958.9197 | 1124.7725
| 11334 | 1958.8715 | 1124.7725
| 11335 | 1958.8293 | 1124.7725
| 11336 | 1958.7758 | 1124.7725
| 11337 | 1958.7497 | 1124.7725
| 11338 | 1958.7161 | 1124.7725
| 11339 | 1958.6572 | 1124.7725
| 11340 | 1958.6165 | 1124.7725
| 11341 | 1958.5527 | 1124.7725
| 11342 | 1958.4905 | 1124.7725
| 11343 | 1958.4128 | 1124.7725
| 11344 | 1958.3546 | 1124.7725
| 11345 | 1958.2958 | 1124.7725
| 11346 | 1958.2237 | 1124.7725
| 11347 | 1958.1188 | 1124.7725
| 11348 | 1958.0464 | 1124.7725
| 11349 | 1957.9867 | 1124.7725
| 11350 | 1957.9302 | 1124.7725
| 11351 | 1957.8727 | 1124.7725
| 11352 | 1957.8261 | 1124.7725
| 11353 | 1957.7897 | 1124.7725
| 11354 | 1957.7246 | 1124.7725
| 11355 | 1957.6751 | 1124.7725
| 11356 | 1957.6234 | 1124.7725
| 11357 | 1957.5796 | 1124.7725
| 11358 | 1957.5136 | 1124.7725
| 11359 | 1957.4798 | 1124.7725
| 11360 | 1957.4358 | 1124.7725
| 11361 | 1957.381 | 1124.7725
| 11362 | 1957.3168 | 1124.7725
| 11363 | 1957.2623 | 1124.7725
| 11364 | 1957.2064 | 1124.7725
| 11365 | 1957.1675 | 1124.7725
| 11366 | 1957.1262 | 1124.7725
| 11367 | 1957.0821 | 1124.7725
| 11368 | 1957.0457 | 1124.7725
| 11369 | 1956.9704 | 1124.7725
| 11370 | 1956.8913 | 1124.7725
| 11371 | 1956.8477 | 1124.7725
| 11372 | 1956.7858 | 1124.7725
| 11373 | 1956.7219 | 1124.7725
| 11374 | 1956.6527 | 1124.7725
| 11375 | 1956.6034 | 1124.7725
| 11376 | 1956.5655 | 1124.7725
| 11377 | 1956.5251 | 1124.7725
| 11378 | 1956.4691 | 1124.7725
| 11379 | 1956.3985 | 1124.7725
| 11380 | 1956.3435 | 1124.7725
| 11381 | 1956.2239 | 1124.7725
| 11382 | 1956.1583 | 1124.7725
| 11383 | 1956.1263 | 1124.7725
| 11384 | 1956.0579 | 1124.7725
| 11385 | 1956.0168 | 1124.7725
| 11386 | 1955.9642 | 1124.7725
| 11387 | 1955.8836 | 1124.7725
| 11388 | 1955.8237 | 1124.7725
| 11389 | 1955.7963 | 1124.7725
| 11390 | 1955.7156 | 1124.7725
| 11391 | 1955.6469 | 1124.7725
| 11392 | 1955.588 | 1124.7725
| 11393 | 1955.5461 | 1124.7725
| 11394 | 1955.4646 | 1124.7725
| 11395 | 1955.4157 | 1124.7725
| 11396 | 1955.3724 | 1124.7725
| 11397 | 1955.3351 | 1124.7725
| 11398 | 1955.2472 | 1124.7725
| 11399 | 1955.1963 | 1124.7725
| 11400 | 1955.1498 | 1124.7725
| 11401 | 1955.0978 | 1124.7725
| 11402 | 1955.046 | 1124.7725
| 11403 | 1954.9748 | 1124.7725
| 11404 | 1954.9117 | 1124.7725
| 11405 | 1954.8823 | 1124.7725
| 11406 | 1954.8202 | 1124.7725
| 11407 | 1954.7571 | 1124.7725
| 11408 | 1954.7092 | 1124.7725
| 11409 | 1954.6556 | 1124.7725
| 11410 | 1954.6031 | 1124.7725
| 11411 | 1954.5488 | 1124.7725
| 11412 | 1954.4949 | 1124.7725
| 11413 | 1954.4409 | 1124.7725
| 11414 | 1954.3797 | 1124.7725
| 11415 | 1954.3298 | 1124.7725
| 11416 | 1954.2966 | 1124.7725
| 11417 | 1954.2662 | 1124.7725
| 11418 | 1954.1745 | 1124.7725
| 11419 | 1954.1015 | 1124.7725
| 11420 | 1954.0468 | 1124.7725
| 11421 | 1953.9933 | 1124.7725
| 11422 | 1953.9272 | 1124.7725
| 11423 | 1953.903 | 1124.7725
| 11424 | 1953.8547 | 1124.7725
| 11425 | 1953.7807 | 1124.7725
| 11426 | 1953.7319 | 1124.7725
| 11427 | 1953.6482 | 1124.7725
| 11428 | 1953.5844 | 1124.7725
| 11429 | 1953.5173 | 1124.7725
| 11430 | 1953.4825 | 1124.7725
| 11431 | 1953.4412 | 1124.7725
| 11432 | 1953.3726 | 1124.7725
| 11433 | 1953.3232 | 1124.7725
| 11434 | 1953.274 | 1124.7725
| 11435 | 1953.2206 | 1124.7725
| 11436 | 1953.1611 | 1124.7725
| 11437 | 1953.1193 | 1124.7725
| 11438 | 1953.0606 | 1124.7725
| 11439 | 1953.0221 | 1124.7725
| 11440 | 1952.9768 | 1124.7725
| 11441 | 1952.9346 | 1124.7725
| 11442 | 1952.8728 | 1124.7725
| 11443 | 1952.8412 | 1124.7725
| 11444 | 1952.7816 | 1124.7725
| 11445 | 1952.6852 | 1124.7725
| 11446 | 1952.6354 | 1124.7725
| 11447 | 1952.5616 | 1124.7725
| 11448 | 1952.5021 | 1124.7725
| 11449 | 1952.4385 | 1124.7725
| 11450 | 1952.3716 | 1124.7725
| 11451 | 1952.3361 | 1124.7725
| 11452 | 1952.2609 | 1124.7725
| 11453 | 1952.2023 | 1124.7725
| 11454 | 1952.1447 | 1124.7725
| 11455 | 1952.0902 | 1124.7725
| 11456 | 1952.0383 | 1124.7725
| 11457 | 1952.0062 | 1124.7725
| 11458 | 1951.9781 | 1124.7725
| 11459 | 1951.9101 | 1124.7725
| 11460 | 1951.8124 | 1124.7725
| 11461 | 1951.7594 | 1124.7725
| 11462 | 1951.7138 | 1124.7725
| 11463 | 1951.6607 | 1124.7725
| 11464 | 1951.6231 | 1124.7725
| 11465 | 1951.5339 | 1124.7725
| 11466 | 1951.5001 | 1124.7725
| 11467 | 1951.4663 | 1124.7725
| 11468 | 1951.4128 | 1124.7725
| 11469 | 1951.34 | 1124.7725
| 11470 | 1951.2979 | 1124.7725
| 11471 | 1951.2552 | 1124.7725
| 11472 | 1951.2124 | 1124.7725
| 11473 | 1951.1585 | 1124.7725
| 11474 | 1951.1204 | 1124.7725
| 11475 | 1951.07 | 1124.7725
| 11476 | 1951.0211 | 1124.7725
| 11477 | 1950.9476 | 1124.7725
| 11478 | 1950.9029 | 1124.7725
| 11479 | 1950.8184 | 1124.7725
| 11480 | 1950.7312 | 1124.7725
| 11481 | 1950.6736 | 1124.7725
| 11482 | 1950.6074 | 1124.7725
| 11483 | 1950.5462 | 1124.7725
| 11484 | 1950.483 | 1124.7725
| 11485 | 1950.407 | 1124.7725
| 11486 | 1950.3717 | 1124.7725
| 11487 | 1950.3209 | 1124.7725
| 11488 | 1950.2656 | 1124.7725
| 11489 | 1950.2024 | 1124.7725
| 11490 | 1950.1524 | 1124.7725
| 11491 | 1950.1044 | 1124.7725
| 11492 | 1950.0781 | 1124.7725
| 11493 | 1950.0075 | 1124.7725
| 11494 | 1949.9501 | 1124.7725
| 11495 | 1949.9034 | 1124.7725
| 11496 | 1949.8649 | 1124.7725
| 11497 | 1949.8262 | 1124.7725
| 11498 | 1949.7848 | 1124.7725
| 11499 | 1949.7189 | 1124.7725
| 11500 | 1949.6263 | 1124.7725
| 11501 | 1949.5688 | 1124.7725
| 11502 | 1949.5087 | 1124.7725
| 11503 | 1949.4361 | 1124.7725
| 11504 | 1949.3818 | 1124.7725
| 11505 | 1949.3163 | 1124.7725
| 11506 | 1949.269 | 1124.7725
| 11507 | 1949.2028 | 1124.7725
| 11508 | 1949.1443 | 1124.7725
| 11509 | 1949.0889 | 1124.7725
| 11510 | 1949.0142 | 1124.7725
| 11511 | 1948.973 | 1124.7725
| 11512 | 1948.9196 | 1124.7725
| 11513 | 1948.8769 | 1124.7725
| 11514 | 1948.8115 | 1124.7725
| 11515 | 1948.7513 | 1124.7725
| 11516 | 1948.6836 | 1124.7725
| 11517 | 1948.598 | 1124.7725
| 11518 | 1948.5452 | 1124.7725
| 11519 | 1948.4933 | 1124.7725
| 11520 | 1948.4493 | 1124.7725
| 11521 | 1948.3884 | 1124.7725
| 11522 | 1948.3616 | 1124.7725
| 11523 | 1948.3052 | 1124.7725
| 11524 | 1948.273 | 1124.7725
| 11525 | 1948.2411 | 1124.7725
| 11526 | 1948.1808 | 1124.7725
| 11527 | 1948.109 | 1124.7725
| 11528 | 1948.0552 | 1124.7725
| 11529 | 1947.9969 | 1124.7725
| 11530 | 1947.9225 | 1124.7725
| 11531 | 1947.8518 | 1124.7725
| 11532 | 1947.7988 | 1124.7725
| 11533 | 1947.7287 | 1124.7725
| 11534 | 1947.6538 | 1124.7725
| 11535 | 1947.5519 | 1124.7725
| 11536 | 1947.5059 | 1124.7725
| 11537 | 1947.449 | 1124.7725
| 11538 | 1947.4055 | 1124.7725
| 11539 | 1947.3393 | 1124.7725
| 11540 | 1947.2619 | 1124.7725
| 11541 | 1947.2073 | 1124.7725
| 11542 | 1947.1614 | 1124.7725
| 11543 | 1947.1022 | 1124.7725
| 11544 | 1947.0766 | 1124.7725
| 11545 | 1947.0347 | 1124.7725
| 11546 | 1946.9711 | 1124.7725
| 11547 | 1946.9183 | 1124.7725
| 11548 | 1946.8755 | 1124.7725
| 11549 | 1946.8463 | 1124.7725
| 11550 | 1946.7853 | 1124.7725
| 11551 | 1946.711 | 1124.7725
| 11552 | 1946.6518 | 1124.7725
| 11553 | 1946.5968 | 1124.7725
| 11554 | 1946.5378 | 1124.7725
| 11555 | 1946.4992 | 1124.7725
| 11556 | 1946.4552 | 1124.7725
| 11557 | 1946.408 | 1124.7725
| 11558 | 1946.3525 | 1124.7725
| 11559 | 1946.3127 | 1124.7725
| 11560 | 1946.2593 | 1124.7725
| 11561 | 1946.2076 | 1124.7725
| 11562 | 1946.1452 | 1124.7725
| 11563 | 1946.1025 | 1124.7725
| 11564 | 1946.0552 | 1124.7725
| 11565 | 1945.9677 | 1124.7725
| 11566 | 1945.9248 | 1124.7725
| 11567 | 1945.8244 | 1124.7725
| 11568 | 1945.7736 | 1124.7725
| 11569 | 1945.7007 | 1124.7725
| 11570 | 1945.6496 | 1124.7725
| 11571 | 1945.6071 | 1124.7725
| 11572 | 1945.5346 | 1124.7725
| 11573 | 1945.4819 | 1124.7725
| 11574 | 1945.4048 | 1124.7725
| 11575 | 1945.3381 | 1124.7725
| 11576 | 1945.271 | 1124.7725
| 11577 | 1945.2019 | 1124.7725
| 11578 | 1945.1319 | 1124.7725
| 11579 | 1945.0844 | 1124.7725
| 11580 | 1945.0284 | 1124.7725
| 11581 | 1944.955 | 1124.7725
| 11582 | 1944.8764 | 1124.7725
| 11583 | 1944.7764 | 1124.7725
| 11584 | 1944.7276 | 1124.7725
| 11585 | 1944.692 | 1124.7725
| 11586 | 1944.6146 | 1124.7725
| 11587 | 1944.5663 | 1124.7725
| 11588 | 1944.5185 | 1124.7725
| 11589 | 1944.4688 | 1124.7725
| 11590 | 1944.4108 | 1124.7725
| 11591 | 1944.322 | 1124.7725
| 11592 | 1944.2613 | 1124.7725
| 11593 | 1944.1734 | 1124.7725
| 11594 | 1944.1239 | 1124.7725
| 11595 | 1944.0575 | 1124.7725
| 11596 | 1944.007 | 1124.7725
| 11597 | 1943.9619 | 1124.7725
| 11598 | 1943.8995 | 1124.7725
| 11599 | 1943.8399 | 1124.7725
| 11600 | 1943.785 | 1124.7725
| 11601 | 1943.7232 | 1124.7725
| 11602 | 1943.6571 | 1124.7725
| 11603 | 1943.5932 | 1124.7725
| 11604 | 1943.559 | 1124.7725
| 11605 | 1943.5129 | 1124.7725
| 11606 | 1943.4543 | 1124.7725
| 11607 | 1943.4129 | 1124.7725
| 11608 | 1943.3413 | 1124.7725
| 11609 | 1943.2699 | 1124.7725
| 11610 | 1943.2232 | 1124.7725
| 11611 | 1943.1392 | 1124.7725
| 11612 | 1943.0713 | 1124.7725
| 11613 | 1943.0413 | 1124.7725
| 11614 | 1943.0018 | 1124.7725
| 11615 | 1942.9301 | 1124.7725
| 11616 | 1942.8587 | 1124.7725
| 11617 | 1942.7892 | 1124.7725
| 11618 | 1942.7198 | 1124.7725
| 11619 | 1942.6737 | 1124.7725
| 11620 | 1942.6253 | 1124.7725
| 11621 | 1942.5584 | 1124.7725
| 11622 | 1942.4993 | 1124.7725
| 11623 | 1942.4463 | 1124.7725
| 11624 | 1942.3795 | 1124.7725
| 11625 | 1942.3077 | 1124.7725
| 11626 | 1942.2735 | 1124.7725
| 11627 | 1942.2301 | 1124.7725
| 11628 | 1942.1436 | 1124.7725
| 11629 | 1942.0937 | 1124.7725
| 11630 | 1942.0485 | 1124.7725
| 11631 | 1942.0144 | 1124.7725
| 11632 | 1941.951 | 1124.7725
| 11633 | 1941.8956 | 1124.7725
| 11634 | 1941.8536 | 1124.7725
| 11635 | 1941.8084 | 1124.7725
| 11636 | 1941.7484 | 1124.7725
| 11637 | 1941.6835 | 1124.7725
| 11638 | 1941.6246 | 1124.7725
| 11639 | 1941.5694 | 1124.7725
| 11640 | 1941.5316 | 1124.7725
| 11641 | 1941.4665 | 1124.7725
| 11642 | 1941.3829 | 1124.7725
| 11643 | 1941.3449 | 1124.7725
| 11644 | 1941.284 | 1124.7725
| 11645 | 1941.25 | 1124.7725
| 11646 | 1941.2186 | 1124.7725
| 11647 | 1941.1361 | 1124.7725
| 11648 | 1941.0936 | 1124.7725
| 11649 | 1941.0073 | 1124.7725
| 11650 | 1940.9494 | 1124.7725
| 11651 | 1940.8902 | 1124.7725
| 11652 | 1940.8345 | 1124.7725
| 11653 | 1940.7762 | 1124.7725
| 11654 | 1940.7273 | 1124.7725
| 11655 | 1940.6846 | 1124.7725
| 11656 | 1940.626 | 1124.7725
| 11657 | 1940.5869 | 1124.7725
| 11658 | 1940.5323 | 1124.7725
| 11659 | 1940.4757 | 1124.7725
| 11660 | 1940.4408 | 1124.7725
| 11661 | 1940.3963 | 1124.7725
| 11662 | 1940.3419 | 1124.7725
| 11663 | 1940.2858 | 1124.7725
| 11664 | 1940.2424 | 1124.7725
| 11665 | 1940.2027 | 1124.7725
| 11666 | 1940.159 | 1124.7725
| 11667 | 1940.0966 | 1124.7725
| 11668 | 1940.0212 | 1124.7725
| 11669 | 1939.9789 | 1124.7725
| 11670 | 1939.9098 | 1124.7725
| 11671 | 1939.8496 | 1124.7725
| 11672 | 1939.8198 | 1124.7725
| 11673 | 1939.7513 | 1124.7725
| 11674 | 1939.6902 | 1124.7725
| 11675 | 1939.6138 | 1124.7725
| 11676 | 1939.5699 | 1124.7725
| 11677 | 1939.5162 | 1124.7725
| 11678 | 1939.4369 | 1124.7725
| 11679 | 1939.3671 | 1124.7725
| 11680 | 1939.3154 | 1124.7725
| 11681 | 1939.2267 | 1124.7725
| 11682 | 1939.1684 | 1124.7725
| 11683 | 1939.1068 | 1124.7725
| 11684 | 1939.056 | 1124.7725
| 11685 | 1938.985 | 1124.7725
| 11686 | 1938.938 | 1124.7725
| 11687 | 1938.878 | 1124.7725
| 11688 | 1938.8449 | 1124.7725
| 11689 | 1938.8009 | 1124.7725
| 11690 | 1938.7603 | 1124.7725
| 11691 | 1938.7201 | 1124.7725
| 11692 | 1938.683 | 1124.7725
| 11693 | 1938.6419 | 1124.7725
| 11694 | 1938.5873 | 1124.7725
| 11695 | 1938.5325 | 1124.7725
| 11696 | 1938.4711 | 1124.7725
| 11697 | 1938.4125 | 1124.7725
| 11698 | 1938.3396 | 1124.7725
| 11699 | 1938.2948 | 1124.7725
| 11700 | 1938.2434 | 1124.7725
| 11701 | 1938.1646 | 1124.7725
| 11702 | 1938.1126 | 1124.7725
| 11703 | 1938.0382 | 1124.7725
| 11704 | 1937.9889 | 1124.7725
| 11705 | 1937.9403 | 1124.7725
| 11706 | 1937.8883 | 1124.7725
| 11707 | 1937.8341 | 1124.7725
| 11708 | 1937.7913 | 1124.7725
| 11709 | 1937.6981 | 1124.7725
| 11710 | 1937.6608 | 1124.7725
| 11711 | 1937.6166 | 1124.7725
| 11712 | 1937.5746 | 1124.7725
| 11713 | 1937.5408 | 1124.7725
| 11714 | 1937.4748 | 1124.7725
| 11715 | 1937.422 | 1124.7725
| 11716 | 1937.3828 | 1124.7725
| 11717 | 1937.3501 | 1124.7725
| 11718 | 1937.3246 | 1124.7725
| 11719 | 1937.284 | 1124.7725
| 11720 | 1937.2195 | 1124.7725
| 11721 | 1937.1721 | 1124.7725
| 11722 | 1937.0956 | 1124.7725
| 11723 | 1937.034 | 1124.7725
| 11724 | 1936.9887 | 1124.7725
| 11725 | 1936.9467 | 1124.7725
| 11726 | 1936.8934 | 1124.7725
| 11727 | 1936.823 | 1124.7725
| 11728 | 1936.7653 | 1124.7725
| 11729 | 1936.7069 | 1124.7725
| 11730 | 1936.6796 | 1124.7725
| 11731 | 1936.6156 | 1124.7725
| 11732 | 1936.5587 | 1124.7725
| 11733 | 1936.4941 | 1124.7725
| 11734 | 1936.4053 | 1124.7725
| 11735 | 1936.3288 | 1124.7725
| 11736 | 1936.2926 | 1124.7725
| 11737 | 1936.2519 | 1124.7725
| 11738 | 1936.2121 | 1124.7725
| 11739 | 1936.1689 | 1124.7725
| 11740 | 1936.1057 | 1124.7725
| 11741 | 1936.0071 | 1124.7725
| 11742 | 1935.9279 | 1124.7725
| 11743 | 1935.8815 | 1124.7725
| 11744 | 1935.8417 | 1124.7725
| 11745 | 1935.7564 | 1124.7725
| 11746 | 1935.6739 | 1124.7725
| 11747 | 1935.6191 | 1124.7725
| 11748 | 1935.53 | 1124.7725
| 11749 | 1935.4459 | 1124.7725
| 11750 | 1935.4152 | 1124.7725
| 11751 | 1935.3539 | 1124.7725
| 11752 | 1935.2829 | 1124.7725
| 11753 | 1935.2445 | 1124.7725
| 11754 | 1935.1543 | 1124.7725
| 11755 | 1935.0623 | 1124.7725
| 11756 | 1935.0155 | 1124.7725
| 11757 | 1934.951 | 1124.7725
| 11758 | 1934.8946 | 1124.7725
| 11759 | 1934.842 | 1124.7725
| 11760 | 1934.7909 | 1124.7725
| 11761 | 1934.7274 | 1124.7725
| 11762 | 1934.6516 | 1124.7725
| 11763 | 1934.6047 | 1124.7725
| 11764 | 1934.5487 | 1124.7725
| 11765 | 1934.4826 | 1124.7725
| 11766 | 1934.3921 | 1124.7725
| 11767 | 1934.3114 | 1124.7725
| 11768 | 1934.2527 | 1124.7725
| 11769 | 1934.1949 | 1124.7725
| 11770 | 1934.1267 | 1124.7725
| 11771 | 1934.0748 | 1124.7725
| 11772 | 1934.0062 | 1124.7725
| 11773 | 1933.9367 | 1124.7725
| 11774 | 1933.8761 | 1124.7725
| 11775 | 1933.787 | 1124.7725
| 11776 | 1933.6756 | 1124.7725
| 11777 | 1933.6462 | 1124.7725
| 11778 | 1933.5875 | 1124.7725
| 11779 | 1933.5244 | 1124.7725
| 11780 | 1933.4595 | 1124.7725
| 11781 | 1933.3735 | 1124.7725
| 11782 | 1933.332 | 1124.7725
| 11783 | 1933.2575 | 1124.7725
| 11784 | 1933.1892 | 1124.7725
| 11785 | 1933.1245 | 1124.7725
| 11786 | 1933.0801 | 1124.7725
| 11787 | 1933.0122 | 1124.7725
| 11788 | 1932.9323 | 1124.7725
| 11789 | 1932.8776 | 1124.7725
| 11790 | 1932.8252 | 1124.7725
| 11791 | 1932.794 | 1124.7725
| 11792 | 1932.7457 | 1124.7725
| 11793 | 1932.6873 | 1124.7725
| 11794 | 1932.6218 | 1124.7725
| 11795 | 1932.5558 | 1124.7725
| 11796 | 1932.4983 | 1124.7725
| 11797 | 1932.4702 | 1124.7725
| 11798 | 1932.4226 | 1124.7725
| 11799 | 1932.3685 | 1124.7725
| 11800 | 1932.3285 | 1124.7725
| 11801 | 1932.2808 | 1124.7725
| 11802 | 1932.22 | 1124.7725
| 11803 | 1932.1696 | 1124.7725
| 11804 | 1932.0872 | 1124.7725
| 11805 | 1932.0403 | 1124.7725
| 11806 | 1931.9582 | 1124.7725
| 11807 | 1931.9032 | 1124.7725
| 11808 | 1931.8343 | 1124.7725
| 11809 | 1931.779 | 1124.7725
| 11810 | 1931.6887 | 1124.7725
| 11811 | 1931.62 | 1124.7725
| 11812 | 1931.5629 | 1124.7725
| 11813 | 1931.5034 | 1124.7725
| 11814 | 1931.424 | 1124.7725
| 11815 | 1931.3515 | 1124.7725
| 11816 | 1931.2777 | 1124.7725
| 11817 | 1931.221 | 1124.7725
| 11818 | 1931.1647 | 1124.7725
| 11819 | 1931.116 | 1124.7725
| 11820 | 1931.061 | 1124.7725
| 11821 | 1930.9833 | 1124.7725
| 11822 | 1930.9464 | 1124.7725
| 11823 | 1930.8829 | 1124.7725
| 11824 | 1930.8137 | 1124.7725
| 11825 | 1930.7547 | 1124.7725
| 11826 | 1930.7198 | 1124.7725
| 11827 | 1930.6474 | 1124.7725
| 11828 | 1930.5704 | 1124.7725
| 11829 | 1930.4718 | 1124.7725
| 11830 | 1930.4158 | 1124.7725
| 11831 | 1930.3775 | 1124.7725
| 11832 | 1930.3003 | 1124.7725
| 11833 | 1930.2468 | 1124.7725
| 11834 | 1930.193 | 1124.7725
| 11835 | 1930.1311 | 1124.7725
| 11836 | 1930.0658 | 1124.7725
| 11837 | 1930.0078 | 1124.7725
| 11838 | 1929.9439 | 1124.7725
| 11839 | 1929.8699 | 1124.7725
| 11840 | 1929.8035 | 1124.7725
| 11841 | 1929.7545 | 1124.7725
| 11842 | 1929.6606 | 1124.7725
| 11843 | 1929.6229 | 1124.7725
| 11844 | 1929.5311 | 1124.7725
| 11845 | 1929.5054 | 1124.7725
| 11846 | 1929.435 | 1124.7725
| 11847 | 1929.4007 | 1124.7725
| 11848 | 1929.3577 | 1124.7725
| 11849 | 1929.3135 | 1124.7725
| 11850 | 1929.2786 | 1124.7725
| 11851 | 1929.2224 | 1124.7725
| 11852 | 1929.1891 | 1124.7725
| 11853 | 1929.1211 | 1124.7725
| 11854 | 1929.0657 | 1124.7725
| 11855 | 1929.024 | 1124.7725
| 11856 | 1928.9517 | 1124.7725
| 11857 | 1928.9088 | 1124.7725
| 11858 | 1928.8377 | 1124.7725
| 11859 | 1928.7855 | 1124.7725
| 11860 | 1928.7206 | 1124.7725
| 11861 | 1928.6402 | 1124.7725
| 11862 | 1928.5479 | 1124.7725
| 11863 | 1928.4976 | 1124.7725
| 11864 | 1928.4193 | 1124.7725
| 11865 | 1928.3496 | 1124.7725
| 11866 | 1928.2909 | 1124.7725
| 11867 | 1928.1934 | 1124.7725
| 11868 | 1928.1277 | 1124.7725
| 11869 | 1928.0722 | 1124.7725
| 11870 | 1928.0075 | 1124.7725
| 11871 | 1927.9338 | 1124.7725
| 11872 | 1927.8778 | 1124.7725
| 11873 | 1927.7965 | 1124.7725
| 11874 | 1927.7541 | 1124.7725
| 11875 | 1927.6943 | 1124.7725
| 11876 | 1927.6564 | 1124.7725
| 11877 | 1927.6018 | 1124.7725
| 11878 | 1927.5486 | 1124.7725
| 11879 | 1927.5073 | 1124.7725
| 11880 | 1927.4502 | 1124.7725
| 11881 | 1927.3915 | 1124.7725
| 11882 | 1927.3498 | 1124.7725
| 11883 | 1927.2909 | 1124.7725
| 11884 | 1927.2568 | 1124.7725
| 11885 | 1927.207 | 1124.7725
| 11886 | 1927.1316 | 1124.7725
| 11887 | 1927.0779 | 1124.7725
| 11888 | 1927.0497 | 1124.7725
| 11889 | 1926.9978 | 1124.7725
| 11890 | 1926.938 | 1124.7725
| 11891 | 1926.8855 | 1124.7725
| 11892 | 1926.8383 | 1124.7725
| 11893 | 1926.7949 | 1124.7725
| 11894 | 1926.76 | 1124.7725
| 11895 | 1926.7056 | 1124.7725
| 11896 | 1926.648 | 1124.7725
| 11897 | 1926.6204 | 1124.7725
| 11898 | 1926.5745 | 1124.7725
| 11899 | 1926.5004 | 1124.7725
| 11900 | 1926.4264 | 1124.7725
| 11901 | 1926.3485 | 1124.7725
| 11902 | 1926.2758 | 1124.7725
| 11903 | 1926.2082 | 1124.7725
| 11904 | 1926.1563 | 1124.7725
| 11905 | 1926.0981 | 1124.7725
| 11906 | 1926.0483 | 1124.7725
| 11907 | 1926.0047 | 1124.7725
| 11908 | 1925.9487 | 1124.7725
| 11909 | 1925.899 | 1124.7725
| 11910 | 1925.8447 | 1124.7725
| 11911 | 1925.7703 | 1124.7725
| 11912 | 1925.7094 | 1124.7725
| 11913 | 1925.6436 | 1124.7725
| 11914 | 1925.5838 | 1124.7725
| 11915 | 1925.5468 | 1124.7725
| 11916 | 1925.4952 | 1124.7725
| 11917 | 1925.4261 | 1124.7725
| 11918 | 1925.3615 | 1124.7725
| 11919 | 1925.332 | 1124.7725
| 11920 | 1925.2621 | 1124.7725
| 11921 | 1925.1906 | 1124.7725
| 11922 | 1925.1329 | 1124.7725
| 11923 | 1925.0641 | 1124.7725
| 11924 | 1924.9575 | 1124.7725
| 11925 | 1924.8874 | 1124.7725
| 11926 | 1924.808 | 1124.7725
| 11927 | 1924.7498 | 1124.7725
| 11928 | 1924.7165 | 1124.7725
| 11929 | 1924.6709 | 1124.7725
| 11930 | 1924.607 | 1124.7725
| 11931 | 1924.5664 | 1124.7725
| 11932 | 1924.5191 | 1124.7725
| 11933 | 1924.4703 | 1124.7725
| 11934 | 1924.4434 | 1124.7725
| 11935 | 1924.3835 | 1124.7725
| 11936 | 1924.3435 | 1124.7725
| 11937 | 1924.2599 | 1124.7725
| 11938 | 1924.1932 | 1124.7725
| 11939 | 1924.147 | 1124.7725
| 11940 | 1924.0906 | 1124.7725
| 11941 | 1924.0017 | 1124.7725
| 11942 | 1923.9269 | 1124.7725
| 11943 | 1923.8711 | 1124.7725
| 11944 | 1923.7895 | 1124.7725
| 11945 | 1923.7467 | 1124.7725
| 11946 | 1923.6933 | 1124.7725
| 11947 | 1923.627 | 1124.7725
| 11948 | 1923.5545 | 1124.7725
| 11949 | 1923.5078 | 1124.7725
| 11950 | 1923.4437 | 1124.7725
| 11951 | 1923.3702 | 1124.7725
| 11952 | 1923.3295 | 1124.7725
| 11953 | 1923.2471 | 1124.7725
| 11954 | 1923.1938 | 1124.7725
| 11955 | 1923.1103 | 1124.7725
| 11956 | 1923.0727 | 1124.7725
| 11957 | 1923.0115 | 1124.7725
| 11958 | 1922.9479 | 1124.7725
| 11959 | 1922.8684 | 1124.7725
| 11960 | 1922.8003 | 1124.7725
| 11961 | 1922.7519 | 1124.7725
| 11962 | 1922.6718 | 1124.7725
| 11963 | 1922.601 | 1124.7725
| 11964 | 1922.5571 | 1124.7725
| 11965 | 1922.4904 | 1124.7725
| 11966 | 1922.4085 | 1124.7725
| 11967 | 1922.3488 | 1124.7725
| 11968 | 1922.3083 | 1124.7725
| 11969 | 1922.274 | 1124.7725
| 11970 | 1922.2506 | 1124.7725
| 11971 | 1922.1846 | 1124.7725
| 11972 | 1922.1338 | 1124.7725
| 11973 | 1922.0913 | 1124.7725
| 11974 | 1922.0201 | 1124.7725
| 11975 | 1921.9352 | 1124.7725
| 11976 | 1921.8416 | 1124.7725
| 11977 | 1921.7793 | 1124.7725
| 11978 | 1921.7159 | 1124.7725
| 11979 | 1921.6532 | 1124.7725
| 11980 | 1921.5872 | 1124.7725
| 11981 | 1921.5273 | 1124.7725
| 11982 | 1921.4584 | 1124.7725
| 11983 | 1921.406 | 1124.7725
| 11984 | 1921.359 | 1124.7725
| 11985 | 1921.3062 | 1124.7725
| 11986 | 1921.2547 | 1124.7725
| 11987 | 1921.1833 | 1124.7725
| 11988 | 1921.1392 | 1124.7725
| 11989 | 1921.0926 | 1124.7725
| 11990 | 1921.0472 | 1124.7725
| 11991 | 1920.9741 | 1124.7725
| 11992 | 1920.9456 | 1124.7725
| 11993 | 1920.9004 | 1124.7725
| 11994 | 1920.8462 | 1124.7725
| 11995 | 1920.7847 | 1124.7725
| 11996 | 1920.7065 | 1124.7725
| 11997 | 1920.6555 | 1124.7725
| 11998 | 1920.6116 | 1124.7725
| 11999 | 1920.5402 | 1124.7725
| 12000 | 1920.4802 | 1124.7725
| 12001 | 1920.4352 | 1124.7725
| 12002 | 1920.3816 | 1124.7725
| 12003 | 1920.3167 | 1124.7725
| 12004 | 1920.2511 | 1124.7725
| 12005 | 1920.1896 | 1124.7725
| 12006 | 1920.1622 | 1124.7725
| 12007 | 1920.084 | 1124.7725
| 12008 | 1920.0114 | 1124.7725
| 12009 | 1919.9632 | 1124.7725
| 12010 | 1919.9344 | 1124.7725
| 12011 | 1919.8874 | 1124.7725
| 12012 | 1919.8301 | 1124.7725
| 12013 | 1919.7663 | 1124.7725
| 12014 | 1919.7142 | 1124.7725
| 12015 | 1919.6504 | 1124.7725
| 12016 | 1919.6048 | 1124.7725
| 12017 | 1919.539 | 1124.7725
| 12018 | 1919.4927 | 1124.7725
| 12019 | 1919.4051 | 1124.7725
| 12020 | 1919.3423 | 1124.7725
| 12021 | 1919.2553 | 1124.7725
| 12022 | 1919.1849 | 1124.7725
| 12023 | 1919.1404 | 1124.7725
| 12024 | 1919.0716 | 1124.7725
| 12025 | 1919.0209 | 1124.7725
| 12026 | 1918.9461 | 1124.7725
| 12027 | 1918.8904 | 1124.7725
| 12028 | 1918.8494 | 1124.7725
| 12029 | 1918.7864 | 1124.7725
| 12030 | 1918.7414 | 1124.7725
| 12031 | 1918.6827 | 1124.7725
| 12032 | 1918.617 | 1124.7725
| 12033 | 1918.5751 | 1124.7725
| 12034 | 1918.524 | 1124.7725
| 12035 | 1918.4697 | 1124.7725
| 12036 | 1918.3826 | 1124.7725
| 12037 | 1918.3305 | 1124.7725
| 12038 | 1918.2781 | 1124.7725
| 12039 | 1918.2218 | 1124.7725
| 12040 | 1918.1565 | 1124.7725
| 12041 | 1918.0955 | 1124.7725
| 12042 | 1918.0472 | 1124.7725
| 12043 | 1917.9973 | 1124.7725
| 12044 | 1917.9205 | 1124.7725
| 12045 | 1917.8727 | 1124.7725
| 12046 | 1917.8268 | 1124.7725
| 12047 | 1917.7839 | 1124.7725
| 12048 | 1917.6837 | 1124.7725
| 12049 | 1917.6203 | 1124.7725
| 12050 | 1917.5817 | 1124.7725
| 12051 | 1917.5198 | 1124.7725
| 12052 | 1917.4265 | 1124.7725
| 12053 | 1917.3628 | 1124.7725
| 12054 | 1917.3248 | 1124.7725
| 12055 | 1917.289 | 1124.7725
| 12056 | 1917.1533 | 1124.7725
| 12057 | 1917.0698 | 1124.7725
| 12058 | 1916.9832 | 1124.7725
| 12059 | 1916.9216 | 1124.7725
| 12060 | 1916.8709 | 1124.7725
| 12061 | 1916.7965 | 1124.7725
| 12062 | 1916.7533 | 1124.7725
| 12063 | 1916.6951 | 1124.7725
| 12064 | 1916.6336 | 1124.7725
| 12065 | 1916.5521 | 1124.7725
| 12066 | 1916.5152 | 1124.7725
| 12067 | 1916.4688 | 1124.7725
| 12068 | 1916.4025 | 1124.7725
| 12069 | 1916.3276 | 1124.7725
| 12070 | 1916.2774 | 1124.7725
| 12071 | 1916.2278 | 1124.7725
| 12072 | 1916.1907 | 1124.7725
| 12073 | 1916.1322 | 1124.7725
| 12074 | 1916.0757 | 1124.7725
| 12075 | 1916.009 | 1124.7725
| 12076 | 1915.917 | 1124.7725
| 12077 | 1915.8451 | 1124.7725
| 12078 | 1915.7844 | 1124.7725
| 12079 | 1915.7344 | 1124.7725
| 12080 | 1915.6614 | 1124.7725
| 12081 | 1915.5895 | 1124.7725
| 12082 | 1915.5313 | 1124.7725
| 12083 | 1915.4738 | 1124.7725
| 12084 | 1915.4069 | 1124.7725
| 12085 | 1915.3452 | 1124.7725
| 12086 | 1915.2736 | 1124.7725
| 12087 | 1915.198 | 1124.7725
| 12088 | 1915.1007 | 1124.7725
| 12089 | 1915.0013 | 1124.7725
| 12090 | 1914.9514 | 1124.7725
| 12091 | 1914.8837 | 1124.7725
| 12092 | 1914.8251 | 1124.7725
| 12093 | 1914.7532 | 1124.7725
| 12094 | 1914.6835 | 1124.7725
| 12095 | 1914.6469 | 1124.7725
| 12096 | 1914.5787 | 1124.7725
| 12097 | 1914.4636 | 1124.7725
| 12098 | 1914.4155 | 1124.7725
| 12099 | 1914.3563 | 1124.7725
| 12100 | 1914.2857 | 1124.7725
| 12101 | 1914.2408 | 1124.7725
| 12102 | 1914.1831 | 1124.7725
| 12103 | 1914.0946 | 1124.7725
| 12104 | 1914.0178 | 1124.7725
| 12105 | 1913.952 | 1124.7725
| 12106 | 1913.905 | 1124.7725
| 12107 | 1913.8026 | 1124.7725
| 12108 | 1913.758 | 1124.7725
| 12109 | 1913.713 | 1124.7725
| 12110 | 1913.6305 | 1124.7725
| 12111 | 1913.5979 | 1124.7725
| 12112 | 1913.4969 | 1124.7725
| 12113 | 1913.4327 | 1124.7725
| 12114 | 1913.3798 | 1124.7725
| 12115 | 1913.2841 | 1124.7725
| 12116 | 1913.2193 | 1124.7725
| 12117 | 1913.1648 | 1124.7725
| 12118 | 1913.1118 | 1124.7725
| 12119 | 1913.0445 | 1124.7725
| 12120 | 1912.9873 | 1124.7725
| 12121 | 1912.9335 | 1124.7725
| 12122 | 1912.8756 | 1124.7725
| 12123 | 1912.7791 | 1124.7725
| 12124 | 1912.7201 | 1124.7725
| 12125 | 1912.6512 | 1124.7725
| 12126 | 1912.5842 | 1124.7725
| 12127 | 1912.5216 | 1124.7725
| 12128 | 1912.4561 | 1124.7725
| 12129 | 1912.4146 | 1124.7725
| 12130 | 1912.3609 | 1124.7725
| 12131 | 1912.2757 | 1124.7725
| 12132 | 1912.2486 | 1124.7725
| 12133 | 1912.2037 | 1124.7725
| 12134 | 1912.1754 | 1124.7725
| 12135 | 1912.13 | 1124.7725
| 12136 | 1912.0642 | 1124.7725
| 12137 | 1912.0129 | 1124.7725
| 12138 | 1911.9568 | 1124.7725
| 12139 | 1911.8892 | 1124.7725
| 12140 | 1911.8335 | 1124.7725
| 12141 | 1911.7764 | 1124.7725
| 12142 | 1911.7397 | 1124.7725
| 12143 | 1911.6938 | 1124.7725
| 12144 | 1911.6074 | 1124.7725
| 12145 | 1911.5345 | 1124.7725
| 12146 | 1911.4959 | 1124.7725
| 12147 | 1911.4293 | 1124.7725
| 12148 | 1911.3556 | 1124.7725
| 12149 | 1911.2549 | 1124.7725
| 12150 | 1911.1672 | 1124.7725
| 12151 | 1911.1106 | 1124.7725
| 12152 | 1911.046 | 1124.7725
| 12153 | 1910.9492 | 1124.7725
| 12154 | 1910.8696 | 1124.7725
| 12155 | 1910.796 | 1124.7725
| 12156 | 1910.7252 | 1124.7725
| 12157 | 1910.6798 | 1124.7725
| 12158 | 1910.6004 | 1124.7725
| 12159 | 1910.5572 | 1124.7725
| 12160 | 1910.4844 | 1124.7725
| 12161 | 1910.4414 | 1124.7725
| 12162 | 1910.3967 | 1124.7725
| 12163 | 1910.3725 | 1124.7725
| 12164 | 1910.3108 | 1124.7725
| 12165 | 1910.2366 | 1124.7725
| 12166 | 1910.1467 | 1124.7725
| 12167 | 1910.1149 | 1124.7725
| 12168 | 1910.0675 | 1124.7725
| 12169 | 1910.0026 | 1124.7725
| 12170 | 1909.9743 | 1124.7725
| 12171 | 1909.9254 | 1124.7725
| 12172 | 1909.8802 | 1124.7725
| 12173 | 1909.8111 | 1124.7725
| 12174 | 1909.7645 | 1124.7725
| 12175 | 1909.6813 | 1124.7725
| 12176 | 1909.5625 | 1124.7725
| 12177 | 1909.519 | 1124.7725
| 12178 | 1909.4753 | 1124.7725
| 12179 | 1909.4363 | 1124.7725
| 12180 | 1909.3306 | 1124.7725
| 12181 | 1909.2981 | 1124.7725
| 12182 | 1909.2367 | 1124.7725
| 12183 | 1909.1713 | 1124.7725
| 12184 | 1909.1339 | 1124.7725
| 12185 | 1909.066 | 1124.7725
| 12186 | 1908.9594 | 1124.7725
| 12187 | 1908.9122 | 1124.7725
| 12188 | 1908.815 | 1124.7725
| 12189 | 1908.7437 | 1124.7725
| 12190 | 1908.7082 | 1124.7725
| 12191 | 1908.6487 | 1124.7725
| 12192 | 1908.59 | 1124.7725
| 12193 | 1908.5312 | 1124.7725
| 12194 | 1908.4725 | 1124.7725
| 12195 | 1908.4177 | 1124.7725
| 12196 | 1908.3447 | 1124.7725
| 12197 | 1908.276 | 1124.7725
| 12198 | 1908.2159 | 1124.7725
| 12199 | 1908.1644 | 1124.7725
| 12200 | 1908.0914 | 1124.7725
| 12201 | 1908.0021 | 1124.7725
| 12202 | 1907.9346 | 1124.7725
| 12203 | 1907.8759 | 1124.7725
| 12204 | 1907.8281 | 1124.7725
| 12205 | 1907.7517 | 1124.7725
| 12206 | 1907.7146 | 1124.7725
| 12207 | 1907.646 | 1124.7725
| 12208 | 1907.5649 | 1124.7725
| 12209 | 1907.4709 | 1124.7725
| 12210 | 1907.4305 | 1124.7725
| 12211 | 1907.3536 | 1124.7725
| 12212 | 1907.2772 | 1124.7725
| 12213 | 1907.2182 | 1124.7725
| 12214 | 1907.1529 | 1124.7725
| 12215 | 1907.0501 | 1124.7725
| 12216 | 1906.9892 | 1124.7725
| 12217 | 1906.9318 | 1124.7725
| 12218 | 1906.8949 | 1124.7725
| 12219 | 1906.8307 | 1124.7725
| 12220 | 1906.7311 | 1124.7725
| 12221 | 1906.651 | 1124.7725
| 12222 | 1906.5701 | 1124.7725
| 12223 | 1906.4906 | 1124.7725
| 12224 | 1906.4384 | 1124.7725
| 12225 | 1906.3902 | 1124.7725
| 12226 | 1906.2889 | 1124.7725
| 12227 | 1906.2226 | 1124.7725
| 12228 | 1906.1468 | 1124.7725
| 12229 | 1906.1204 | 1124.7725
| 12230 | 1906.0237 | 1124.7725
| 12231 | 1905.979 | 1124.7725
| 12232 | 1905.9186 | 1124.7725
| 12233 | 1905.819 | 1124.7725
| 12234 | 1905.7729 | 1124.7725
| 12235 | 1905.7317 | 1124.7725
| 12236 | 1905.653 | 1124.7725
| 12237 | 1905.5879 | 1124.7725
| 12238 | 1905.5019 | 1124.7725
| 12239 | 1905.4252 | 1124.7725
| 12240 | 1905.3422 | 1124.7725
| 12241 | 1905.2724 | 1124.7725
| 12242 | 1905.2371 | 1124.7725
| 12243 | 1905.176 | 1124.7725
| 12244 | 1905.0977 | 1124.7725
| 12245 | 1905.0512 | 1124.7725
| 12246 | 1905.0028 | 1124.7725
| 12247 | 1904.9079 | 1124.7725
| 12248 | 1904.8094 | 1124.7725
| 12249 | 1904.7743 | 1124.7725
| 12250 | 1904.7003 | 1124.7725
| 12251 | 1904.6538 | 1124.7725
| 12252 | 1904.6101 | 1124.7725
| 12253 | 1904.5643 | 1124.7725
| 12254 | 1904.5089 | 1124.7725
| 12255 | 1904.4196 | 1124.7725
| 12256 | 1904.3851 | 1124.7725
| 12257 | 1904.2779 | 1124.7725
| 12258 | 1904.1845 | 1124.7725
| 12259 | 1904.1063 | 1124.7725
| 12260 | 1904.0455 | 1124.7725
| 12261 | 1903.9917 | 1124.7725
| 12262 | 1903.8808 | 1124.7725
| 12263 | 1903.8137 | 1124.7725
| 12264 | 1903.706 | 1124.7725
| 12265 | 1903.6388 | 1124.7725
| 12266 | 1903.5684 | 1124.7725
| 12267 | 1903.4808 | 1124.7725
| 12268 | 1903.4204 | 1124.7725
| 12269 | 1903.3394 | 1124.7725
| 12270 | 1903.2704 | 1124.7725
| 12271 | 1903.2153 | 1124.7725
| 12272 | 1903.1377 | 1124.7725
| 12273 | 1903.0592 | 1124.7725
| 12274 | 1902.9994 | 1124.7725
| 12275 | 1902.9424 | 1124.7725
| 12276 | 1902.8545 | 1124.7725
| 12277 | 1902.7953 | 1124.7725
| 12278 | 1902.725 | 1124.7725
| 12279 | 1902.6427 | 1124.7725
| 12280 | 1902.5829 | 1124.7725
| 12281 | 1902.5249 | 1124.7725
| 12282 | 1902.4639 | 1124.7725
| 12283 | 1902.3981 | 1124.7725
| 12284 | 1902.3602 | 1124.7725
| 12285 | 1902.3046 | 1124.7725
| 12286 | 1902.2298 | 1124.7725
| 12287 | 1902.1556 | 1124.7725
| 12288 | 1902.0922 | 1124.7725
| 12289 | 1902.0362 | 1124.7725
| 12290 | 1901.9751 | 1124.7725
| 12291 | 1901.8973 | 1124.7725
| 12292 | 1901.8079 | 1124.7725
| 12293 | 1901.7783 | 1124.7725
| 12294 | 1901.7091 | 1124.7725
| 12295 | 1901.6015 | 1124.7725
| 12296 | 1901.5623 | 1124.7725
| 12297 | 1901.4986 | 1124.7725
| 12298 | 1901.4547 | 1124.7725
| 12299 | 1901.3977 | 1124.7725
| 12300 | 1901.3337 | 1124.7725
| 12301 | 1901.2731 | 1124.7725
| 12302 | 1901.2305 | 1124.7725
| 12303 | 1901.1644 | 1124.7725
| 12304 | 1901.0836 | 1124.7725
| 12305 | 1900.9957 | 1124.7725
| 12306 | 1900.9385 | 1124.7725
| 12307 | 1900.8822 | 1124.7725
| 12308 | 1900.8231 | 1124.7725
| 12309 | 1900.7313 | 1124.7725
| 12310 | 1900.6729 | 1124.7725
| 12311 | 1900.5965 | 1124.7725
| 12312 | 1900.5048 | 1124.7725
| 12313 | 1900.3981 | 1124.7725
| 12314 | 1900.2907 | 1124.7725
| 12315 | 1900.2015 | 1124.7725
| 12316 | 1900.1396 | 1124.7725
| 12317 | 1900.101 | 1124.7725
| 12318 | 1900.0262 | 1124.7725
| 12319 | 1899.9663 | 1124.7725
| 12320 | 1899.8712 | 1124.7725
| 12321 | 1899.792 | 1124.7725
| 12322 | 1899.6658 | 1124.7725
| 12323 | 1899.6038 | 1124.7725
| 12324 | 1899.5536 | 1124.7725
| 12325 | 1899.4829 | 1124.7725
| 12326 | 1899.4229 | 1124.7725
| 12327 | 1899.3547 | 1124.7725
| 12328 | 1899.2848 | 1124.7725
| 12329 | 1899.2386 | 1124.7725
| 12330 | 1899.1585 | 1124.7725
| 12331 | 1899.0839 | 1124.7725
| 12332 | 1899.0212 | 1124.7725
| 12333 | 1898.9409 | 1124.7725
| 12334 | 1898.8548 | 1124.7725
| 12335 | 1898.7925 | 1124.7725
| 12336 | 1898.7072 | 1124.7725
| 12337 | 1898.6377 | 1124.7725
| 12338 | 1898.5151 | 1124.7725
| 12339 | 1898.4708 | 1124.7725
| 12340 | 1898.4357 | 1124.7725
| 12341 | 1898.3855 | 1124.7725
| 12342 | 1898.301 | 1124.7725
| 12343 | 1898.2378 | 1124.7725
| 12344 | 1898.1681 | 1124.7725
| 12345 | 1898.0726 | 1124.7725
| 12346 | 1898.0103 | 1124.7725
| 12347 | 1897.9565 | 1124.7725
| 12348 | 1897.8547 | 1124.7725
| 12349 | 1897.743 | 1124.7725
| 12350 | 1897.6718 | 1124.7725
| 12351 | 1897.6223 | 1124.7725
| 12352 | 1897.5193 | 1124.7725
| 12353 | 1897.4329 | 1124.7725
| 12354 | 1897.3529 | 1124.7725
| 12355 | 1897.3062 | 1124.7725
| 12356 | 1897.2333 | 1124.7725
| 12357 | 1897.155 | 1124.7725
| 12358 | 1897.0958 | 1124.7725
| 12359 | 1896.9982 | 1124.7725
| 12360 | 1896.9279 | 1124.7725
| 12361 | 1896.8579 | 1124.7725
| 12362 | 1896.8088 | 1124.7725
| 12363 | 1896.7111 | 1124.7725
| 12364 | 1896.6328 | 1124.7725
| 12365 | 1896.5288 | 1124.7725
| 12366 | 1896.4506 | 1124.7725
| 12367 | 1896.393 | 1124.7725
| 12368 | 1896.3128 | 1124.7725
| 12369 | 1896.2548 | 1124.7725
| 12370 | 1896.1817 | 1124.7725
| 12371 | 1896.1117 | 1124.7725
| 12372 | 1896.0506 | 1124.7725
| 12373 | 1895.9647 | 1124.7725
| 12374 | 1895.9151 | 1124.7725
| 12375 | 1895.8359 | 1124.7725
| 12376 | 1895.7739 | 1124.7725
| 12377 | 1895.7283 | 1124.7725
| 12378 | 1895.6319 | 1124.7725
| 12379 | 1895.5687 | 1124.7725
| 12380 | 1895.4686 | 1124.7725
| 12381 | 1895.4124 | 1124.7725
| 12382 | 1895.3345 | 1124.7725
| 12383 | 1895.2393 | 1124.7725
| 12384 | 1895.201 | 1124.7725
| 12385 | 1895.0983 | 1124.7725
| 12386 | 1895.0011 | 1124.7725
| 12387 | 1894.8958 | 1124.7725
| 12388 | 1894.8374 | 1124.7725
| 12389 | 1894.7516 | 1124.7725
| 12390 | 1894.6713 | 1124.7725
| 12391 | 1894.5891 | 1124.7725
| 12392 | 1894.5272 | 1124.7725
| 12393 | 1894.4871 | 1124.7725
| 12394 | 1894.4111 | 1124.7725
| 12395 | 1894.3301 | 1124.7725
| 12396 | 1894.2297 | 1124.7725
| 12397 | 1894.1755 | 1124.7725
| 12398 | 1894.1017 | 1124.7725
| 12399 | 1894.0402 | 1124.7725
| 12400 | 1893.9506 | 1124.7725
| 12401 | 1893.8876 | 1124.7725
| 12402 | 1893.7929 | 1124.7725
| 12403 | 1893.752 | 1124.7725
| 12404 | 1893.6527 | 1124.7725
| 12405 | 1893.6072 | 1124.7725
| 12406 | 1893.5322 | 1124.7725
| 12407 | 1893.4336 | 1124.7725
| 12408 | 1893.3348 | 1124.7725
| 12409 | 1893.2885 | 1124.7725
| 12410 | 1893.2318 | 1124.7725
| 12411 | 1893.1532 | 1124.7725
| 12412 | 1893.0653 | 1124.7725
| 12413 | 1892.9723 | 1124.7725
| 12414 | 1892.8862 | 1124.7725
| 12415 | 1892.8295 | 1124.7725
| 12416 | 1892.768 | 1124.7725
| 12417 | 1892.7007 | 1124.7725
| 12418 | 1892.6253 | 1124.7725
| 12419 | 1892.5331 | 1124.7725
| 12420 | 1892.4218 | 1124.7725
| 12421 | 1892.3531 | 1124.7725
| 12422 | 1892.2862 | 1124.7725
| 12423 | 1892.2183 | 1124.7725
| 12424 | 1892.1099 | 1124.7725
| 12425 | 1891.9542 | 1124.7725
| 12426 | 1891.854 | 1124.7725
| 12427 | 1891.8065 | 1124.7725
| 12428 | 1891.7113 | 1124.7725
| 12429 | 1891.6263 | 1124.7725
| 12430 | 1891.5692 | 1124.7725
| 12431 | 1891.5248 | 1124.7725
| 12432 | 1891.4357 | 1124.7725
| 12433 | 1891.4002 | 1124.7725
| 12434 | 1891.3727 | 1124.7725
| 12435 | 1891.2872 | 1124.7725
| 12436 | 1891.2182 | 1124.7725
| 12437 | 1891.1331 | 1124.7725
| 12438 | 1891.0597 | 1124.7725
| 12439 | 1890.979 | 1124.7725
| 12440 | 1890.9089 | 1124.7725
| 12441 | 1890.844 | 1124.7725
| 12442 | 1890.7685 | 1124.7725
| 12443 | 1890.6815 | 1124.7725
| 12444 | 1890.5882 | 1124.7725
| 12445 | 1890.5287 | 1124.7725
| 12446 | 1890.476 | 1124.7725
| 12447 | 1890.4207 | 1124.7725
| 12448 | 1890.3858 | 1124.7725
| 12449 | 1890.3191 | 1124.7725
| 12450 | 1890.2106 | 1124.7725
| 12451 | 1890.1371 | 1124.7725
| 12452 | 1890.0725 | 1124.7725
| 12453 | 1889.9812 | 1124.7725
| 12454 | 1889.8935 | 1124.7725
| 12455 | 1889.835 | 1124.7725
| 12456 | 1889.7506 | 1124.7725
| 12457 | 1889.7215 | 1124.7725
| 12458 | 1889.6706 | 1124.7725
| 12459 | 1889.5301 | 1124.7725
| 12460 | 1889.4677 | 1124.7725
| 12461 | 1889.3594 | 1124.7725
| 12462 | 1889.3012 | 1124.7725
| 12463 | 1889.225 | 1124.7725
| 12464 | 1889.133 | 1124.7725
| 12465 | 1889.0618 | 1124.7725
| 12466 | 1888.9995 | 1124.7725
| 12467 | 1888.926 | 1124.7725
| 12468 | 1888.833 | 1124.7725
| 12469 | 1888.7404 | 1124.7725
| 12470 | 1888.6719 | 1124.7725
| 12471 | 1888.596 | 1124.7725
| 12472 | 1888.511 | 1124.7725
| 12473 | 1888.4524 | 1124.7725
| 12474 | 1888.3963 | 1124.7725
| 12475 | 1888.3072 | 1124.7725
| 12476 | 1888.1995 | 1124.7725
| 12477 | 1888.1308 | 1124.7725
| 12478 | 1888.0727 | 1124.7725
| 12479 | 1888.0158 | 1124.7725
| 12480 | 1887.9297 | 1124.7725
| 12481 | 1887.8502 | 1124.7725
| 12482 | 1887.7716 | 1124.7725
| 12483 | 1887.6504 | 1124.7725
| 12484 | 1887.5545 | 1124.7725
| 12485 | 1887.513 | 1124.7725
| 12486 | 1887.4402 | 1124.7725
| 12487 | 1887.3584 | 1124.7725
| 12488 | 1887.2522 | 1124.7725
| 12489 | 1887.1937 | 1124.7725
| 12490 | 1887.1039 | 1124.7725
| 12491 | 1887.0538 | 1124.7725
| 12492 | 1886.9893 | 1124.7725
| 12493 | 1886.8919 | 1124.7725
| 12494 | 1886.8175 | 1124.7725
| 12495 | 1886.7071 | 1124.7725
| 12496 | 1886.6309 | 1124.7725
| 12497 | 1886.5834 | 1124.7725
| 12498 | 1886.4991 | 1124.7725
| 12499 | 1886.4314 | 1124.7725
| 12500 | 1886.3285 | 1124.7725
| 12501 | 1886.2558 | 1124.7725
| 12502 | 1886.1615 | 1124.7725
| 12503 | 1886.0762 | 1124.7725
| 12504 | 1886.0099 | 1124.7725
| 12505 | 1885.9344 | 1124.7725
| 12506 | 1885.8365 | 1124.7725
| 12507 | 1885.7681 | 1124.7725
| 12508 | 1885.6324 | 1124.7725
| 12509 | 1885.5468 | 1124.7725
| 12510 | 1885.4368 | 1124.7725
| 12511 | 1885.3688 | 1124.7725
| 12512 | 1885.3081 | 1124.7725
| 12513 | 1885.2641 | 1124.7725
| 12514 | 1885.1901 | 1124.7725
| 12515 | 1885.1234 | 1124.7725
| 12516 | 1885.041 | 1124.7725
| 12517 | 1884.9792 | 1124.7725
| 12518 | 1884.8971 | 1124.7725
| 12519 | 1884.8561 | 1124.7725
| 12520 | 1884.7937 | 1124.7725
| 12521 | 1884.7002 | 1124.7725
| 12522 | 1884.6044 | 1124.7725
| 12523 | 1884.5186 | 1124.7725
| 12524 | 1884.4532 | 1124.7725
| 12525 | 1884.384 | 1124.7725
| 12526 | 1884.3111 | 1124.7725
| 12527 | 1884.2742 | 1124.7725
| 12528 | 1884.1767 | 1124.7725
| 12529 | 1884.1272 | 1124.7725
| 12530 | 1884.0326 | 1124.7725
| 12531 | 1883.9644 | 1124.7725
| 12532 | 1883.8806 | 1124.7725
| 12533 | 1883.8209 | 1124.7725
| 12534 | 1883.7489 | 1124.7725
| 12535 | 1883.688 | 1124.7725
| 12536 | 1883.6443 | 1124.7725
| 12537 | 1883.5662 | 1124.7725
| 12538 | 1883.4903 | 1124.7725
| 12539 | 1883.4365 | 1124.7725
| 12540 | 1883.3632 | 1124.7725
| 12541 | 1883.2585 | 1124.7725
| 12542 | 1883.2109 | 1124.7725
| 12543 | 1883.1461 | 1124.7725
| 12544 | 1883.0958 | 1124.7725
| 12545 | 1883.0511 | 1124.7725
| 12546 | 1882.9923 | 1124.7725
| 12547 | 1882.93 | 1124.7725
| 12548 | 1882.8534 | 1124.7725
| 12549 | 1882.778 | 1124.7725
| 12550 | 1882.6922 | 1124.7725
| 12551 | 1882.6015 | 1124.7725
| 12552 | 1882.5231 | 1124.7725
| 12553 | 1882.4706 | 1124.7725
| 12554 | 1882.3863 | 1124.7725
| 12555 | 1882.3296 | 1124.7725
| 12556 | 1882.2458 | 1124.7725
| 12557 | 1882.1202 | 1124.7725
| 12558 | 1882.0873 | 1124.7725
| 12559 | 1881.941 | 1124.7725
| 12560 | 1881.8664 | 1124.7725
| 12561 | 1881.7908 | 1124.7725
| 12562 | 1881.7516 | 1124.7725
| 12563 | 1881.6513 | 1124.7725
| 12564 | 1881.5331 | 1124.7725
| 12565 | 1881.448 | 1124.7725
| 12566 | 1881.3737 | 1124.7725
| 12567 | 1881.2945 | 1124.7725
| 12568 | 1881.2446 | 1124.7725
| 12569 | 1881.1633 | 1124.7725
| 12570 | 1881.1239 | 1124.7725
| 12571 | 1881.0619 | 1124.7725
| 12572 | 1880.9894 | 1124.7725
| 12573 | 1880.9275 | 1124.7725
| 12574 | 1880.8464 | 1124.7725
| 12575 | 1880.7567 | 1124.7725
| 12576 | 1880.6919 | 1124.7725
| 12577 | 1880.591 | 1124.7725
| 12578 | 1880.5116 | 1124.7725
| 12579 | 1880.4045 | 1124.7725
| 12580 | 1880.3325 | 1124.7725
| 12581 | 1880.1724 | 1124.7725
| 12582 | 1880.0776 | 1124.7725
| 12583 | 1880.0239 | 1124.7725
| 12584 | 1879.9357 | 1124.7725
| 12585 | 1879.8179 | 1124.7725
| 12586 | 1879.7205 | 1124.7725
| 12587 | 1879.6106 | 1124.7725
| 12588 | 1879.5235 | 1124.7725
| 12589 | 1879.4154 | 1124.7725
| 12590 | 1879.3647 | 1124.7725
| 12591 | 1879.2606 | 1124.7725
| 12592 | 1879.2036 | 1124.7725
| 12593 | 1879.1533 | 1124.7725
| 12594 | 1879.1052 | 1124.7725
| 12595 | 1879.0329 | 1124.7725
| 12596 | 1878.9422 | 1124.7725
| 12597 | 1878.895 | 1124.7725
| 12598 | 1878.8307 | 1124.7725
| 12599 | 1878.768 | 1124.7725
| 12600 | 1878.6952 | 1124.7725
| 12601 | 1878.6327 | 1124.7725
| 12602 | 1878.5453 | 1124.7725
| 12603 | 1878.5067 | 1124.7725
| 12604 | 1878.4634 | 1124.7725
| 12605 | 1878.315 | 1124.7725
| 12606 | 1878.2356 | 1124.7725
| 12607 | 1878.1643 | 1124.7725
| 12608 | 1878.0946 | 1124.7725
| 12609 | 1877.9314 | 1124.7725
| 12610 | 1877.8274 | 1124.7725
| 12611 | 1877.7696 | 1124.7725
| 12612 | 1877.6889 | 1124.7725
| 12613 | 1877.5891 | 1124.7725
| 12614 | 1877.4951 | 1124.7725
| 12615 | 1877.4298 | 1124.7725
| 12616 | 1877.3743 | 1124.7725
| 12617 | 1877.2811 | 1124.7725
| 12618 | 1877.2067 | 1124.7725
| 12619 | 1877.1048 | 1124.7725
| 12620 | 1877.0207 | 1124.7725
| 12621 | 1876.9152 | 1124.7725
| 12622 | 1876.8092 | 1124.7725
| 12623 | 1876.7615 | 1124.7725
| 12624 | 1876.7087 | 1124.7725
| 12625 | 1876.6313 | 1124.7725
| 12626 | 1876.5728 | 1124.7725
| 12627 | 1876.5115 | 1124.7725
| 12628 | 1876.4281 | 1124.7725
| 12629 | 1876.3473 | 1124.7725
| 12630 | 1876.2758 | 1124.7725
| 12631 | 1876.2072 | 1124.7725
| 12632 | 1876.1719 | 1124.7725
| 12633 | 1876.0612 | 1124.7725
| 12634 | 1876.0007 | 1124.7725
| 12635 | 1875.8853 | 1124.7725
| 12636 | 1875.7804 | 1124.7725
| 12637 | 1875.7089 | 1124.7725
| 12638 | 1875.6524 | 1124.7725
| 12639 | 1875.5583 | 1124.7725
| 12640 | 1875.5063 | 1124.7725
| 12641 | 1875.4412 | 1124.7725
| 12642 | 1875.3656 | 1124.7725
| 12643 | 1875.2371 | 1124.7725
| 12644 | 1875.1775 | 1124.7725
| 12645 | 1875.0595 | 1124.7725
| 12646 | 1874.9443 | 1124.7725
| 12647 | 1874.8823 | 1124.7725
| 12648 | 1874.7893 | 1124.7725
| 12649 | 1874.7044 | 1124.7725
| 12650 | 1874.5749 | 1124.7725
| 12651 | 1874.4956 | 1124.7725
| 12652 | 1874.4203 | 1124.7725
| 12653 | 1874.3543 | 1124.7725
| 12654 | 1874.2833 | 1124.7725
| 12655 | 1874.2183 | 1124.7725
| 12656 | 1874.1488 | 1124.7725
| 12657 | 1874.0291 | 1124.7725
| 12658 | 1873.9634 | 1124.7725
| 12659 | 1873.925 | 1124.7725
| 12660 | 1873.8511 | 1124.7725
| 12661 | 1873.7526 | 1124.7725
| 12662 | 1873.6479 | 1124.7725
| 12663 | 1873.5943 | 1124.7725
| 12664 | 1873.5082 | 1124.7725
| 12665 | 1873.4293 | 1124.7725
| 12666 | 1873.3439 | 1124.7725
| 12667 | 1873.2687 | 1124.7725
| 12668 | 1873.1749 | 1124.7725
| 12669 | 1873.1129 | 1124.7725
| 12670 | 1873.0498 | 1124.7725
| 12671 | 1872.9627 | 1124.7725
| 12672 | 1872.8414 | 1124.7725
| 12673 | 1872.7686 | 1124.7725
| 12674 | 1872.632 | 1124.7725
| 12675 | 1872.5607 | 1124.7725
| 12676 | 1872.4616 | 1124.7725
| 12677 | 1872.4252 | 1124.7725
| 12678 | 1872.3273 | 1124.7725
| 12679 | 1872.23 | 1124.7725
| 12680 | 1872.117 | 1124.7725
| 12681 | 1872.0357 | 1124.7725
| 12682 | 1871.8247 | 1124.7725
| 12683 | 1871.7564 | 1124.7725
| 12684 | 1871.6809 | 1124.7725
| 12685 | 1871.6438 | 1124.7725
| 12686 | 1871.5934 | 1124.7725
| 12687 | 1871.5435 | 1124.7725
| 12688 | 1871.3999 | 1124.7725
| 12689 | 1871.2781 | 1124.7725
| 12690 | 1871.1755 | 1124.7725
| 12691 | 1871.0837 | 1124.7725
| 12692 | 1871.0109 | 1124.7725
| 12693 | 1870.9193 | 1124.7725
| 12694 | 1870.8385 | 1124.7725
| 12695 | 1870.7649 | 1124.7725
| 12696 | 1870.6637 | 1124.7725
| 12697 | 1870.55 | 1124.7725
| 12698 | 1870.4359 | 1124.7725
| 12699 | 1870.3187 | 1124.7725
| 12700 | 1870.2533 | 1124.7725
| 12701 | 1870.145 | 1124.7725
| 12702 | 1870.0389 | 1124.7725
| 12703 | 1869.9426 | 1124.7725
| 12704 | 1869.8863 | 1124.7725
| 12705 | 1869.7713 | 1124.7725
| 12706 | 1869.6817 | 1124.7725
| 12707 | 1869.6151 | 1124.7725
| 12708 | 1869.5243 | 1124.7725
| 12709 | 1869.4488 | 1124.7725
| 12710 | 1869.3957 | 1124.7725
| 12711 | 1869.3162 | 1124.7725
| 12712 | 1869.2478 | 1124.7725
| 12713 | 1869.1347 | 1124.7725
| 12714 | 1869.0282 | 1124.7725
| 12715 | 1868.9539 | 1124.7725
| 12716 | 1868.8599 | 1124.7725
| 12717 | 1868.7667 | 1124.7725
| 12718 | 1868.697 | 1124.7725
| 12719 | 1868.6407 | 1124.7725
| 12720 | 1868.5818 | 1124.7725
| 12721 | 1868.5138 | 1124.7725
| 12722 | 1868.4218 | 1124.7725
| 12723 | 1868.3623 | 1124.7725
| 12724 | 1868.2745 | 1124.7725
| 12725 | 1868.204 | 1124.7725
| 12726 | 1868.107 | 1124.7725
| 12727 | 1867.9723 | 1124.7725
| 12728 | 1867.8341 | 1124.7725
| 12729 | 1867.7715 | 1124.7725
| 12730 | 1867.6793 | 1124.7725
| 12731 | 1867.6066 | 1124.7725
| 12732 | 1867.5263 | 1124.7725
| 12733 | 1867.4559 | 1124.7725
| 12734 | 1867.3889 | 1124.7725
| 12735 | 1867.3177 | 1124.7725
| 12736 | 1867.2393 | 1124.7725
| 12737 | 1867.1623 | 1124.7725
| 12738 | 1867.0661 | 1124.7725
| 12739 | 1866.9688 | 1124.7725
| 12740 | 1866.9333 | 1124.7725
| 12741 | 1866.8472 | 1124.7725
| 12742 | 1866.7495 | 1124.7725
| 12743 | 1866.6844 | 1124.7725
| 12744 | 1866.5831 | 1124.7725
| 12745 | 1866.5098 | 1124.7725
| 12746 | 1866.45 | 1124.7725
| 12747 | 1866.3682 | 1124.7725
| 12748 | 1866.32 | 1124.7725
| 12749 | 1866.2374 | 1124.7725
| 12750 | 1866.0919 | 1124.7725
| 12751 | 1866.0074 | 1124.7725
| 12752 | 1865.9526 | 1124.7725
| 12753 | 1865.8713 | 1124.7725
| 12754 | 1865.7778 | 1124.7725
| 12755 | 1865.6965 | 1124.7725
| 12756 | 1865.6419 | 1124.7725
| 12757 | 1865.5741 | 1124.7725
| 12758 | 1865.5167 | 1124.7725
| 12759 | 1865.33 | 1124.7725
| 12760 | 1865.2769 | 1124.7725
| 12761 | 1865.1268 | 1124.7725
| 12762 | 1865.0252 | 1124.7725
| 12763 | 1864.9536 | 1124.7725
| 12764 | 1864.8612 | 1124.7725
| 12765 | 1864.7852 | 1124.7725
| 12766 | 1864.7038 | 1124.7725
| 12767 | 1864.6074 | 1124.7725
| 12768 | 1864.5303 | 1124.7725
| 12769 | 1864.4086 | 1124.7725
| 12770 | 1864.3519 | 1124.7725
| 12771 | 1864.2599 | 1124.7725
| 12772 | 1864.1833 | 1124.7725
| 12773 | 1864.0845 | 1124.7725
| 12774 | 1864.0169 | 1124.7725
| 12775 | 1863.8788 | 1124.7725
| 12776 | 1863.823 | 1124.7725
| 12777 | 1863.7508 | 1124.7725
| 12778 | 1863.6913 | 1124.7725
| 12779 | 1863.5465 | 1124.7725
| 12780 | 1863.4709 | 1124.7725
| 12781 | 1863.3696 | 1124.7725
| 12782 | 1863.2896 | 1124.7725
| 12783 | 1863.2065 | 1124.7725
| 12784 | 1863.1532 | 1124.7725
| 12785 | 1863.0952 | 1124.7725
| 12786 | 1863.0099 | 1124.7725
| 12787 | 1862.8961 | 1124.7725
| 12788 | 1862.8141 | 1124.7725
| 12789 | 1862.7439 | 1124.7725
| 12790 | 1862.6539 | 1124.7725
| 12791 | 1862.5346 | 1124.7725
| 12792 | 1862.4503 | 1124.7725
| 12793 | 1862.3332 | 1124.7725
| 12794 | 1862.2566 | 1124.7725
| 12795 | 1862.1291 | 1124.7725
| 12796 | 1861.9999 | 1124.7725
| 12797 | 1861.9482 | 1124.7725
| 12798 | 1861.8799 | 1124.7725
| 12799 | 1861.7804 | 1124.7725
| 12800 | 1861.6771 | 1124.7725
| 12801 | 1861.568 | 1124.7725
| 12802 | 1861.4252 | 1124.7725
| 12803 | 1861.3062 | 1124.7725
| 12804 | 1861.1944 | 1124.7725
| 12805 | 1861.0742 | 1124.7725
| 12806 | 1861.0055 | 1124.7725
| 12807 | 1860.9008 | 1124.7725
| 12808 | 1860.7701 | 1124.7725
| 12809 | 1860.6658 | 1124.7725
| 12810 | 1860.5404 | 1124.7725
| 12811 | 1860.4246 | 1124.7725
| 12812 | 1860.3533 | 1124.7725
| 12813 | 1860.2922 | 1124.7725
| 12814 | 1860.2145 | 1124.7725
| 12815 | 1860.1725 | 1124.7725
| 12816 | 1860.0566 | 1124.7725
| 12817 | 1859.9552 | 1124.7725
| 12818 | 1859.9045 | 1124.7725
| 12819 | 1859.8611 | 1124.7725
| 12820 | 1859.7858 | 1124.7725
| 12821 | 1859.7065 | 1124.7725
| 12822 | 1859.5873 | 1124.7725
| 12823 | 1859.4652 | 1124.7725
| 12824 | 1859.3918 | 1124.7725
| 12825 | 1859.2988 | 1124.7725
| 12826 | 1859.193 | 1124.7725
| 12827 | 1859.1037 | 1124.7725
| 12828 | 1859.037 | 1124.7725
| 12829 | 1858.9551 | 1124.7725
| 12830 | 1858.8969 | 1124.7725
| 12831 | 1858.8278 | 1124.7725
| 12832 | 1858.7454 | 1124.7725
| 12833 | 1858.634 | 1124.7725
| 12834 | 1858.5178 | 1124.7725
| 12835 | 1858.4443 | 1124.7725
| 12836 | 1858.3401 | 1124.7725
| 12837 | 1858.2346 | 1124.7725
| 12838 | 1858.1346 | 1124.7725
| 12839 | 1858.0896 | 1124.7725
| 12840 | 1857.9901 | 1124.7725
| 12841 | 1857.8815 | 1124.7725
| 12842 | 1857.8276 | 1124.7725
| 12843 | 1857.7253 | 1124.7725
| 12844 | 1857.6351 | 1124.7725
| 12845 | 1857.5487 | 1124.7725
| 12846 | 1857.4352 | 1124.7725
| 12847 | 1857.3498 | 1124.7725
| 12848 | 1857.2706 | 1124.7725
| 12849 | 1857.1151 | 1124.7725
| 12850 | 1857.0124 | 1124.7725
| 12851 | 1856.8993 | 1124.7725
| 12852 | 1856.8107 | 1124.7725
| 12853 | 1856.657 | 1124.7725
| 12854 | 1856.5679 | 1124.7725
| 12855 | 1856.4943 | 1124.7725
| 12856 | 1856.4079 | 1124.7725
| 12857 | 1856.3347 | 1124.7725
| 12858 | 1856.206 | 1124.7725
| 12859 | 1856.1154 | 1124.7725
| 12860 | 1856.0183 | 1124.7725
| 12861 | 1855.958 | 1124.7725
| 12862 | 1855.889 | 1124.7725
| 12863 | 1855.8154 | 1124.7725
| 12864 | 1855.6418 | 1124.7725
| 12865 | 1855.5697 | 1124.7725
| 12866 | 1855.4971 | 1124.7725
| 12867 | 1855.3575 | 1124.7725
| 12868 | 1855.2358 | 1124.7725
| 12869 | 1855.0931 | 1124.7725
| 12870 | 1855.0112 | 1124.7725
| 12871 | 1854.9056 | 1124.7725
| 12872 | 1854.8277 | 1124.7725
| 12873 | 1854.752 | 1124.7725
| 12874 | 1854.682 | 1124.7725
| 12875 | 1854.6129 | 1124.7725
| 12876 | 1854.5239 | 1124.7725
| 12877 | 1854.425 | 1124.7725
| 12878 | 1854.3032 | 1124.7725
| 12879 | 1854.1444 | 1124.7725
| 12880 | 1854.0389 | 1124.7725
| 12881 | 1853.9326 | 1124.7725
| 12882 | 1853.7751 | 1124.7725
| 12883 | 1853.6956 | 1124.7725
| 12884 | 1853.5771 | 1124.7725
| 12885 | 1853.4528 | 1124.7725
| 12886 | 1853.3698 | 1124.7725
| 12887 | 1853.2898 | 1124.7725
| 12888 | 1853.1867 | 1124.7725
| 12889 | 1853.0602 | 1124.7725
| 12890 | 1852.931 | 1124.7725
| 12891 | 1852.8745 | 1124.7725
| 12892 | 1852.7978 | 1124.7725
| 12893 | 1852.7 | 1124.7725
| 12894 | 1852.5711 | 1124.7725
| 12895 | 1852.5009 | 1124.7725
| 12896 | 1852.4097 | 1124.7725
| 12897 | 1852.3483 | 1124.7725
| 12898 | 1852.2656 | 1124.7725
| 12899 | 1852.165 | 1124.7725
| 12900 | 1852.1234 | 1124.7725
| 12901 | 1852.0094 | 1124.7725
| 12902 | 1851.9091 | 1124.7725
| 12903 | 1851.8202 | 1124.7725
| 12904 | 1851.749 | 1124.7725
| 12905 | 1851.6319 | 1124.7725
| 12906 | 1851.5346 | 1124.7725
| 12907 | 1851.4632 | 1124.7725
| 12908 | 1851.364 | 1124.7725
| 12909 | 1851.1973 | 1124.7725
| 12910 | 1851.0882 | 1124.7725
| 12911 | 1850.9711 | 1124.7725
| 12912 | 1850.8676 | 1124.7725
| 12913 | 1850.7757 | 1124.7725
| 12914 | 1850.7325 | 1124.7725
| 12915 | 1850.6729 | 1124.7725
| 12916 | 1850.5357 | 1124.7725
| 12917 | 1850.4236 | 1124.7725
| 12918 | 1850.3913 | 1124.7725
| 12919 | 1850.2788 | 1124.7725
| 12920 | 1850.185 | 1124.7725
| 12921 | 1850.0689 | 1124.7725
| 12922 | 1849.9273 | 1124.7725
| 12923 | 1849.8179 | 1124.7725
| 12924 | 1849.632 | 1124.7725
| 12925 | 1849.5193 | 1124.7725
| 12926 | 1849.3748 | 1124.7725
| 12927 | 1849.3047 | 1124.7725
| 12928 | 1849.2005 | 1124.7725
| 12929 | 1849.1262 | 1124.7725
| 12930 | 1848.9819 | 1124.7725
| 12931 | 1848.875 | 1124.7725
| 12932 | 1848.739 | 1124.7725
| 12933 | 1848.6684 | 1124.7725
| 12934 | 1848.5711 | 1124.7725
| 12935 | 1848.4835 | 1124.7725
| 12936 | 1848.3814 | 1124.7725
| 12937 | 1848.282 | 1124.7725
| 12938 | 1848.1475 | 1124.7725
| 12939 | 1848.0504 | 1124.7725
| 12940 | 1847.9748 | 1124.7725
| 12941 | 1847.8968 | 1124.7725
| 12942 | 1847.8136 | 1124.7725
| 12943 | 1847.7097 | 1124.7725
| 12944 | 1847.6441 | 1124.7725
| 12945 | 1847.553 | 1124.7725
| 12946 | 1847.4338 | 1124.7725
| 12947 | 1847.3283 | 1124.7725
| 12948 | 1847.2604 | 1124.7725
| 12949 | 1847.1789 | 1124.7725
| 12950 | 1847.0697 | 1124.7725
| 12951 | 1846.999 | 1124.7725
| 12952 | 1846.9587 | 1124.7725
| 12953 | 1846.788 | 1124.7725
| 12954 | 1846.6761 | 1124.7725
| 12955 | 1846.6113 | 1124.7725
| 12956 | 1846.4777 | 1124.7725
| 12957 | 1846.3178 | 1124.7725
| 12958 | 1846.2288 | 1124.7725
| 12959 | 1846.1538 | 1124.7725
| 12960 | 1846.0655 | 1124.7725
| 12961 | 1845.9469 | 1124.7725
| 12962 | 1845.9155 | 1124.7725
| 12963 | 1845.8526 | 1124.7725
| 12964 | 1845.7381 | 1124.7725
| 12965 | 1845.6587 | 1124.7725
| 12966 | 1845.5888 | 1124.7725
| 12967 | 1845.468 | 1124.7725
| 12968 | 1845.3892 | 1124.7725
| 12969 | 1845.2457 | 1124.7725
| 12970 | 1845.0439 | 1124.7725
| 12971 | 1844.9347 | 1124.7725
| 12972 | 1844.8416 | 1124.7725
| 12973 | 1844.7909 | 1124.7725
| 12974 | 1844.6923 | 1124.7725
| 12975 | 1844.6199 | 1124.7725
| 12976 | 1844.4727 | 1124.7725
| 12977 | 1844.3892 | 1124.7725
| 12978 | 1844.3109 | 1124.7725
| 12979 | 1844.23 | 1124.7725
| 12980 | 1844.1443 | 1124.7725
| 12981 | 1844.0439 | 1124.7725
| 12982 | 1843.9835 | 1124.7725
| 12983 | 1843.8592 | 1124.7725
| 12984 | 1843.7297 | 1124.7725
| 12985 | 1843.6216 | 1124.7725
| 12986 | 1843.535 | 1124.7725
| 12987 | 1843.4304 | 1124.7725
| 12988 | 1843.2642 | 1124.7725
| 12989 | 1843.1721 | 1124.7725
| 12990 | 1843.0732 | 1124.7725
| 12991 | 1842.9781 | 1124.7725
| 12992 | 1842.8757 | 1124.7725
| 12993 | 1842.7819 | 1124.7725
| 12994 | 1842.6746 | 1124.7725
| 12995 | 1842.6005 | 1124.7725
| 12996 | 1842.5233 | 1124.7725
| 12997 | 1842.4025 | 1124.7725
| 12998 | 1842.2662 | 1124.7725
| 12999 | 1842.1216 | 1124.7725
| 13000 | 1841.9415 | 1124.7725
| 13001 | 1841.8749 | 1124.7725
| 13002 | 1841.7355 | 1124.7725
| 13003 | 1841.6164 | 1124.7725
| 13004 | 1841.5375 | 1124.7725
| 13005 | 1841.4534 | 1124.7725
| 13006 | 1841.3347 | 1124.7725
| 13007 | 1841.2604 | 1124.7725
| 13008 | 1841.1008 | 1124.7725
| 13009 | 1841.0175 | 1124.7725
| 13010 | 1840.9312 | 1124.7725
| 13011 | 1840.8218 | 1124.7725
| 13012 | 1840.6673 | 1124.7725
| 13013 | 1840.5654 | 1124.7725
| 13014 | 1840.4534 | 1124.7725
| 13015 | 1840.3599 | 1124.7725
| 13016 | 1840.2686 | 1124.7725
| 13017 | 1840.197 | 1124.7725
| 13018 | 1840.14 | 1124.7725
| 13019 | 1839.9952 | 1124.7725
| 13020 | 1839.8893 | 1124.7725
| 13021 | 1839.8035 | 1124.7725
| 13022 | 1839.6431 | 1124.7725
| 13023 | 1839.511 | 1124.7725
| 13024 | 1839.3629 | 1124.7725
| 13025 | 1839.2149 | 1124.7725
| 13026 | 1839.1151 | 1124.7725
| 13027 | 1839.046 | 1124.7725
| 13028 | 1838.9505 | 1124.7725
| 13029 | 1838.8933 | 1124.7725
| 13030 | 1838.7467 | 1124.7725
| 13031 | 1838.6289 | 1124.7725
| 13032 | 1838.5314 | 1124.7725
| 13033 | 1838.4678 | 1124.7725
| 13034 | 1838.3001 | 1124.7725
| 13035 | 1838.2096 | 1124.7725
| 13036 | 1838.1153 | 1124.7725
| 13037 | 1837.9986 | 1124.7725
| 13038 | 1837.856 | 1124.7725
| 13039 | 1837.7786 | 1124.7725
| 13040 | 1837.662 | 1124.7725
| 13041 | 1837.5235 | 1124.7725
| 13042 | 1837.4775 | 1124.7725
| 13043 | 1837.3836 | 1124.7725
| 13044 | 1837.3009 | 1124.7725
| 13045 | 1837.2313 | 1124.7725
| 13046 | 1837.084 | 1124.7725
| 13047 | 1837.0006 | 1124.7725
| 13048 | 1836.8865 | 1124.7725
| 13049 | 1836.8238 | 1124.7725
| 13050 | 1836.6794 | 1124.7725
| 13051 | 1836.5295 | 1124.7725
| 13052 | 1836.4261 | 1124.7725
| 13053 | 1836.3107 | 1124.7725
| 13054 | 1836.1494 | 1124.7725
| 13055 | 1836.0726 | 1124.7725
| 13056 | 1835.9658 | 1124.7725
| 13057 | 1835.8563 | 1124.7725
| 13058 | 1835.7567 | 1124.7725
| 13059 | 1835.6795 | 1124.7725
| 13060 | 1835.5662 | 1124.7725
| 13061 | 1835.4057 | 1124.7725
| 13062 | 1835.2557 | 1124.7725
| 13063 | 1835.1749 | 1124.7725
| 13064 | 1835.0631 | 1124.7725
| 13065 | 1834.9779 | 1124.7725
| 13066 | 1834.9031 | 1124.7725
| 13067 | 1834.7868 | 1124.7725
| 13068 | 1834.697 | 1124.7725
| 13069 | 1834.5903 | 1124.7725
| 13070 | 1834.5144 | 1124.7725
| 13071 | 1834.4493 | 1124.7725
| 13072 | 1834.3345 | 1124.7725
| 13073 | 1834.1827 | 1124.7725
| 13074 | 1834.0987 | 1124.7725
| 13075 | 1833.9929 | 1124.7725
| 13076 | 1833.9042 | 1124.7725
| 13077 | 1833.8142 | 1124.7725
| 13078 | 1833.6925 | 1124.7725
| 13079 | 1833.5437 | 1124.7725
| 13080 | 1833.3903 | 1124.7725
| 13081 | 1833.2206 | 1124.7725
| 13082 | 1833.0418 | 1124.7725
| 13083 | 1832.8686 | 1124.7725
| 13084 | 1832.7452 | 1124.7725
| 13085 | 1832.6796 | 1124.7725
| 13086 | 1832.4849 | 1124.7725
| 13087 | 1832.3823 | 1124.7725
| 13088 | 1832.2649 | 1124.7725
| 13089 | 1832.1263 | 1124.7725
| 13090 | 1831.9925 | 1124.7725
| 13091 | 1831.8958 | 1124.7725
| 13092 | 1831.7831 | 1124.7725
| 13093 | 1831.6126 | 1124.7725
| 13094 | 1831.5135 | 1124.7725
| 13095 | 1831.3939 | 1124.7725
| 13096 | 1831.3166 | 1124.7725
| 13097 | 1831.2476 | 1124.7725
| 13098 | 1831.074 | 1124.7725
| 13099 | 1830.9813 | 1124.7725
| 13100 | 1830.8796 | 1124.7725
| 13101 | 1830.7461 | 1124.7725
| 13102 | 1830.6658 | 1124.7725
| 13103 | 1830.5599 | 1124.7725
| 13104 | 1830.408 | 1124.7725
| 13105 | 1830.3022 | 1124.7725
| 13106 | 1830.2034 | 1124.7725
| 13107 | 1830.0845 | 1124.7725
| 13108 | 1830.0283 | 1124.7725
| 13109 | 1829.8993 | 1124.7725
| 13110 | 1829.8206 | 1124.7725
| 13111 | 1829.6776 | 1124.7725
| 13112 | 1829.5429 | 1124.7725
| 13113 | 1829.4302 | 1124.7725
| 13114 | 1829.2996 | 1124.7725
| 13115 | 1829.2416 | 1124.7725
| 13116 | 1829.0655 | 1124.7725
| 13117 | 1828.94 | 1124.7725
| 13118 | 1828.8069 | 1124.7725
| 13119 | 1828.6667 | 1124.7725
| 13120 | 1828.6117 | 1124.7725
| 13121 | 1828.4863 | 1124.7725
| 13122 | 1828.3285 | 1124.7725
| 13123 | 1828.2181 | 1124.7725
| 13124 | 1828.0328 | 1124.7725
| 13125 | 1827.88 | 1124.7725
| 13126 | 1827.7997 | 1124.7725
| 13127 | 1827.6903 | 1124.7725
| 13128 | 1827.5421 | 1124.7725
| 13129 | 1827.4797 | 1124.7725
| 13130 | 1827.3993 | 1124.7725
| 13131 | 1827.3355 | 1124.7725
| 13132 | 1827.1964 | 1124.7725
| 13133 | 1827.1125 | 1124.7725
| 13134 | 1827.0696 | 1124.7725
| 13135 | 1826.9104 | 1124.7725
| 13136 | 1826.7096 | 1124.7725
| 13137 | 1826.577 | 1124.7725
| 13138 | 1826.48 | 1124.7725
| 13139 | 1826.4225 | 1124.7725
| 13140 | 1826.2502 | 1124.7725
| 13141 | 1826.1696 | 1124.7725
| 13142 | 1826.0944 | 1124.7725
| 13143 | 1826.0048 | 1124.7725
| 13144 | 1825.9439 | 1124.7725
| 13145 | 1825.8451 | 1124.7725
| 13146 | 1825.673 | 1124.7725
| 13147 | 1825.5572 | 1124.7725
| 13148 | 1825.4566 | 1124.7725
| 13149 | 1825.3827 | 1124.7725
| 13150 | 1825.2948 | 1124.7725
| 13151 | 1825.2193 | 1124.7725
| 13152 | 1825.139 | 1124.7725
| 13153 | 1824.9647 | 1124.7725
| 13154 | 1824.8461 | 1124.7725
| 13155 | 1824.7327 | 1124.7725
| 13156 | 1824.5901 | 1124.7725
| 13157 | 1824.4371 | 1124.7725
| 13158 | 1824.3567 | 1124.7725
| 13159 | 1824.2351 | 1124.7725
| 13160 | 1824.0885 | 1124.7725
| 13161 | 1823.9385 | 1124.7725
| 13162 | 1823.7808 | 1124.7725
| 13163 | 1823.6344 | 1124.7725
| 13164 | 1823.5518 | 1124.7725
| 13165 | 1823.4485 | 1124.7725
| 13166 | 1823.3816 | 1124.7725
| 13167 | 1823.1943 | 1124.7725
| 13168 | 1823.0893 | 1124.7725
| 13169 | 1822.9406 | 1124.7725
| 13170 | 1822.7956 | 1124.7725
| 13171 | 1822.5961 | 1124.7725
| 13172 | 1822.4859 | 1124.7725
| 13173 | 1822.3189 | 1124.7725
| 13174 | 1822.2173 | 1124.7725
| 13175 | 1822.0899 | 1124.7725
| 13176 | 1821.9496 | 1124.7725
| 13177 | 1821.7988 | 1124.7725
| 13178 | 1821.652 | 1124.7725
| 13179 | 1821.5769 | 1124.7725
| 13180 | 1821.4143 | 1124.7725
| 13181 | 1821.325 | 1124.7725
| 13182 | 1821.1484 | 1124.7725
| 13183 | 1820.9978 | 1124.7725
| 13184 | 1820.8971 | 1124.7725
| 13185 | 1820.8344 | 1124.7725
| 13186 | 1820.7629 | 1124.7725
| 13187 | 1820.658 | 1124.7725
| 13188 | 1820.5541 | 1124.7725
| 13189 | 1820.3813 | 1124.7725
| 13190 | 1820.24 | 1124.7725
| 13191 | 1820.1597 | 1124.7725
| 13192 | 1820.0683 | 1124.7725
| 13193 | 1819.969 | 1124.7725
| 13194 | 1819.8292 | 1124.7725
| 13195 | 1819.7411 | 1124.7725
| 13196 | 1819.5615 | 1124.7725
| 13197 | 1819.4614 | 1124.7725
| 13198 | 1819.3155 | 1124.7725
| 13199 | 1819.2271 | 1124.7725
| 13200 | 1819.1214 | 1124.7725
| 13201 | 1819.0283 | 1124.7725
| 13202 | 1818.8688 | 1124.7725
| 13203 | 1818.7937 | 1124.7725
| 13204 | 1818.6563 | 1124.7725
| 13205 | 1818.516 | 1124.7725
| 13206 | 1818.3685 | 1124.7725
| 13207 | 1818.2248 | 1124.7725
| 13208 | 1818.1208 | 1124.7725
| 13209 | 1817.9766 | 1124.7725
| 13210 | 1817.8514 | 1124.7725
| 13211 | 1817.7287 | 1124.7725
| 13212 | 1817.6404 | 1124.7725
| 13213 | 1817.5167 | 1124.7725
| 13214 | 1817.4227 | 1124.7725
| 13215 | 1817.3178 | 1124.7725
| 13216 | 1817.1995 | 1124.7725
| 13217 | 1817.045 | 1124.7725
| 13218 | 1816.972 | 1124.7725
| 13219 | 1816.8565 | 1124.7725
| 13220 | 1816.7703 | 1124.7725
| 13221 | 1816.6301 | 1124.7725
| 13222 | 1816.4818 | 1124.7725
| 13223 | 1816.3459 | 1124.7725
| 13224 | 1816.1877 | 1124.7725
| 13225 | 1815.987 | 1124.7725
| 13226 | 1815.8884 | 1124.7725
| 13227 | 1815.7434 | 1124.7725
| 13228 | 1815.6267 | 1124.7725
| 13229 | 1815.4972 | 1124.7725
| 13230 | 1815.3985 | 1124.7725
| 13231 | 1815.2899 | 1124.7725
| 13232 | 1815.1687 | 1124.7725
| 13233 | 1815.0461 | 1124.7725
| 13234 | 1814.9297 | 1124.7725
| 13235 | 1814.8351 | 1124.7725
| 13236 | 1814.7143 | 1124.7725
| 13237 | 1814.5571 | 1124.7725
| 13238 | 1814.4016 | 1124.7725
| 13239 | 1814.2753 | 1124.7725
| 13240 | 1814.1844 | 1124.7725
| 13241 | 1814.1055 | 1124.7725
| 13242 | 1813.9955 | 1124.7725
| 13243 | 1813.9146 | 1124.7725
| 13244 | 1813.773 | 1124.7725
| 13245 | 1813.6832 | 1124.7725
| 13246 | 1813.5482 | 1124.7725
| 13247 | 1813.3807 | 1124.7725
| 13248 | 1813.2845 | 1124.7725
| 13249 | 1813.1696 | 1124.7725
| 13250 | 1813.0482 | 1124.7725
| 13251 | 1812.8949 | 1124.7725
| 13252 | 1812.7578 | 1124.7725
| 13253 | 1812.6589 | 1124.7725
| 13254 | 1812.5184 | 1124.7725
| 13255 | 1812.4007 | 1124.7725
| 13256 | 1812.3192 | 1124.7725
| 13257 | 1812.1264 | 1124.7725
| 13258 | 1811.9512 | 1124.7725
| 13259 | 1811.8095 | 1124.7725
| 13260 | 1811.6987 | 1124.7725
| 13261 | 1811.5509 | 1124.7725
| 13262 | 1811.4369 | 1124.7725
| 13263 | 1811.3462 | 1124.7725
| 13264 | 1811.2602 | 1124.7725
| 13265 | 1811.0975 | 1124.7725
| 13266 | 1810.995 | 1124.7725
| 13267 | 1810.83 | 1124.7725
| 13268 | 1810.6167 | 1124.7725
| 13269 | 1810.4684 | 1124.7725
| 13270 | 1810.3368 | 1124.7725
| 13271 | 1810.2529 | 1124.7725
| 13272 | 1810.145 | 1124.7725
| 13273 | 1810.0208 | 1124.7725
| 13274 | 1809.7753 | 1124.7725
| 13275 | 1809.6116 | 1124.7725
| 13276 | 1809.3779 | 1124.7725
| 13277 | 1809.1974 | 1124.7725
| 13278 | 1808.9929 | 1124.7725
| 13279 | 1808.9202 | 1124.7725
| 13280 | 1808.8169 | 1124.7725
| 13281 | 1808.6773 | 1124.7725
| 13282 | 1808.498 | 1124.7725
| 13283 | 1808.4106 | 1124.7725
| 13284 | 1808.2784 | 1124.7725
| 13285 | 1808.1535 | 1124.7725
| 13286 | 1808.0604 | 1124.7725
| 13287 | 1807.954 | 1124.7725
| 13288 | 1807.8161 | 1124.7725
| 13289 | 1807.6728 | 1124.7725
| 13290 | 1807.5821 | 1124.7725
| 13291 | 1807.4708 | 1124.7725
| 13292 | 1807.3928 | 1124.7725
| 13293 | 1807.2832 | 1124.7725
| 13294 | 1807.1456 | 1124.7725
| 13295 | 1807.0033 | 1124.7725
| 13296 | 1806.8384 | 1124.7725
| 13297 | 1806.7283 | 1124.7725
| 13298 | 1806.5869 | 1124.7725
| 13299 | 1806.4387 | 1124.7725
| 13300 | 1806.2964 | 1124.7725
| 13301 | 1806.1375 | 1124.7725
| 13302 | 1805.994 | 1124.7725
| 13303 | 1805.9248 | 1124.7725
| 13304 | 1805.704 | 1124.7725
| 13305 | 1805.6175 | 1124.7725
| 13306 | 1805.5232 | 1124.7725
| 13307 | 1805.3467 | 1124.7725
| 13308 | 1805.2498 | 1124.7725
| 13309 | 1805.1163 | 1124.7725
| 13310 | 1804.9067 | 1124.7725
| 13311 | 1804.8051 | 1124.7725
| 13312 | 1804.7152 | 1124.7725
| 13313 | 1804.533 | 1124.7725
| 13314 | 1804.4152 | 1124.7725
| 13315 | 1804.2977 | 1124.7725
| 13316 | 1804.1061 | 1124.7725
| 13317 | 1803.9338 | 1124.7725
| 13318 | 1803.8587 | 1124.7725
| 13319 | 1803.7669 | 1124.7725
| 13320 | 1803.6839 | 1124.7725
| 13321 | 1803.5996 | 1124.7725
| 13322 | 1803.4938 | 1124.7725
| 13323 | 1803.3307 | 1124.7725
| 13324 | 1803.1802 | 1124.7725
| 13325 | 1803.0551 | 1124.7725
| 13326 | 1802.851 | 1124.7725
| 13327 | 1802.7336 | 1124.7725
| 13328 | 1802.5653 | 1124.7725
| 13329 | 1802.4718 | 1124.7725
| 13330 | 1802.2964 | 1124.7725
| 13331 | 1802.1953 | 1124.7725
| 13332 | 1802.1219 | 1124.7725
| 13333 | 1801.9531 | 1124.7725
| 13334 | 1801.8674 | 1124.7725
| 13335 | 1801.7607 | 1124.7725
| 13336 | 1801.6509 | 1124.7725
| 13337 | 1801.5268 | 1124.7725
| 13338 | 1801.399 | 1124.7725
| 13339 | 1801.3285 | 1124.7725
| 13340 | 1801.1997 | 1124.7725
| 13341 | 1801.0558 | 1124.7725
| 13342 | 1800.7893 | 1124.7725
| 13343 | 1800.6984 | 1124.7725
| 13344 | 1800.5343 | 1124.7725
| 13345 | 1800.4201 | 1124.7725
| 13346 | 1800.2704 | 1124.7725
| 13347 | 1800.1296 | 1124.7725
| 13348 | 1800.0159 | 1124.7725
| 13349 | 1799.8352 | 1124.7725
| 13350 | 1799.7203 | 1124.7725
| 13351 | 1799.6034 | 1124.7725
| 13352 | 1799.45 | 1124.7725
| 13353 | 1799.3617 | 1124.7725
| 13354 | 1799.141 | 1124.7725
| 13355 | 1799.0482 | 1124.7725
| 13356 | 1798.9532 | 1124.7725
| 13357 | 1798.7954 | 1124.7725
| 13358 | 1798.5867 | 1124.7725
| 13359 | 1798.4027 | 1124.7725
| 13360 | 1798.2738 | 1124.7725
| 13361 | 1798.1139 | 1124.7725
| 13362 | 1797.9479 | 1124.7725
| 13363 | 1797.8612 | 1124.7725
| 13364 | 1797.6139 | 1124.7725
| 13365 | 1797.5097 | 1124.7725
| 13366 | 1797.3698 | 1124.7725
| 13367 | 1797.2207 | 1124.7725
| 13368 | 1797.1242 | 1124.7725
| 13369 | 1797.0345 | 1124.7725
| 13370 | 1796.8934 | 1124.7725
| 13371 | 1796.7393 | 1124.7725
| 13372 | 1796.6303 | 1124.7725
| 13373 | 1796.4816 | 1124.7725
| 13374 | 1796.3764 | 1124.7725
| 13375 | 1796.2834 | 1124.7725
| 13376 | 1796.1224 | 1124.7725
| 13377 | 1796.013 | 1124.7725
| 13378 | 1795.8652 | 1124.7725
| 13379 | 1795.6943 | 1124.7725
| 13380 | 1795.5702 | 1124.7725
| 13381 | 1795.4745 | 1124.7725
| 13382 | 1795.4112 | 1124.7725
| 13383 | 1795.2723 | 1124.7725
| 13384 | 1795.0796 | 1124.7725
| 13385 | 1794.9022 | 1124.7725
| 13386 | 1794.7502 | 1124.7725
| 13387 | 1794.6526 | 1124.7725
| 13388 | 1794.5266 | 1124.7725
| 13389 | 1794.3049 | 1124.7725
| 13390 | 1794.1345 | 1124.7725
| 13391 | 1793.9399 | 1124.7725
| 13392 | 1793.802 | 1124.7725
| 13393 | 1793.6237 | 1124.7725
| 13394 | 1793.5218 | 1124.7725
| 13395 | 1793.3814 | 1124.7725
| 13396 | 1793.2057 | 1124.7725
| 13397 | 1793.0786 | 1124.7725
| 13398 | 1792.9187 | 1124.7725
| 13399 | 1792.799 | 1124.7725
| 13400 | 1792.6476 | 1124.7725
| 13401 | 1792.5523 | 1124.7725
| 13402 | 1792.422 | 1124.7725
| 13403 | 1792.3424 | 1124.7725
| 13404 | 1792.1586 | 1124.7725
| 13405 | 1792.0407 | 1124.7725
| 13406 | 1791.9349 | 1124.7725
| 13407 | 1791.7561 | 1124.7725
| 13408 | 1791.686 | 1124.7725
| 13409 | 1791.4927 | 1124.7725
| 13410 | 1791.2998 | 1124.7725
| 13411 | 1791.1655 | 1124.7725
| 13412 | 1791.0315 | 1124.7725
| 13413 | 1790.8486 | 1124.7725
| 13414 | 1790.7086 | 1124.7725
| 13415 | 1790.5754 | 1124.7725
| 13416 | 1790.452 | 1124.7725
| 13417 | 1790.3776 | 1124.7725
| 13418 | 1790.2602 | 1124.7725
| 13419 | 1790.1009 | 1124.7725
| 13420 | 1789.957 | 1124.7725
| 13421 | 1789.8305 | 1124.7725
| 13422 | 1789.7043 | 1124.7725
| 13423 | 1789.5633 | 1124.7725
| 13424 | 1789.3678 | 1124.7725
| 13425 | 1789.1698 | 1124.7725
| 13426 | 1789.0607 | 1124.7725
| 13427 | 1788.8588 | 1124.7725
| 13428 | 1788.7307 | 1124.7725
| 13429 | 1788.5436 | 1124.7725
| 13430 | 1788.3905 | 1124.7725
| 13431 | 1788.2685 | 1124.7725
| 13432 | 1788.1514 | 1124.7725
| 13433 | 1788.0603 | 1124.7725
| 13434 | 1787.941 | 1124.7725
| 13435 | 1787.7404 | 1124.7725
| 13436 | 1787.6745 | 1124.7725
| 13437 | 1787.4723 | 1124.7725
| 13438 | 1787.2693 | 1124.7725
| 13439 | 1787.1287 | 1124.7725
| 13440 | 1786.9704 | 1124.7725
| 13441 | 1786.8732 | 1124.7725
| 13442 | 1786.7116 | 1124.7725
| 13443 | 1786.576 | 1124.7725
| 13444 | 1786.4424 | 1124.7725
| 13445 | 1786.2892 | 1124.7725
| 13446 | 1786.2171 | 1124.7725
| 13447 | 1786.0595 | 1124.7725
| 13448 | 1785.9852 | 1124.7725
| 13449 | 1785.8501 | 1124.7725
| 13450 | 1785.7009 | 1124.7725
| 13451 | 1785.5811 | 1124.7725
| 13452 | 1785.4174 | 1124.7725
| 13453 | 1785.2845 | 1124.7725
| 13454 | 1785.0855 | 1124.7725
| 13455 | 1784.9885 | 1124.7725
| 13456 | 1784.8171 | 1124.7725
| 13457 | 1784.5698 | 1124.7725
| 13458 | 1784.3927 | 1124.7725
| 13459 | 1784.2905 | 1124.7725
| 13460 | 1784.0645 | 1124.7725
| 13461 | 1783.9767 | 1124.7725
| 13462 | 1783.7963 | 1124.7725
| 13463 | 1783.6473 | 1124.7725
| 13464 | 1783.5335 | 1124.7725
| 13465 | 1783.4055 | 1124.7725
| 13466 | 1783.2433 | 1124.7725
| 13467 | 1783.1408 | 1124.7725
| 13468 | 1783.0204 | 1124.7725
| 13469 | 1782.6848 | 1124.7725
| 13470 | 1782.5446 | 1124.7725
| 13471 | 1782.4169 | 1124.7725
| 13472 | 1782.1707 | 1124.7725
| 13473 | 1781.9629 | 1124.7725
| 13474 | 1781.791 | 1124.7725
| 13475 | 1781.633 | 1124.7725
| 13476 | 1781.4361 | 1124.7725
| 13477 | 1781.2938 | 1124.7725
| 13478 | 1781.1575 | 1124.7725
| 13479 | 1781.0104 | 1124.7725
| 13480 | 1780.9296 | 1124.7725
| 13481 | 1780.7864 | 1124.7725
| 13482 | 1780.6342 | 1124.7725
| 13483 | 1780.5017 | 1124.7725
| 13484 | 1780.3729 | 1124.7725
| 13485 | 1780.2133 | 1124.7725
| 13486 | 1780.0507 | 1124.7725
| 13487 | 1779.9121 | 1124.7725
| 13488 | 1779.6681 | 1124.7725
| 13489 | 1779.5181 | 1124.7725
| 13490 | 1779.3721 | 1124.7725
| 13491 | 1779.0473 | 1124.7725
| 13492 | 1778.9314 | 1124.7725
| 13493 | 1778.7982 | 1124.7725
| 13494 | 1778.5323 | 1124.7725
| 13495 | 1778.3949 | 1124.7725
| 13496 | 1778.2527 | 1124.7725
| 13497 | 1778.0841 | 1124.7725
| 13498 | 1777.8917 | 1124.7725
| 13499 | 1777.8135 | 1124.7725
| 13500 | 1777.6992 | 1124.7725
| 13501 | 1777.5854 | 1124.7725
| 13502 | 1777.3941 | 1124.7725
| 13503 | 1777.223 | 1124.7725
| 13504 | 1776.9979 | 1124.7725
| 13505 | 1776.7416 | 1124.7725
| 13506 | 1776.6589 | 1124.7725
| 13507 | 1776.4636 | 1124.7725
| 13508 | 1776.2337 | 1124.7725
| 13509 | 1776.0578 | 1124.7725
| 13510 | 1775.9209 | 1124.7725
| 13511 | 1775.7393 | 1124.7725
| 13512 | 1775.4966 | 1124.7725
| 13513 | 1775.3719 | 1124.7725
| 13514 | 1775.1754 | 1124.7725
| 13515 | 1774.9838 | 1124.7725
| 13516 | 1774.8284 | 1124.7725
| 13517 | 1774.6644 | 1124.7725
| 13518 | 1774.5178 | 1124.7725
| 13519 | 1774.3568 | 1124.7725
| 13520 | 1774.2228 | 1124.7725
| 13521 | 1774.094 | 1124.7725
| 13522 | 1773.9848 | 1124.7725
| 13523 | 1773.8201 | 1124.7725
| 13524 | 1773.6533 | 1124.7725
| 13525 | 1773.4881 | 1124.7725
| 13526 | 1773.3867 | 1124.7725
| 13527 | 1773.2446 | 1124.7725
| 13528 | 1772.9662 | 1124.7725
| 13529 | 1772.9022 | 1124.7725
| 13530 | 1772.754 | 1124.7725
| 13531 | 1772.6036 | 1124.7725
| 13532 | 1772.5204 | 1124.7725
| 13533 | 1772.3002 | 1124.7725
| 13534 | 1772.1698 | 1124.7725
| 13535 | 1772.0535 | 1124.7725
| 13536 | 1771.8678 | 1124.7725
| 13537 | 1771.7389 | 1124.7725
| 13538 | 1771.4794 | 1124.7725
| 13539 | 1771.3051 | 1124.7725
| 13540 | 1771.1696 | 1124.7725
| 13541 | 1771.0436 | 1124.7725
| 13542 | 1770.9666 | 1124.7725
| 13543 | 1770.8393 | 1124.7725
| 13544 | 1770.6325 | 1124.7725
| 13545 | 1770.5437 | 1124.7725
| 13546 | 1770.4123 | 1124.7725
| 13547 | 1770.3345 | 1124.7725
| 13548 | 1770.2001 | 1124.7725
| 13549 | 1769.941 | 1124.7725
| 13550 | 1769.7277 | 1124.7725
| 13551 | 1769.5814 | 1124.7725
| 13552 | 1769.4086 | 1124.7725
| 13553 | 1769.196 | 1124.7725
| 13554 | 1769.0327 | 1124.7725
| 13555 | 1768.8495 | 1124.7725
| 13556 | 1768.7186 | 1124.7725
| 13557 | 1768.5885 | 1124.7725
| 13558 | 1768.472 | 1124.7725
| 13559 | 1768.3119 | 1124.7725
| 13560 | 1768.1795 | 1124.7725
| 13561 | 1767.9745 | 1124.7725
| 13562 | 1767.8368 | 1124.7725
| 13563 | 1767.6745 | 1124.7725
| 13564 | 1767.4814 | 1124.7725
| 13565 | 1767.2601 | 1124.7725
| 13566 | 1767.1235 | 1124.7725
| 13567 | 1767.0076 | 1124.7725
| 13568 | 1766.8358 | 1124.7725
| 13569 | 1766.6711 | 1124.7725
| 13570 | 1766.4847 | 1124.7725
| 13571 | 1766.3643 | 1124.7725
| 13572 | 1766.2545 | 1124.7725
| 13573 | 1766.0851 | 1124.7725
| 13574 | 1765.9436 | 1124.7725
| 13575 | 1765.7771 | 1124.7725
| 13576 | 1765.6396 | 1124.7725
| 13577 | 1765.4697 | 1124.7725
| 13578 | 1765.2958 | 1124.7725
| 13579 | 1765.1849 | 1124.7725
| 13580 | 1765.0613 | 1124.7725
| 13581 | 1764.9135 | 1124.7725
| 13582 | 1764.7717 | 1124.7725
| 13583 | 1764.6239 | 1124.7725
| 13584 | 1764.3988 | 1124.7725
| 13585 | 1764.2894 | 1124.7725
| 13586 | 1764.1738 | 1124.7725
| 13587 | 1763.9991 | 1124.7725
| 13588 | 1763.8188 | 1124.7725
| 13589 | 1763.7101 | 1124.7725
| 13590 | 1763.581 | 1124.7725
| 13591 | 1763.4311 | 1124.7725
| 13592 | 1763.2912 | 1124.7725
| 13593 | 1763.0936 | 1124.7725
| 13594 | 1762.9801 | 1124.7725
| 13595 | 1762.8056 | 1124.7725
| 13596 | 1762.6489 | 1124.7725
| 13597 | 1762.5363 | 1124.7725
| 13598 | 1762.3799 | 1124.7725
| 13599 | 1762.2638 | 1124.7725
| 13600 | 1762.1423 | 1124.7725
| 13601 | 1761.9463 | 1124.7725
| 13602 | 1761.7993 | 1124.7725
| 13603 | 1761.6105 | 1124.7725
| 13604 | 1761.4496 | 1124.7725
| 13605 | 1761.2882 | 1124.7725
| 13606 | 1761.0909 | 1124.7725
| 13607 | 1760.8901 | 1124.7725
| 13608 | 1760.7807 | 1124.7725
| 13609 | 1760.6024 | 1124.7725
| 13610 | 1760.3821 | 1124.7725
| 13611 | 1760.2192 | 1124.7725
| 13612 | 1760.0375 | 1124.7725
| 13613 | 1759.82 | 1124.7725
| 13614 | 1759.6766 | 1124.7725
| 13615 | 1759.5638 | 1124.7725
| 13616 | 1759.4602 | 1124.7725
| 13617 | 1759.2391 | 1124.7725
| 13618 | 1759.134 | 1124.7725
| 13619 | 1758.9867 | 1124.7725
| 13620 | 1758.8741 | 1124.7725
| 13621 | 1758.6994 | 1124.7725
| 13622 | 1758.4582 | 1124.7725
| 13623 | 1758.3002 | 1124.7725
| 13624 | 1758.1282 | 1124.7725
| 13625 | 1757.9738 | 1124.7725
| 13626 | 1757.7774 | 1124.7725
| 13627 | 1757.5975 | 1124.7725
| 13628 | 1757.3032 | 1124.7725
| 13629 | 1757.105 | 1124.7725
| 13630 | 1756.8949 | 1124.7725
| 13631 | 1756.7385 | 1124.7725
| 13632 | 1756.6288 | 1124.7725
| 13633 | 1756.4316 | 1124.7725
| 13634 | 1756.3 | 1124.7725
| 13635 | 1756.1515 | 1124.7725
| 13636 | 1755.9568 | 1124.7725
| 13637 | 1755.8244 | 1124.7725
| 13638 | 1755.6106 | 1124.7725
| 13639 | 1755.3558 | 1124.7725
| 13640 | 1755.2054 | 1124.7725
| 13641 | 1755.0498 | 1124.7725
| 13642 | 1754.9281 | 1124.7725
| 13643 | 1754.6707 | 1124.7725
| 13644 | 1754.5546 | 1124.7725
| 13645 | 1754.3823 | 1124.7725
| 13646 | 1754.1678 | 1124.7725
| 13647 | 1754.0554 | 1124.7725
| 13648 | 1753.962 | 1124.7725
| 13649 | 1753.7 | 1124.7725
| 13650 | 1753.4525 | 1124.7725
| 13651 | 1753.2552 | 1124.7725
| 13652 | 1753.0391 | 1124.7725
| 13653 | 1752.8901 | 1124.7725
| 13654 | 1752.7245 | 1124.7725
| 13655 | 1752.433 | 1124.7725
| 13656 | 1752.2454 | 1124.7725
| 13657 | 1752.0804 | 1124.7725
| 13658 | 1751.9675 | 1124.7725
| 13659 | 1751.777 | 1124.7725
| 13660 | 1751.6194 | 1124.7725
| 13661 | 1751.5009 | 1124.7725
| 13662 | 1751.2225 | 1124.7725
| 13663 | 1751.057 | 1124.7725
| 13664 | 1750.91 | 1124.7725
| 13665 | 1750.7427 | 1124.7725
| 13666 | 1750.5328 | 1124.7725
| 13667 | 1750.3729 | 1124.7725
| 13668 | 1750.2324 | 1124.7725
| 13669 | 1750.0842 | 1124.7725
| 13670 | 1749.91 | 1124.7725
| 13671 | 1749.7775 | 1124.7725
| 13672 | 1749.6448 | 1124.7725
| 13673 | 1749.4592 | 1124.7725
| 13674 | 1749.4031 | 1124.7725
| 13675 | 1749.2461 | 1124.7725
| 13676 | 1749.1261 | 1124.7725
| 13677 | 1748.971 | 1124.7725
| 13678 | 1748.7354 | 1124.7725
| 13679 | 1748.4373 | 1124.7725
| 13680 | 1748.3075 | 1124.7725
| 13681 | 1748.1734 | 1124.7725
| 13682 | 1748.0234 | 1124.7725
| 13683 | 1747.8459 | 1124.7725
| 13684 | 1747.6719 | 1124.7725
| 13685 | 1747.3595 | 1124.7725
| 13686 | 1747.152 | 1124.7725
| 13687 | 1746.9738 | 1124.7725
| 13688 | 1746.7686 | 1124.7725
| 13689 | 1746.5643 | 1124.7725
| 13690 | 1746.3699 | 1124.7725
| 13691 | 1746.2036 | 1124.7725
| 13692 | 1746.0427 | 1124.7725
| 13693 | 1745.8681 | 1124.7725
| 13694 | 1745.6846 | 1124.7725
| 13695 | 1745.4959 | 1124.7725
| 13696 | 1745.2717 | 1124.7725
| 13697 | 1745.0162 | 1124.7725
| 13698 | 1744.7605 | 1124.7725
| 13699 | 1744.6649 | 1124.7725
| 13700 | 1744.4177 | 1124.7725
| 13701 | 1744.2833 | 1124.7725
| 13702 | 1744.0803 | 1124.7725
| 13703 | 1743.9271 | 1124.7725
| 13704 | 1743.7539 | 1124.7725
| 13705 | 1743.5022 | 1124.7725
| 13706 | 1743.35 | 1124.7725
| 13707 | 1743.17 | 1124.7725
| 13708 | 1742.9612 | 1124.7725
| 13709 | 1742.7616 | 1124.7725
| 13710 | 1742.5431 | 1124.7725
| 13711 | 1742.3532 | 1124.7725
| 13712 | 1742.2547 | 1124.7725
| 13713 | 1742.1911 | 1124.7725
| 13714 | 1741.9301 | 1124.7725
| 13715 | 1741.6972 | 1124.7725
| 13716 | 1741.587 | 1124.7725
| 13717 | 1741.3849 | 1124.7725
| 13718 | 1741.111 | 1124.7725
| 13719 | 1740.966 | 1124.7725
| 13720 | 1740.7344 | 1124.7725
| 13721 | 1740.5308 | 1124.7725
| 13722 | 1740.3201 | 1124.7725
| 13723 | 1740.1904 | 1124.7725
| 13724 | 1740.0228 | 1124.7725
| 13725 | 1739.8983 | 1124.7725
| 13726 | 1739.6733 | 1124.7725
| 13727 | 1739.52 | 1124.7725
| 13728 | 1739.3671 | 1124.7725
| 13729 | 1739.2435 | 1124.7725
| 13730 | 1739.1615 | 1124.7725
| 13731 | 1739.0054 | 1124.7725
| 13732 | 1738.9091 | 1124.7725
| 13733 | 1738.6979 | 1124.7725
| 13734 | 1738.5267 | 1124.7725
| 13735 | 1738.3318 | 1124.7725
| 13736 | 1738.1844 | 1124.7725
| 13737 | 1737.9737 | 1124.7725
| 13738 | 1737.7882 | 1124.7725
| 13739 | 1737.6513 | 1124.7725
| 13740 | 1737.5349 | 1124.7725
| 13741 | 1737.3668 | 1124.7725
| 13742 | 1737.1828 | 1124.7725
| 13743 | 1737.0657 | 1124.7725
| 13744 | 1736.9299 | 1124.7725
| 13745 | 1736.7309 | 1124.7725
| 13746 | 1736.5447 | 1124.7725
| 13747 | 1736.3873 | 1124.7725
| 13748 | 1736.24 | 1124.7725
| 13749 | 1736.0272 | 1124.7725
| 13750 | 1735.9204 | 1124.7725
| 13751 | 1735.7843 | 1124.7725
| 13752 | 1735.6793 | 1124.7725
| 13753 | 1735.4533 | 1124.7725
| 13754 | 1735.2665 | 1124.7725
| 13755 | 1735.0915 | 1124.7725
| 13756 | 1734.9066 | 1124.7725
| 13757 | 1734.7369 | 1124.7725
| 13758 | 1734.4296 | 1124.7725
| 13759 | 1734.2369 | 1124.7725
| 13760 | 1734.0948 | 1124.7725
| 13761 | 1733.8163 | 1124.7725
| 13762 | 1733.6404 | 1124.7725
| 13763 | 1733.488 | 1124.7725
| 13764 | 1733.3025 | 1124.7725
| 13765 | 1733.172 | 1124.7725
| 13766 | 1733.0219 | 1124.7725
| 13767 | 1732.8736 | 1124.7725
| 13768 | 1732.7698 | 1124.7725
| 13769 | 1732.5196 | 1124.7725
| 13770 | 1732.1772 | 1124.7725
| 13771 | 1732.0354 | 1124.7725
| 13772 | 1731.7911 | 1124.7725
| 13773 | 1731.6367 | 1124.7725
| 13774 | 1731.4577 | 1124.7725
| 13775 | 1731.2817 | 1124.7725
| 13776 | 1731.1461 | 1124.7725
| 13777 | 1731.0217 | 1124.7725
| 13778 | 1730.8795 | 1124.7725
| 13779 | 1730.7327 | 1124.7725
| 13780 | 1730.5567 | 1124.7725
| 13781 | 1730.3645 | 1124.7725
| 13782 | 1730.1609 | 1124.7725
| 13783 | 1730.0124 | 1124.7725
| 13784 | 1729.8972 | 1124.7725
| 13785 | 1729.7182 | 1124.7725
| 13786 | 1729.5393 | 1124.7725
| 13787 | 1729.4119 | 1124.7725
| 13788 | 1729.1769 | 1124.7725
| 13789 | 1728.9462 | 1124.7725
| 13790 | 1728.8121 | 1124.7725
| 13791 | 1728.6589 | 1124.7725
| 13792 | 1728.383 | 1124.7725
| 13793 | 1728.1835 | 1124.7725
| 13794 | 1727.9764 | 1124.7725
| 13795 | 1727.8698 | 1124.7725
| 13796 | 1727.6691 | 1124.7725
| 13797 | 1727.5274 | 1124.7725
| 13798 | 1727.3562 | 1124.7725
| 13799 | 1727.2744 | 1124.7725
| 13800 | 1727.0656 | 1124.7725
| 13801 | 1726.8844 | 1124.7725
| 13802 | 1726.598 | 1124.7725
| 13803 | 1726.4827 | 1124.7725
| 13804 | 1726.2742 | 1124.7725
| 13805 | 1726.0834 | 1124.7725
| 13806 | 1726.014 | 1124.7725
| 13807 | 1725.8591 | 1124.7725
| 13808 | 1725.6489 | 1124.7725
| 13809 | 1725.4766 | 1124.7725
| 13810 | 1725.1998 | 1124.7725
| 13811 | 1725.0526 | 1124.7725
| 13812 | 1724.8782 | 1124.7725
| 13813 | 1724.7322 | 1124.7725
| 13814 | 1724.5777 | 1124.7725
| 13815 | 1724.4602 | 1124.7725
| 13816 | 1724.2381 | 1124.7725
| 13817 | 1723.9718 | 1124.7725
| 13818 | 1723.7912 | 1124.7725
| 13819 | 1723.5819 | 1124.7725
| 13820 | 1723.415 | 1124.7725
| 13821 | 1723.1439 | 1124.7725
| 13822 | 1722.9337 | 1124.7725
| 13823 | 1722.8084 | 1124.7725
| 13824 | 1722.5061 | 1124.7725
| 13825 | 1722.3642 | 1124.7725
| 13826 | 1722.2293 | 1124.7725
| 13827 | 1722.0661 | 1124.7725
| 13828 | 1721.9104 | 1124.7725
| 13829 | 1721.7904 | 1124.7725
| 13830 | 1721.487 | 1124.7725
| 13831 | 1721.1861 | 1124.7725
| 13832 | 1721.0682 | 1124.7725
| 13833 | 1720.9223 | 1124.7725
| 13834 | 1720.7458 | 1124.7725
| 13835 | 1720.6229 | 1124.7725
| 13836 | 1720.4943 | 1124.7725
| 13837 | 1720.2996 | 1124.7725
| 13838 | 1720.1719 | 1124.7725
| 13839 | 1719.9724 | 1124.7725
| 13840 | 1719.7361 | 1124.7725
| 13841 | 1719.5412 | 1124.7725
| 13842 | 1719.2827 | 1124.7725
| 13843 | 1719.0834 | 1124.7725
| 13844 | 1718.8479 | 1124.7725
| 13845 | 1718.5608 | 1124.7725
| 13846 | 1718.3574 | 1124.7725
| 13847 | 1718.2092 | 1124.7725
| 13848 | 1718.112 | 1124.7725
| 13849 | 1717.9486 | 1124.7725
| 13850 | 1717.8539 | 1124.7725
| 13851 | 1717.583 | 1124.7725
| 13852 | 1717.4198 | 1124.7725
| 13853 | 1717.2793 | 1124.7725
| 13854 | 1717.1122 | 1124.7725
| 13855 | 1716.8686 | 1124.7725
| 13856 | 1716.6926 | 1124.7725
| 13857 | 1716.5205 | 1124.7725
| 13858 | 1716.3894 | 1124.7725
| 13859 | 1716.1897 | 1124.7725
| 13860 | 1715.9785 | 1124.7725
| 13861 | 1715.7677 | 1124.7725
| 13862 | 1715.6174 | 1124.7725
| 13863 | 1715.4958 | 1124.7725
| 13864 | 1715.2609 | 1124.7725
| 13865 | 1715.0719 | 1124.7725
| 13866 | 1714.8196 | 1124.7725
| 13867 | 1714.7042 | 1124.7725
| 13868 | 1714.4823 | 1124.7725
| 13869 | 1714.3227 | 1124.7725
| 13870 | 1714.12 | 1124.7725
| 13871 | 1713.8916 | 1124.7725
| 13872 | 1713.7721 | 1124.7725
| 13873 | 1713.5994 | 1124.7725
| 13874 | 1713.3458 | 1124.7725
| 13875 | 1713.1236 | 1124.7725
| 13876 | 1713.0101 | 1124.7725
| 13877 | 1712.7914 | 1124.7725
| 13878 | 1712.7214 | 1124.7725
| 13879 | 1712.5679 | 1124.7725
| 13880 | 1712.288 | 1124.7725
| 13881 | 1712.1432 | 1124.7725
| 13882 | 1711.9699 | 1124.7725
| 13883 | 1711.7602 | 1124.7725
| 13884 | 1711.6167 | 1124.7725
| 13885 | 1711.3729 | 1124.7725
| 13886 | 1711.188 | 1124.7725
| 13887 | 1710.972 | 1124.7725
| 13888 | 1710.8095 | 1124.7725
| 13889 | 1710.6178 | 1124.7725
| 13890 | 1710.5124 | 1124.7725
| 13891 | 1710.2408 | 1124.7725
| 13892 | 1710.0264 | 1124.7725
| 13893 | 1709.7858 | 1124.7725
| 13894 | 1709.5855 | 1124.7725
| 13895 | 1709.4599 | 1124.7725
| 13896 | 1709.2814 | 1124.7725
| 13897 | 1709.025 | 1124.7725
| 13898 | 1708.7404 | 1124.7725
| 13899 | 1708.5719 | 1124.7725
| 13900 | 1708.496 | 1124.7725
| 13901 | 1708.3272 | 1124.7725
| 13902 | 1708.1438 | 1124.7725
| 13903 | 1707.9516 | 1124.7725
| 13904 | 1707.797 | 1124.7725
| 13905 | 1707.5254 | 1124.7725
| 13906 | 1707.3897 | 1124.7725
| 13907 | 1707.2458 | 1124.7725
| 13908 | 1707.0139 | 1124.7725
| 13909 | 1706.7882 | 1124.7725
| 13910 | 1706.6136 | 1124.7725
| 13911 | 1706.3539 | 1124.7725
| 13912 | 1706.0701 | 1124.7725
| 13913 | 1705.8661 | 1124.7725
| 13914 | 1705.7451 | 1124.7725
| 13915 | 1705.6429 | 1124.7725
| 13916 | 1705.468 | 1124.7725
| 13917 | 1705.2855 | 1124.7725
| 13918 | 1705.1252 | 1124.7725
| 13919 | 1704.8566 | 1124.7725
| 13920 | 1704.7055 | 1124.7725
| 13921 | 1704.5503 | 1124.7725
| 13922 | 1704.1477 | 1124.7725
| 13923 | 1704.0378 | 1124.7725
| 13924 | 1703.7952 | 1124.7725
| 13925 | 1703.539 | 1124.7725
| 13926 | 1703.3265 | 1124.7725
| 13927 | 1703.2183 | 1124.7725
| 13928 | 1703.068 | 1124.7725
| 13929 | 1702.8861 | 1124.7725
| 13930 | 1702.7421 | 1124.7725
| 13931 | 1702.6205 | 1124.7725
| 13932 | 1702.4025 | 1124.7725
| 13933 | 1702.2414 | 1124.7725
| 13934 | 1702.0825 | 1124.7725
| 13935 | 1701.799 | 1124.7725
| 13936 | 1701.625 | 1124.7725
| 13937 | 1701.5151 | 1124.7725
| 13938 | 1701.3577 | 1124.7725
| 13939 | 1701.2649 | 1124.7725
| 13940 | 1701.1291 | 1124.7725
| 13941 | 1700.9784 | 1124.7725
| 13942 | 1700.8431 | 1124.7725
| 13943 | 1700.6369 | 1124.7725
| 13944 | 1700.4887 | 1124.7725
| 13945 | 1700.2804 | 1124.7725
| 13946 | 1699.9267 | 1124.7725
| 13947 | 1699.7783 | 1124.7725
| 13948 | 1699.621 | 1124.7725
| 13949 | 1699.2497 | 1124.7725
| 13950 | 1699.027 | 1124.7725
| 13951 | 1698.8005 | 1124.7725
| 13952 | 1698.6338 | 1124.7725
| 13953 | 1698.4208 | 1124.7725
| 13954 | 1698.1976 | 1124.7725
| 13955 | 1698.0315 | 1124.7725
| 13956 | 1697.8552 | 1124.7725
| 13957 | 1697.6485 | 1124.7725
| 13958 | 1697.3857 | 1124.7725
| 13959 | 1697.2365 | 1124.7725
| 13960 | 1697.0431 | 1124.7725
| 13961 | 1696.8322 | 1124.7725
| 13962 | 1696.7148 | 1124.7725
| 13963 | 1696.5712 | 1124.7725
| 13964 | 1696.3816 | 1124.7725
| 13965 | 1696.1976 | 1124.7725
| 13966 | 1695.9487 | 1124.7725
| 13967 | 1695.7796 | 1124.7725
| 13968 | 1695.5299 | 1124.7725
| 13969 | 1695.3662 | 1124.7725
| 13970 | 1695.2294 | 1124.7725
| 13971 | 1695.0045 | 1124.7725
| 13972 | 1694.7572 | 1124.7725
| 13973 | 1694.61 | 1124.7725
| 13974 | 1694.5112 | 1124.7725
| 13975 | 1694.2749 | 1124.7725
| 13976 | 1694.1247 | 1124.7725
| 13977 | 1693.9257 | 1124.7725
| 13978 | 1693.8184 | 1124.7725
| 13979 | 1693.6084 | 1124.7725
| 13980 | 1693.4076 | 1124.7725
| 13981 | 1693.2514 | 1124.7725
| 13982 | 1693.0441 | 1124.7725
| 13983 | 1692.8682 | 1124.7725
| 13984 | 1692.612 | 1124.7725
| 13985 | 1692.3898 | 1124.7725
| 13986 | 1692.1953 | 1124.7725
| 13987 | 1691.9987 | 1124.7725
| 13988 | 1691.6993 | 1124.7725
| 13989 | 1691.4928 | 1124.7725
| 13990 | 1691.3348 | 1124.7725
| 13991 | 1691.1849 | 1124.7725
| 13992 | 1690.9758 | 1124.7725
| 13993 | 1690.8526 | 1124.7725
| 13994 | 1690.6703 | 1124.7725
| 13995 | 1690.4221 | 1124.7725
| 13996 | 1690.3064 | 1124.7725
| 13997 | 1690.0854 | 1124.7725
| 13998 | 1689.9146 | 1124.7725
| 13999 | 1689.7609 | 1124.7725
| 14000 | 1689.5354 | 1124.7725
| 14001 | 1689.4092 | 1124.7725
| 14002 | 1689.2498 | 1124.7725
| 14003 | 1689.0486 | 1124.7725
| 14004 | 1688.7492 | 1124.7725
| 14005 | 1688.6027 | 1124.7725
| 14006 | 1688.4166 | 1124.7725
| 14007 | 1688.0736 | 1124.7725
| 14008 | 1687.8677 | 1124.7725
| 14009 | 1687.6266 | 1124.7725
| 14010 | 1687.4065 | 1124.7725
| 14011 | 1687.2419 | 1124.7725
| 14012 | 1687.0536 | 1124.7725
| 14013 | 1686.8642 | 1124.7725
| 14014 | 1686.7335 | 1124.7725
| 14015 | 1686.5277 | 1124.7725
| 14016 | 1686.3705 | 1124.7725
| 14017 | 1686.2164 | 1124.7725
| 14018 | 1685.9877 | 1124.7725
| 14019 | 1685.6861 | 1124.7725
| 14020 | 1685.5271 | 1124.7725
| 14021 | 1685.3149 | 1124.7725
| 14022 | 1685.1017 | 1124.7725
| 14023 | 1685.004 | 1124.7725
| 14024 | 1684.9182 | 1124.7725
| 14025 | 1684.7965 | 1124.7725
| 14026 | 1684.6637 | 1124.7725
| 14027 | 1684.5188 | 1124.7725
| 14028 | 1684.3669 | 1124.7725
| 14029 | 1684.1666 | 1124.7725
| 14030 | 1683.9263 | 1124.7725
| 14031 | 1683.7363 | 1124.7725
| 14032 | 1683.588 | 1124.7725
| 14033 | 1683.297 | 1124.7725
| 14034 | 1683.1272 | 1124.7725
| 14035 | 1682.9427 | 1124.7725
| 14036 | 1682.7625 | 1124.7725
| 14037 | 1682.6333 | 1124.7725
| 14038 | 1682.337 | 1124.7725
| 14039 | 1682.172 | 1124.7725
| 14040 | 1682.028 | 1124.7725
| 14041 | 1681.8785 | 1124.7725
| 14042 | 1681.6027 | 1124.7725
| 14043 | 1681.4378 | 1124.7725
| 14044 | 1681.2763 | 1124.7725
| 14045 | 1681.124 | 1124.7725
| 14046 | 1680.9187 | 1124.7725
| 14047 | 1680.7653 | 1124.7725
| 14048 | 1680.5388 | 1124.7725
| 14049 | 1680.3388 | 1124.7725
| 14050 | 1680.0256 | 1124.7725
| 14051 | 1679.7021 | 1124.7725
| 14052 | 1679.4299 | 1124.7725
| 14053 | 1679.2154 | 1124.7725
| 14054 | 1679.0518 | 1124.7725
| 14055 | 1678.8953 | 1124.7725
| 14056 | 1678.727 | 1124.7725
| 14057 | 1678.4859 | 1124.7725
| 14058 | 1678.2375 | 1124.7725
| 14059 | 1678.0245 | 1124.7725
| 14060 | 1677.9263 | 1124.7725
| 14061 | 1677.8341 | 1124.7725
| 14062 | 1677.6173 | 1124.7725
| 14063 | 1677.3849 | 1124.7725
| 14064 | 1677.1967 | 1124.7725
| 14065 | 1677.0184 | 1124.7725
| 14066 | 1676.7876 | 1124.7725
| 14067 | 1676.554 | 1124.7725
| 14068 | 1676.3325 | 1124.7725
| 14069 | 1676.2175 | 1124.7725
| 14070 | 1676.064 | 1124.7725
| 14071 | 1675.8279 | 1124.7725
| 14072 | 1675.718 | 1124.7725
| 14073 | 1675.5431 | 1124.7725
| 14074 | 1675.2377 | 1124.7725
| 14075 | 1674.9824 | 1124.7725
| 14076 | 1674.8306 | 1124.7725
| 14077 | 1674.6388 | 1124.7725
| 14078 | 1674.3047 | 1124.7725
| 14079 | 1674.0379 | 1124.7725
| 14080 | 1673.7979 | 1124.7725
| 14081 | 1673.5892 | 1124.7725
| 14082 | 1673.3399 | 1124.7725
| 14083 | 1673.1745 | 1124.7725
| 14084 | 1673.0859 | 1124.7725
| 14085 | 1672.9302 | 1124.7725
| 14086 | 1672.6569 | 1124.7725
| 14087 | 1672.5555 | 1124.7725
| 14088 | 1672.3408 | 1124.7725
| 14089 | 1672.128 | 1124.7725
| 14090 | 1671.9509 | 1124.7725
| 14091 | 1671.6687 | 1124.7725
| 14092 | 1671.4413 | 1124.7725
| 14093 | 1671.2411 | 1124.7725
| 14094 | 1671.0897 | 1124.7725
| 14095 | 1670.8919 | 1124.7725
| 14096 | 1670.672 | 1124.7725
| 14097 | 1670.5226 | 1124.7725
| 14098 | 1670.2414 | 1124.7725
| 14099 | 1670.0331 | 1124.7725
| 14100 | 1669.7799 | 1124.7725
| 14101 | 1669.4902 | 1124.7725
| 14102 | 1669.2666 | 1124.7725
| 14103 | 1668.9831 | 1124.7725
| 14104 | 1668.7737 | 1124.7725
| 14105 | 1668.6731 | 1124.7725
| 14106 | 1668.5305 | 1124.7725
| 14107 | 1668.3499 | 1124.7725
| 14108 | 1668.1882 | 1124.7725
| 14109 | 1668.0092 | 1124.7725
| 14110 | 1667.7133 | 1124.7725
| 14111 | 1667.5542 | 1124.7725
| 14112 | 1667.3054 | 1124.7725
| 14113 | 1667.1617 | 1124.7725
| 14114 | 1666.9376 | 1124.7725
| 14115 | 1666.6465 | 1124.7725
| 14116 | 1666.4982 | 1124.7725
| 14117 | 1666.2487 | 1124.7725
| 14118 | 1666.0152 | 1124.7725
| 14119 | 1665.7184 | 1124.7725
| 14120 | 1665.5343 | 1124.7725
| 14121 | 1665.3398 | 1124.7725
| 14122 | 1665.1312 | 1124.7725
| 14123 | 1664.9534 | 1124.7725
| 14124 | 1664.7858 | 1124.7725
| 14125 | 1664.609 | 1124.7725
| 14126 | 1664.3883 | 1124.7725
| 14127 | 1664.1947 | 1124.7725
| 14128 | 1663.9576 | 1124.7725
| 14129 | 1663.7335 | 1124.7725
| 14130 | 1663.5709 | 1124.7725
| 14131 | 1663.4241 | 1124.7725
| 14132 | 1663.1429 | 1124.7725
| 14133 | 1662.8521 | 1124.7725
| 14134 | 1662.6742 | 1124.7725
| 14135 | 1662.5504 | 1124.7725
| 14136 | 1662.2728 | 1124.7725
| 14137 | 1661.9973 | 1124.7725
| 14138 | 1661.7794 | 1124.7725
| 14139 | 1661.5857 | 1124.7725
| 14140 | 1661.406 | 1124.7725
| 14141 | 1661.2227 | 1124.7725
| 14142 | 1661.0153 | 1124.7725
| 14143 | 1660.8989 | 1124.7725
| 14144 | 1660.745 | 1124.7725
| 14145 | 1660.4634 | 1124.7725
| 14146 | 1660.2677 | 1124.7725
| 14147 | 1660.1438 | 1124.7725
| 14148 | 1659.959 | 1124.7725
| 14149 | 1659.7254 | 1124.7725
| 14150 | 1659.5276 | 1124.7725
| 14151 | 1659.3682 | 1124.7725
| 14152 | 1659.2519 | 1124.7725
| 14153 | 1659.1192 | 1124.7725
| 14154 | 1658.8991 | 1124.7725
| 14155 | 1658.6654 | 1124.7725
| 14156 | 1658.4676 | 1124.7725
| 14157 | 1658.3589 | 1124.7725
| 14158 | 1658.1759 | 1124.7725
| 14159 | 1657.8407 | 1124.7725
| 14160 | 1657.6376 | 1124.7725
| 14161 | 1657.4737 | 1124.7725
| 14162 | 1657.2467 | 1124.7725
| 14163 | 1657.0411 | 1124.7725
| 14164 | 1656.8751 | 1124.7725
| 14165 | 1656.7817 | 1124.7725
| 14166 | 1656.5725 | 1124.7725
| 14167 | 1656.3659 | 1124.7725
| 14168 | 1656.1313 | 1124.7725
| 14169 | 1655.9605 | 1124.7725
| 14170 | 1655.7391 | 1124.7725
| 14171 | 1655.5315 | 1124.7725
| 14172 | 1655.3175 | 1124.7725
| 14173 | 1655.028 | 1124.7725
| 14174 | 1654.8103 | 1124.7725
| 14175 | 1654.5774 | 1124.7725
| 14176 | 1654.4676 | 1124.7725
| 14177 | 1654.3193 | 1124.7725
| 14178 | 1654.099 | 1124.7725
| 14179 | 1653.9455 | 1124.7725
| 14180 | 1653.6899 | 1124.7725
| 14181 | 1653.5448 | 1124.7725
| 14182 | 1653.4116 | 1124.7725
| 14183 | 1653.1806 | 1124.7725
| 14184 | 1652.9854 | 1124.7725
| 14185 | 1652.8068 | 1124.7725
| 14186 | 1652.6672 | 1124.7725
| 14187 | 1652.509 | 1124.7725
| 14188 | 1652.3416 | 1124.7725
| 14189 | 1652.2573 | 1124.7725
| 14190 | 1652.0615 | 1124.7725
| 14191 | 1651.8398 | 1124.7725
| 14192 | 1651.6555 | 1124.7725
| 14193 | 1651.3583 | 1124.7725
| 14194 | 1651.2099 | 1124.7725
| 14195 | 1650.9055 | 1124.7725
| 14196 | 1650.6693 | 1124.7725
| 14197 | 1650.4311 | 1124.7725
| 14198 | 1650.0123 | 1124.7725
| 14199 | 1649.7746 | 1124.7725
| 14200 | 1649.529 | 1124.7725
| 14201 | 1649.3388 | 1124.7725
| 14202 | 1649.1145 | 1124.7725
| 14203 | 1648.9309 | 1124.7725
| 14204 | 1648.7592 | 1124.7725
| 14205 | 1648.6164 | 1124.7725
| 14206 | 1648.3661 | 1124.7725
| 14207 | 1648.1879 | 1124.7725
| 14208 | 1647.9953 | 1124.7725
| 14209 | 1647.6574 | 1124.7725
| 14210 | 1647.4517 | 1124.7725
| 14211 | 1647.2023 | 1124.7725
| 14212 | 1646.972 | 1124.7725
| 14213 | 1646.7931 | 1124.7725
| 14214 | 1646.4953 | 1124.7725
| 14215 | 1646.343 | 1124.7725
| 14216 | 1646.0138 | 1124.7725
| 14217 | 1645.7539 | 1124.7725
| 14218 | 1645.5596 | 1124.7725
| 14219 | 1645.3501 | 1124.7725
| 14220 | 1645.1949 | 1124.7725
| 14221 | 1644.8097 | 1124.7725
| 14222 | 1644.5403 | 1124.7725
| 14223 | 1644.2515 | 1124.7725
| 14224 | 1643.9359 | 1124.7725
| 14225 | 1643.6574 | 1124.7725
| 14226 | 1643.373 | 1124.7725
| 14227 | 1643.1496 | 1124.7725
| 14228 | 1642.9232 | 1124.7725
| 14229 | 1642.6752 | 1124.7725
| 14230 | 1642.4723 | 1124.7725
| 14231 | 1642.2205 | 1124.7725
| 14232 | 1642.0544 | 1124.7725
| 14233 | 1641.8742 | 1124.7725
| 14234 | 1641.7263 | 1124.7725
| 14235 | 1641.478 | 1124.7725
| 14236 | 1641.1747 | 1124.7725
| 14237 | 1640.9653 | 1124.7725
| 14238 | 1640.7668 | 1124.7725
| 14239 | 1640.6029 | 1124.7725
| 14240 | 1640.3515 | 1124.7725
| 14241 | 1640.1929 | 1124.7725
| 14242 | 1640.0059 | 1124.7725
| 14243 | 1639.746 | 1124.7725
| 14244 | 1639.4547 | 1124.7725
| 14245 | 1639.1995 | 1124.7725
| 14246 | 1639.0377 | 1124.7725
| 14247 | 1638.8683 | 1124.7725
| 14248 | 1638.7629 | 1124.7725
| 14249 | 1638.5426 | 1124.7725
| 14250 | 1638.3808 | 1124.7725
| 14251 | 1638.1762 | 1124.7725
| 14252 | 1637.9054 | 1124.7725
| 14253 | 1637.7528 | 1124.7725
| 14254 | 1637.5823 | 1124.7725
| 14255 | 1637.343 | 1124.7725
| 14256 | 1637.0924 | 1124.7725
| 14257 | 1636.8099 | 1124.7725
| 14258 | 1636.6508 | 1124.7725
| 14259 | 1636.3597 | 1124.7725
| 14260 | 1636.1571 | 1124.7725
| 14261 | 1636.0015 | 1124.7725
| 14262 | 1635.7806 | 1124.7725
| 14263 | 1635.5169 | 1124.7725
| 14264 | 1635.3523 | 1124.7725
| 14265 | 1635.1016 | 1124.7725
| 14266 | 1634.789 | 1124.7725
| 14267 | 1634.611 | 1124.7725
| 14268 | 1634.3664 | 1124.7725
| 14269 | 1634.1556 | 1124.7725
| 14270 | 1633.9523 | 1124.7725
| 14271 | 1633.7234 | 1124.7725
| 14272 | 1633.4838 | 1124.7725
| 14273 | 1633.2435 | 1124.7725
| 14274 | 1633.0803 | 1124.7725
| 14275 | 1632.8285 | 1124.7725
| 14276 | 1632.5571 | 1124.7725
| 14277 | 1632.4363 | 1124.7725
| 14278 | 1632.3252 | 1124.7725
| 14279 | 1631.971 | 1124.7725
| 14280 | 1631.6625 | 1124.7725
| 14281 | 1631.396 | 1124.7725
| 14282 | 1631.1825 | 1124.7725
| 14283 | 1631.0462 | 1124.7725
| 14284 | 1630.881 | 1124.7725
| 14285 | 1630.6905 | 1124.7725
| 14286 | 1630.4591 | 1124.7725
| 14287 | 1630.1989 | 1124.7725
| 14288 | 1629.9925 | 1124.7725
| 14289 | 1629.861 | 1124.7725
| 14290 | 1629.719 | 1124.7725
| 14291 | 1629.5373 | 1124.7725
| 14292 | 1629.4569 | 1124.7725
| 14293 | 1629.2936 | 1124.7725
| 14294 | 1629.156 | 1124.7725
| 14295 | 1628.9546 | 1124.7725
| 14296 | 1628.7047 | 1124.7725
| 14297 | 1628.5864 | 1124.7725
| 14298 | 1628.3627 | 1124.7725
| 14299 | 1628.1884 | 1124.7725
| 14300 | 1627.9991 | 1124.7725
| 14301 | 1627.7798 | 1124.7725
| 14302 | 1627.538 | 1124.7725
| 14303 | 1627.3199 | 1124.7725
| 14304 | 1627.2027 | 1124.7725
| 14305 | 1626.9895 | 1124.7725
| 14306 | 1626.8063 | 1124.7725
| 14307 | 1626.5486 | 1124.7725
| 14308 | 1626.3558 | 1124.7725
| 14309 | 1626.1816 | 1124.7725
| 14310 | 1625.9866 | 1124.7725
| 14311 | 1625.8472 | 1124.7725
| 14312 | 1625.551 | 1124.7725
| 14313 | 1625.3703 | 1124.7725
| 14314 | 1625.1982 | 1124.7725
| 14315 | 1624.9576 | 1124.7725
| 14316 | 1624.6827 | 1124.7725
| 14317 | 1624.3719 | 1124.7725
| 14318 | 1624.04 | 1124.7725
| 14319 | 1623.8502 | 1124.7725
| 14320 | 1623.6771 | 1124.7725
| 14321 | 1623.4478 | 1124.7725
| 14322 | 1623.2587 | 1124.7725
| 14323 | 1622.9272 | 1124.7725
| 14324 | 1622.6048 | 1124.7725
| 14325 | 1622.3482 | 1124.7725
| 14326 | 1622.1069 | 1124.7725
| 14327 | 1621.9182 | 1124.7725
| 14328 | 1621.6824 | 1124.7725
| 14329 | 1621.4259 | 1124.7725
| 14330 | 1621.1531 | 1124.7725
| 14331 | 1620.8316 | 1124.7725
| 14332 | 1620.6497 | 1124.7725
| 14333 | 1620.3455 | 1124.7725
| 14334 | 1620.1824 | 1124.7725
| 14335 | 1620.0113 | 1124.7725
| 14336 | 1619.8735 | 1124.7725
| 14337 | 1619.7125 | 1124.7725
| 14338 | 1619.4387 | 1124.7725
| 14339 | 1619.2657 | 1124.7725
| 14340 | 1619.0725 | 1124.7725
| 14341 | 1618.8701 | 1124.7725
| 14342 | 1618.7387 | 1124.7725
| 14343 | 1618.4905 | 1124.7725
| 14344 | 1618.3415 | 1124.7725
| 14345 | 1618.0727 | 1124.7725
| 14346 | 1617.7835 | 1124.7725
| 14347 | 1617.6011 | 1124.7725
| 14348 | 1617.4008 | 1124.7725
| 14349 | 1617.2208 | 1124.7725
| 14350 | 1617.0191 | 1124.7725
| 14351 | 1616.8342 | 1124.7725
| 14352 | 1616.7081 | 1124.7725
| 14353 | 1616.4772 | 1124.7725
| 14354 | 1616.2835 | 1124.7725
| 14355 | 1616.087 | 1124.7725
| 14356 | 1615.8139 | 1124.7725
| 14357 | 1615.602 | 1124.7725
| 14358 | 1615.2903 | 1124.7725
| 14359 | 1615.1871 | 1124.7725
| 14360 | 1614.8813 | 1124.7725
| 14361 | 1614.7214 | 1124.7725
| 14362 | 1614.5888 | 1124.7725
| 14363 | 1614.2089 | 1124.7725
| 14364 | 1613.9242 | 1124.7725
| 14365 | 1613.7259 | 1124.7725
| 14366 | 1613.4077 | 1124.7725
| 14367 | 1613.1642 | 1124.7725
| 14368 | 1613.0047 | 1124.7725
| 14369 | 1612.7698 | 1124.7725
| 14370 | 1612.5621 | 1124.7725
| 14371 | 1612.4292 | 1124.7725
| 14372 | 1612.1894 | 1124.7725
| 14373 | 1611.9737 | 1124.7725
| 14374 | 1611.8814 | 1124.7725
| 14375 | 1611.6399 | 1124.7725
| 14376 | 1611.4044 | 1124.7725
| 14377 | 1611.3186 | 1124.7725
| 14378 | 1611.1447 | 1124.7725
| 14379 | 1610.9493 | 1124.7725
| 14380 | 1610.8118 | 1124.7725
| 14381 | 1610.5249 | 1124.7725
| 14382 | 1610.4186 | 1124.7725
| 14383 | 1610.1778 | 1124.7725
| 14384 | 1610.0099 | 1124.7725
| 14385 | 1609.8529 | 1124.7725
| 14386 | 1609.6739 | 1124.7725
| 14387 | 1609.4785 | 1124.7725
| 14388 | 1609.2933 | 1124.7725
| 14389 | 1609.0637 | 1124.7725
| 14390 | 1608.8599 | 1124.7725
| 14391 | 1608.7048 | 1124.7725
| 14392 | 1608.4154 | 1124.7725
| 14393 | 1608.1999 | 1124.7725
| 14394 | 1607.9643 | 1124.7725
| 14395 | 1607.8257 | 1124.7725
| 14396 | 1607.6943 | 1124.7725
| 14397 | 1607.5276 | 1124.7725
| 14398 | 1607.3283 | 1124.7725
| 14399 | 1607.1192 | 1124.7725
| 14400 | 1606.8261 | 1124.7725
| 14401 | 1606.6513 | 1124.7725
| 14402 | 1606.3692 | 1124.7725
| 14403 | 1606.0129 | 1124.7725
| 14404 | 1605.7443 | 1124.7725
| 14405 | 1605.5652 | 1124.7725
| 14406 | 1605.2665 | 1124.7725
| 14407 | 1605.1123 | 1124.7725
| 14408 | 1604.8971 | 1124.7725
| 14409 | 1604.7038 | 1124.7725
| 14410 | 1604.473 | 1124.7725
| 14411 | 1604.3612 | 1124.7725
| 14412 | 1604.2459 | 1124.7725
| 14413 | 1603.9171 | 1124.7725
| 14414 | 1603.7967 | 1124.7725
| 14415 | 1603.6037 | 1124.7725
| 14416 | 1603.3918 | 1124.7725
| 14417 | 1603.15 | 1124.7725
| 14418 | 1603.0151 | 1124.7725
| 14419 | 1602.8569 | 1124.7725
| 14420 | 1602.6592 | 1124.7725
| 14421 | 1602.4565 | 1124.7725
| 14422 | 1602.3254 | 1124.7725
| 14423 | 1602.1278 | 1124.7725
| 14424 | 1601.931 | 1124.7725
| 14425 | 1601.7445 | 1124.7725
| 14426 | 1601.5102 | 1124.7725
| 14427 | 1601.2884 | 1124.7725
| 14428 | 1601.1534 | 1124.7725
| 14429 | 1601.0142 | 1124.7725
| 14430 | 1600.8147 | 1124.7725
| 14431 | 1600.5453 | 1124.7725
| 14432 | 1600.3199 | 1124.7725
| 14433 | 1600.0817 | 1124.7725
| 14434 | 1599.7676 | 1124.7725
| 14435 | 1599.4476 | 1124.7725
| 14436 | 1599.3256 | 1124.7725
| 14437 | 1599.1863 | 1124.7725
| 14438 | 1599.0028 | 1124.7725
| 14439 | 1598.841 | 1124.7725
| 14440 | 1598.5709 | 1124.7725
| 14441 | 1598.3553 | 1124.7725
| 14442 | 1598.1081 | 1124.7725
| 14443 | 1597.9407 | 1124.7725
| 14444 | 1597.733 | 1124.7725
| 14445 | 1597.4468 | 1124.7725
| 14446 | 1597.2353 | 1124.7725
| 14447 | 1597.0718 | 1124.7725
| 14448 | 1596.9596 | 1124.7725
| 14449 | 1596.7774 | 1124.7725
| 14450 | 1596.5517 | 1124.7725
| 14451 | 1596.2216 | 1124.7725
| 14452 | 1596.0086 | 1124.7725
| 14453 | 1595.6864 | 1124.7725
| 14454 | 1595.4715 | 1124.7725
| 14455 | 1595.2051 | 1124.7725
| 14456 | 1594.9352 | 1124.7725
| 14457 | 1594.7871 | 1124.7725
| 14458 | 1594.6624 | 1124.7725
| 14459 | 1594.3459 | 1124.7725
| 14460 | 1593.9239 | 1124.7725
| 14461 | 1593.7885 | 1124.7725
| 14462 | 1593.418 | 1124.7725
| 14463 | 1593.266 | 1124.7725
| 14464 | 1592.9208 | 1124.7725
| 14465 | 1592.7391 | 1124.7725
| 14466 | 1592.5207 | 1124.7725
| 14467 | 1592.3092 | 1124.7725
| 14468 | 1591.9936 | 1124.7725
| 14469 | 1591.7925 | 1124.7725
| 14470 | 1591.6372 | 1124.7725
| 14471 | 1591.4223 | 1124.7725
| 14472 | 1591.1624 | 1124.7725
| 14473 | 1591.021 | 1124.7725
| 14474 | 1590.7441 | 1124.7725
| 14475 | 1590.5576 | 1124.7725
| 14476 | 1590.289 | 1124.7725
| 14477 | 1589.997 | 1124.7725
| 14478 | 1589.7843 | 1124.7725
| 14479 | 1589.5029 | 1124.7725
| 14480 | 1589.2409 | 1124.7725
| 14481 | 1589.1027 | 1124.7725
| 14482 | 1589.0091 | 1124.7725
| 14483 | 1588.8163 | 1124.7725
| 14484 | 1588.6105 | 1124.7725
| 14485 | 1588.4208 | 1124.7725
| 14486 | 1588.1957 | 1124.7725
| 14487 | 1587.9776 | 1124.7725
| 14488 | 1587.7471 | 1124.7725
| 14489 | 1587.4177 | 1124.7725
| 14490 | 1587.2771 | 1124.7725
| 14491 | 1587.0663 | 1124.7725
| 14492 | 1586.9112 | 1124.7725
| 14493 | 1586.6718 | 1124.7725
| 14494 | 1586.3436 | 1124.7725
| 14495 | 1586.1565 | 1124.7725
| 14496 | 1585.925 | 1124.7725
| 14497 | 1585.6726 | 1124.7725
| 14498 | 1585.4573 | 1124.7725
| 14499 | 1585.1073 | 1124.7725
| 14500 | 1584.8003 | 1124.7725
| 14501 | 1584.5683 | 1124.7725
| 14502 | 1584.3757 | 1124.7725
| 14503 | 1584.2173 | 1124.7725
| 14504 | 1584.0711 | 1124.7725
| 14505 | 1583.7803 | 1124.7725
| 14506 | 1583.6346 | 1124.7725
| 14507 | 1583.3881 | 1124.7725
| 14508 | 1583.2276 | 1124.7725
| 14509 | 1583.0823 | 1124.7725
| 14510 | 1582.9419 | 1124.7725
| 14511 | 1582.7124 | 1124.7725
| 14512 | 1582.53 | 1124.7725
| 14513 | 1582.2835 | 1124.7725
| 14514 | 1582.0391 | 1124.7725
| 14515 | 1581.7409 | 1124.7725
| 14516 | 1581.6108 | 1124.7725
| 14517 | 1581.4126 | 1124.7725
| 14518 | 1581.1998 | 1124.7725
| 14519 | 1580.9931 | 1124.7725
| 14520 | 1580.7806 | 1124.7725
| 14521 | 1580.6092 | 1124.7725
| 14522 | 1580.3364 | 1124.7725
| 14523 | 1580.1211 | 1124.7725
| 14524 | 1579.9243 | 1124.7725
| 14525 | 1579.6891 | 1124.7725
| 14526 | 1579.5479 | 1124.7725
| 14527 | 1579.3692 | 1124.7725
| 14528 | 1579.0322 | 1124.7725
| 14529 | 1578.7188 | 1124.7725
| 14530 | 1578.4736 | 1124.7725
| 14531 | 1578.346 | 1124.7725
| 14532 | 1578.2155 | 1124.7725
| 14533 | 1578.0616 | 1124.7725
| 14534 | 1577.7739 | 1124.7725
| 14535 | 1577.4983 | 1124.7725
| 14536 | 1577.2487 | 1124.7725
| 14537 | 1577.0106 | 1124.7725
| 14538 | 1576.8619 | 1124.7725
| 14539 | 1576.699 | 1124.7725
| 14540 | 1576.4805 | 1124.7725
| 14541 | 1576.3084 | 1124.7725
| 14542 | 1575.9883 | 1124.7725
| 14543 | 1575.7794 | 1124.7725
| 14544 | 1575.6219 | 1124.7725
| 14545 | 1575.4204 | 1124.7725
| 14546 | 1575.1934 | 1124.7725
| 14547 | 1575.0707 | 1124.7725
| 14548 | 1574.9225 | 1124.7725
| 14549 | 1574.6966 | 1124.7725
| 14550 | 1574.4165 | 1124.7725
| 14551 | 1574.0555 | 1124.7725
| 14552 | 1573.8542 | 1124.7725
| 14553 | 1573.71 | 1124.7725
| 14554 | 1573.5065 | 1124.7725
| 14555 | 1573.3104 | 1124.7725
| 14556 | 1572.8876 | 1124.7725
| 14557 | 1572.7054 | 1124.7725
| 14558 | 1572.5233 | 1124.7725
| 14559 | 1572.4062 | 1124.7725
| 14560 | 1572.2673 | 1124.7725
| 14561 | 1571.8541 | 1124.7725
| 14562 | 1571.5908 | 1124.7725
| 14563 | 1571.3469 | 1124.7725
| 14564 | 1571.1006 | 1124.7725
| 14565 | 1570.8103 | 1124.7725
| 14566 | 1570.4766 | 1124.7725
| 14567 | 1570.2447 | 1124.7725
| 14568 | 1570.112 | 1124.7725
| 14569 | 1569.8625 | 1124.7725
| 14570 | 1569.6792 | 1124.7725
| 14571 | 1569.3675 | 1124.7725
| 14572 | 1569.2167 | 1124.7725
| 14573 | 1569.0453 | 1124.7725
| 14574 | 1568.8886 | 1124.7725
| 14575 | 1568.8002 | 1124.7725
| 14576 | 1568.5773 | 1124.7725
| 14577 | 1568.3361 | 1124.7725
| 14578 | 1568.1549 | 1124.7725
| 14579 | 1568.0109 | 1124.7725
| 14580 | 1567.6501 | 1124.7725
| 14581 | 1567.3065 | 1124.7725
| 14582 | 1567.1328 | 1124.7725
| 14583 | 1566.871 | 1124.7725
| 14584 | 1566.4923 | 1124.7725
| 14585 | 1566.3149 | 1124.7725
| 14586 | 1566.1138 | 1124.7725
| 14587 | 1565.9146 | 1124.7725
| 14588 | 1565.7349 | 1124.7725
| 14589 | 1565.4875 | 1124.7725
| 14590 | 1565.3337 | 1124.7725
| 14591 | 1565.2004 | 1124.7725
| 14592 | 1564.8747 | 1124.7725
| 14593 | 1564.7468 | 1124.7725
| 14594 | 1564.5808 | 1124.7725
| 14595 | 1564.3572 | 1124.7725
| 14596 | 1564.2034 | 1124.7725
| 14597 | 1564.0095 | 1124.7725
| 14598 | 1563.8191 | 1124.7725
| 14599 | 1563.5681 | 1124.7725
| 14600 | 1563.236 | 1124.7725
| 14601 | 1563.1057 | 1124.7725
| 14602 | 1562.9452 | 1124.7725
| 14603 | 1562.6732 | 1124.7725
| 14604 | 1562.4964 | 1124.7725
| 14605 | 1562.3386 | 1124.7725
| 14606 | 1562.1641 | 1124.7725
| 14607 | 1561.9978 | 1124.7725
| 14608 | 1561.7988 | 1124.7725
| 14609 | 1561.6416 | 1124.7725
| 14610 | 1561.3844 | 1124.7725
| 14611 | 1561.1137 | 1124.7725
| 14612 | 1560.8731 | 1124.7725
| 14613 | 1560.5919 | 1124.7725
| 14614 | 1560.3036 | 1124.7725
| 14615 | 1560.0533 | 1124.7725
| 14616 | 1559.7365 | 1124.7725
| 14617 | 1559.4829 | 1124.7725
| 14618 | 1559.2731 | 1124.7725
| 14619 | 1559.1077 | 1124.7725
| 14620 | 1558.9082 | 1124.7725
| 14621 | 1558.75 | 1124.7725
| 14622 | 1558.5627 | 1124.7725
| 14623 | 1558.368 | 1124.7725
| 14624 | 1558.1545 | 1124.7725
| 14625 | 1557.8317 | 1124.7725
| 14626 | 1557.4984 | 1124.7725
| 14627 | 1557.2622 | 1124.7725
| 14628 | 1556.9403 | 1124.7725
| 14629 | 1556.6894 | 1124.7725
| 14630 | 1556.5248 | 1124.7725
| 14631 | 1556.2222 | 1124.7725
| 14632 | 1556.0174 | 1124.7725
| 14633 | 1555.8576 | 1124.7725
| 14634 | 1555.6035 | 1124.7725
| 14635 | 1555.3767 | 1124.7725
| 14636 | 1555.2198 | 1124.7725
| 14637 | 1555.0396 | 1124.7725
| 14638 | 1554.8053 | 1124.7725
| 14639 | 1554.5433 | 1124.7725
| 14640 | 1554.2647 | 1124.7725
| 14641 | 1554.1609 | 1124.7725
| 14642 | 1554.0101 | 1124.7725
| 14643 | 1553.8257 | 1124.7725
| 14644 | 1553.6281 | 1124.7725
| 14645 | 1553.4789 | 1124.7725
| 14646 | 1553.2923 | 1124.7725
| 14647 | 1552.9209 | 1124.7725
| 14648 | 1552.7895 | 1124.7725
| 14649 | 1552.5434 | 1124.7725
| 14650 | 1552.2879 | 1124.7725
| 14651 | 1552.0226 | 1124.7725
| 14652 | 1551.7469 | 1124.7725
| 14653 | 1551.3858 | 1124.7725
| 14654 | 1551.1329 | 1124.7725
| 14655 | 1550.9402 | 1124.7725
| 14656 | 1550.7168 | 1124.7725
| 14657 | 1550.4553 | 1124.7725
| 14658 | 1550.2877 | 1124.7725
| 14659 | 1550.0449 | 1124.7725
| 14660 | 1549.7494 | 1124.7725
| 14661 | 1549.3463 | 1124.7725
| 14662 | 1549.1561 | 1124.7725
| 14663 | 1548.9689 | 1124.7725
| 14664 | 1548.7332 | 1124.7725
| 14665 | 1548.5537 | 1124.7725
| 14666 | 1548.3024 | 1124.7725
| 14667 | 1548.1352 | 1124.7725
| 14668 | 1547.8692 | 1124.7725
| 14669 | 1547.4152 | 1124.7725
| 14670 | 1547.1581 | 1124.7725
| 14671 | 1546.9254 | 1124.7725
| 14672 | 1546.8021 | 1124.7725
| 14673 | 1546.6046 | 1124.7725
| 14674 | 1546.3305 | 1124.7725
| 14675 | 1546.0982 | 1124.7725
| 14676 | 1545.7956 | 1124.7725
| 14677 | 1545.5015 | 1124.7725
| 14678 | 1545.243 | 1124.7725
| 14679 | 1545.0395 | 1124.7725
| 14680 | 1544.8314 | 1124.7725
| 14681 | 1544.5878 | 1124.7725
| 14682 | 1544.3874 | 1124.7725
| 14683 | 1544.0838 | 1124.7725
| 14684 | 1543.8237 | 1124.7725
| 14685 | 1543.6266 | 1124.7725
| 14686 | 1543.3638 | 1124.7725
| 14687 | 1543.2404 | 1124.7725
| 14688 | 1542.9637 | 1124.7725
| 14689 | 1542.7603 | 1124.7725
| 14690 | 1542.5971 | 1124.7725
| 14691 | 1542.3246 | 1124.7725
| 14692 | 1542.1599 | 1124.7725
| 14693 | 1541.9735 | 1124.7725
| 14694 | 1541.7755 | 1124.7725
| 14695 | 1541.5283 | 1124.7725
| 14696 | 1541.3207 | 1124.7725
| 14697 | 1541.184 | 1124.7725
| 14698 | 1540.952 | 1124.7725
| 14699 | 1540.7313 | 1124.7725
| 14700 | 1540.5456 | 1124.7725
| 14701 | 1540.1925 | 1124.7725
| 14702 | 1539.9635 | 1124.7725
| 14703 | 1539.6998 | 1124.7725
| 14704 | 1539.5396 | 1124.7725
| 14705 | 1539.3859 | 1124.7725
| 14706 | 1539.1688 | 1124.7725
| 14707 | 1538.8782 | 1124.7725
| 14708 | 1538.618 | 1124.7725
| 14709 | 1538.3764 | 1124.7725
| 14710 | 1538.1055 | 1124.7725
| 14711 | 1537.8312 | 1124.7725
| 14712 | 1537.6554 | 1124.7725
| 14713 | 1537.3081 | 1124.7725
| 14714 | 1537.1131 | 1124.7725
| 14715 | 1536.8809 | 1124.7725
| 14716 | 1536.6506 | 1124.7725
| 14717 | 1536.3323 | 1124.7725
| 14718 | 1536.1905 | 1124.7725
| 14719 | 1536.0032 | 1124.7725
| 14720 | 1535.7784 | 1124.7725
| 14721 | 1535.4891 | 1124.7725
| 14722 | 1535.2892 | 1124.7725
| 14723 | 1535.1604 | 1124.7725
| 14724 | 1534.9333 | 1124.7725
| 14725 | 1534.7275 | 1124.7725
| 14726 | 1534.5342 | 1124.7725
| 14727 | 1534.2703 | 1124.7725
| 14728 | 1534.0764 | 1124.7725
| 14729 | 1533.7521 | 1124.7725
| 14730 | 1533.4749 | 1124.7725
| 14731 | 1533.3163 | 1124.7725
| 14732 | 1533.1291 | 1124.7725
| 14733 | 1532.8186 | 1124.7725
| 14734 | 1532.5445 | 1124.7725
| 14735 | 1532.319 | 1124.7725
| 14736 | 1532.0663 | 1124.7725
| 14737 | 1531.8373 | 1124.7725
| 14738 | 1531.717 | 1124.7725
| 14739 | 1531.5367 | 1124.7725
| 14740 | 1531.3931 | 1124.7725
| 14741 | 1531.0451 | 1124.7725
| 14742 | 1530.8489 | 1124.7725
| 14743 | 1530.6609 | 1124.7725
| 14744 | 1530.5062 | 1124.7725
| 14745 | 1530.2629 | 1124.7725
| 14746 | 1530.0438 | 1124.7725
| 14747 | 1529.8257 | 1124.7725
| 14748 | 1529.6099 | 1124.7725
| 14749 | 1529.447 | 1124.7725
| 14750 | 1529.2421 | 1124.7725
| 14751 | 1529.0722 | 1124.7725
| 14752 | 1528.9405 | 1124.7725
| 14753 | 1528.7741 | 1124.7725
| 14754 | 1528.4543 | 1124.7725
| 14755 | 1528.2154 | 1124.7725
| 14756 | 1528.0005 | 1124.7725
| 14757 | 1527.7977 | 1124.7725
| 14758 | 1527.5626 | 1124.7725
| 14759 | 1527.2643 | 1124.7725
| 14760 | 1527.0418 | 1124.7725
| 14761 | 1526.8254 | 1124.7725
| 14762 | 1526.6059 | 1124.7725
| 14763 | 1526.4144 | 1124.7725
| 14764 | 1526.1605 | 1124.7725
| 14765 | 1525.9286 | 1124.7725
| 14766 | 1525.6809 | 1124.7725
| 14767 | 1525.5819 | 1124.7725
| 14768 | 1525.2804 | 1124.7725
| 14769 | 1525.0589 | 1124.7725
| 14770 | 1524.7937 | 1124.7725
| 14771 | 1524.6533 | 1124.7725
| 14772 | 1524.4082 | 1124.7725
| 14773 | 1524.2588 | 1124.7725
| 14774 | 1524.0566 | 1124.7725
| 14775 | 1523.8782 | 1124.7725
| 14776 | 1523.6642 | 1124.7725
| 14777 | 1523.3909 | 1124.7725
| 14778 | 1523.1349 | 1124.7725
| 14779 | 1522.8829 | 1124.7725
| 14780 | 1522.6166 | 1124.7725
| 14781 | 1522.4022 | 1124.7725
| 14782 | 1522.1261 | 1124.7725
| 14783 | 1521.7767 | 1124.7725
| 14784 | 1521.5826 | 1124.7725
| 14785 | 1521.2445 | 1124.7725
| 14786 | 1520.9683 | 1124.7725
| 14787 | 1520.7894 | 1124.7725
| 14788 | 1520.517 | 1124.7725
| 14789 | 1520.3013 | 1124.7725
| 14790 | 1520.0019 | 1124.7725
| 14791 | 1519.7871 | 1124.7725
| 14792 | 1519.491 | 1124.7725
| 14793 | 1519.3011 | 1124.7725
| 14794 | 1519.0421 | 1124.7725
| 14795 | 1518.7868 | 1124.7725
| 14796 | 1518.4759 | 1124.7725
| 14797 | 1518.3097 | 1124.7725
| 14798 | 1518.0398 | 1124.7725
| 14799 | 1517.8672 | 1124.7725
| 14800 | 1517.6987 | 1124.7725
| 14801 | 1517.4936 | 1124.7725
| 14802 | 1517.3238 | 1124.7725
| 14803 | 1517.139 | 1124.7725
| 14804 | 1516.8855 | 1124.7725
| 14805 | 1516.5905 | 1124.7725
| 14806 | 1516.3672 | 1124.7725
| 14807 | 1516.1861 | 1124.7725
| 14808 | 1516.0447 | 1124.7725
| 14809 | 1515.767 | 1124.7725
| 14810 | 1515.5395 | 1124.7725
| 14811 | 1515.3482 | 1124.7725
| 14812 | 1515.1495 | 1124.7725
| 14813 | 1514.9625 | 1124.7725
| 14814 | 1514.7218 | 1124.7725
| 14815 | 1514.5513 | 1124.7725
| 14816 | 1514.335 | 1124.7725
| 14817 | 1514.0894 | 1124.7725
| 14818 | 1513.9613 | 1124.7725
| 14819 | 1513.6427 | 1124.7725
| 14820 | 1513.414 | 1124.7725
| 14821 | 1513.2935 | 1124.7725
| 14822 | 1513.0431 | 1124.7725
| 14823 | 1512.7242 | 1124.7725
| 14824 | 1512.5972 | 1124.7725
| 14825 | 1512.4023 | 1124.7725
| 14826 | 1512.1663 | 1124.7725
| 14827 | 1511.8201 | 1124.7725
| 14828 | 1511.6328 | 1124.7725
| 14829 | 1511.4156 | 1124.7725
| 14830 | 1511.2031 | 1124.7725
| 14831 | 1511.0705 | 1124.7725
| 14832 | 1510.9524 | 1124.7725
| 14833 | 1510.7182 | 1124.7725
| 14834 | 1510.3247 | 1124.7725
| 14835 | 1510.0846 | 1124.7725
| 14836 | 1509.7891 | 1124.7725
| 14837 | 1509.4796 | 1124.7725
| 14838 | 1509.342 | 1124.7725
| 14839 | 1509.13 | 1124.7725
| 14840 | 1508.9444 | 1124.7725
| 14841 | 1508.7034 | 1124.7725
| 14842 | 1508.5127 | 1124.7725
| 14843 | 1508.2136 | 1124.7725
| 14844 | 1508.0817 | 1124.7725
| 14845 | 1507.8538 | 1124.7725
| 14846 | 1507.6489 | 1124.7725
| 14847 | 1507.4077 | 1124.7725
| 14848 | 1507.2313 | 1124.7725
| 14849 | 1507.0571 | 1124.7725
| 14850 | 1506.8029 | 1124.7725
| 14851 | 1506.5274 | 1124.7725
| 14852 | 1506.115 | 1124.7725
| 14853 | 1505.7387 | 1124.7725
| 14854 | 1505.5007 | 1124.7725
| 14855 | 1505.1786 | 1124.7725
| 14856 | 1504.8941 | 1124.7725
| 14857 | 1504.5809 | 1124.7725
| 14858 | 1504.3913 | 1124.7725
| 14859 | 1504.1253 | 1124.7725
| 14860 | 1503.8375 | 1124.7725
| 14861 | 1503.666 | 1124.7725
| 14862 | 1503.3426 | 1124.7725
| 14863 | 1503.085 | 1124.7725
| 14864 | 1502.9005 | 1124.7725
| 14865 | 1502.7205 | 1124.7725
| 14866 | 1502.4353 | 1124.7725
| 14867 | 1502.1804 | 1124.7725
| 14868 | 1501.8184 | 1124.7725
| 14869 | 1501.4895 | 1124.7725
| 14870 | 1501.32 | 1124.7725
| 14871 | 1501.1218 | 1124.7725
| 14872 | 1500.9721 | 1124.7725
| 14873 | 1500.8158 | 1124.7725
| 14874 | 1500.6679 | 1124.7725
| 14875 | 1500.514 | 1124.7725
| 14876 | 1500.2464 | 1124.7725
| 14877 | 1500.1534 | 1124.7725
| 14878 | 1499.958 | 1124.7725
| 14879 | 1499.7542 | 1124.7725
| 14880 | 1499.5658 | 1124.7725
| 14881 | 1499.2798 | 1124.7725
| 14882 | 1499.0369 | 1124.7725
| 14883 | 1498.7901 | 1124.7725
| 14884 | 1498.4554 | 1124.7725
| 14885 | 1498.2918 | 1124.7725
| 14886 | 1498.0977 | 1124.7725
| 14887 | 1497.8556 | 1124.7725
| 14888 | 1497.5894 | 1124.7725
| 14889 | 1497.347 | 1124.7725
| 14890 | 1497.0971 | 1124.7725
| 14891 | 1496.9555 | 1124.7725
| 14892 | 1496.74 | 1124.7725
| 14893 | 1496.5569 | 1124.7725
| 14894 | 1496.3832 | 1124.7725
| 14895 | 1496.2366 | 1124.7725
| 14896 | 1496.0431 | 1124.7725
| 14897 | 1495.7606 | 1124.7725
| 14898 | 1495.5975 | 1124.7725
| 14899 | 1495.4326 | 1124.7725
| 14900 | 1495.1493 | 1124.7725
| 14901 | 1494.8299 | 1124.7725
| 14902 | 1494.5514 | 1124.7725
| 14903 | 1494.3704 | 1124.7725
| 14904 | 1494.2051 | 1124.7725
| 14905 | 1493.9127 | 1124.7725
| 14906 | 1493.6838 | 1124.7725
| 14907 | 1493.4104 | 1124.7725
| 14908 | 1493.2556 | 1124.7725
| 14909 | 1493.1065 | 1124.7725
| 14910 | 1492.787 | 1124.7725
| 14911 | 1492.2828 | 1124.7725
| 14912 | 1491.9867 | 1124.7725
| 14913 | 1491.74 | 1124.7725
| 14914 | 1491.5506 | 1124.7725
| 14915 | 1491.4442 | 1124.7725
| 14916 | 1491.2788 | 1124.7725
| 14917 | 1491.1182 | 1124.7725
| 14918 | 1490.9817 | 1124.7725
| 14919 | 1490.8244 | 1124.7725
| 14920 | 1490.6583 | 1124.7725
| 14921 | 1490.2915 | 1124.7725
| 14922 | 1490.0673 | 1124.7725
| 14923 | 1489.9043 | 1124.7725
| 14924 | 1489.7397 | 1124.7725
| 14925 | 1489.5258 | 1124.7725
| 14926 | 1489.2761 | 1124.7725
| 14927 | 1489.0003 | 1124.7725
| 14928 | 1488.7258 | 1124.7725
| 14929 | 1488.5825 | 1124.7725
| 14930 | 1488.3176 | 1124.7725
| 14931 | 1488.158 | 1124.7725
| 14932 | 1487.8953 | 1124.7725
| 14933 | 1487.7077 | 1124.7725
| 14934 | 1487.4486 | 1124.7725
| 14935 | 1487.2581 | 1124.7725
| 14936 | 1487.0014 | 1124.7725
| 14937 | 1486.8463 | 1124.7725
| 14938 | 1486.5102 | 1124.7725
| 14939 | 1486.3519 | 1124.7725
| 14940 | 1486.1805 | 1124.7725
| 14941 | 1486.0326 | 1124.7725
| 14942 | 1485.7933 | 1124.7725
| 14943 | 1485.6096 | 1124.7725
| 14944 | 1485.4154 | 1124.7725
| 14945 | 1485.105 | 1124.7725
| 14946 | 1484.7538 | 1124.7725
| 14947 | 1484.4105 | 1124.7725
| 14948 | 1484.1657 | 1124.7725
| 14949 | 1483.9802 | 1124.7725
| 14950 | 1483.6912 | 1124.7725
| 14951 | 1483.48 | 1124.7725
| 14952 | 1483.2918 | 1124.7725
| 14953 | 1483.0637 | 1124.7725
| 14954 | 1482.9011 | 1124.7725
| 14955 | 1482.6514 | 1124.7725
| 14956 | 1482.4231 | 1124.7725
| 14957 | 1482.262 | 1124.7725
| 14958 | 1482.052 | 1124.7725
| 14959 | 1481.7679 | 1124.7725
| 14960 | 1481.5824 | 1124.7725
| 14961 | 1481.3039 | 1124.7725
| 14962 | 1481.0744 | 1124.7725
| 14963 | 1480.8746 | 1124.7725
| 14964 | 1480.6281 | 1124.7725
| 14965 | 1480.4042 | 1124.7725
| 14966 | 1480.1671 | 1124.7725
| 14967 | 1479.9844 | 1124.7725
| 14968 | 1479.7743 | 1124.7725
| 14969 | 1479.5787 | 1124.7725
| 14970 | 1479.4483 | 1124.7725
| 14971 | 1479.2953 | 1124.7725
| 14972 | 1479.1349 | 1124.7725
| 14973 | 1478.9766 | 1124.7725
| 14974 | 1478.7541 | 1124.7725
| 14975 | 1478.5734 | 1124.7725
| 14976 | 1478.3138 | 1124.7725
| 14977 | 1478.1682 | 1124.7725
| 14978 | 1478.0369 | 1124.7725
| 14979 | 1477.8227 | 1124.7725
| 14980 | 1477.6074 | 1124.7725
| 14981 | 1477.2326 | 1124.7725
| 14982 | 1476.8939 | 1124.7725
| 14983 | 1476.6222 | 1124.7725
| 14984 | 1476.4994 | 1124.7725
| 14985 | 1476.284 | 1124.7725
| 14986 | 1476.0321 | 1124.7725
| 14987 | 1475.8245 | 1124.7725
| 14988 | 1475.6668 | 1124.7725
| 14989 | 1475.4212 | 1124.7725
| 14990 | 1475.1042 | 1124.7725
| 14991 | 1474.9161 | 1124.7725
| 14992 | 1474.6389 | 1124.7725
| 14993 | 1474.344 | 1124.7725
| 14994 | 1474.137 | 1124.7725
| 14995 | 1473.9683 | 1124.7725
| 14996 | 1473.7116 | 1124.7725
| 14997 | 1473.6082 | 1124.7725
| 14998 | 1473.3153 | 1124.7725
| 14999 | 1473.0999 | 1124.7725
| 15000 | 1472.9344 | 1124.7725
| 15001 | 1472.7294 | 1124.7725
| 15002 | 1472.5415 | 1124.7725
| 15003 | 1472.3533 | 1124.7725
| 15004 | 1472.127 | 1124.7725
| 15005 | 1471.9492 | 1124.7725
| 15006 | 1471.7177 | 1124.7725
| 15007 | 1471.351 | 1124.7725
| 15008 | 1471.1835 | 1124.7725
| 15009 | 1470.9017 | 1124.7725
| 15010 | 1470.634 | 1124.7725
| 15011 | 1470.4898 | 1124.7725
| 15012 | 1470.3138 | 1124.7725
| 15013 | 1470.0654 | 1124.7725
| 15014 | 1469.8658 | 1124.7725
| 15015 | 1469.7799 | 1124.7725
| 15016 | 1469.4833 | 1124.7725
| 15017 | 1469.2699 | 1124.7725
| 15018 | 1469.0642 | 1124.7725
| 15019 | 1468.7577 | 1124.7725
| 15020 | 1468.4252 | 1124.7725
| 15021 | 1468.1874 | 1124.7725
| 15022 | 1467.9531 | 1124.7725
| 15023 | 1467.7444 | 1124.7725
| 15024 | 1467.4528 | 1124.7725
| 15025 | 1467.254 | 1124.7725
| 15026 | 1467.1052 | 1124.7725
| 15027 | 1466.7658 | 1124.7725
| 15028 | 1466.4878 | 1124.7725
| 15029 | 1466.2788 | 1124.7725
| 15030 | 1466.0708 | 1124.7725
| 15031 | 1465.9134 | 1124.7725
| 15032 | 1465.695 | 1124.7725
| 15033 | 1465.4069 | 1124.7725
| 15034 | 1465.1169 | 1124.7725
| 15035 | 1464.8965 | 1124.7725
| 15036 | 1464.7871 | 1124.7725
| 15037 | 1464.535 | 1124.7725
| 15038 | 1464.2299 | 1124.7725
| 15039 | 1464.0056 | 1124.7725
| 15040 | 1463.8331 | 1124.7725
| 15041 | 1463.6381 | 1124.7725
| 15042 | 1463.4765 | 1124.7725
| 15043 | 1463.2546 | 1124.7725
| 15044 | 1462.9547 | 1124.7725
| 15045 | 1462.7778 | 1124.7725
| 15046 | 1462.3177 | 1124.7725
| 15047 | 1462.078 | 1124.7725
| 15048 | 1461.816 | 1124.7725
| 15049 | 1461.6812 | 1124.7725
| 15050 | 1461.4925 | 1124.7725
| 15051 | 1461.3609 | 1124.7725
| 15052 | 1461.1636 | 1124.7725
| 15053 | 1461.0039 | 1124.7725
| 15054 | 1460.7476 | 1124.7725
| 15055 | 1460.4565 | 1124.7725
| 15056 | 1460.2492 | 1124.7725
| 15057 | 1460.0092 | 1124.7725
| 15058 | 1459.7891 | 1124.7725
| 15059 | 1459.4249 | 1124.7725
| 15060 | 1459.2923 | 1124.7725
| 15061 | 1459.0324 | 1124.7725
| 15062 | 1458.7274 | 1124.7725
| 15063 | 1458.5806 | 1124.7725
| 15064 | 1458.4319 | 1124.7725
| 15065 | 1458.1334 | 1124.7725
| 15066 | 1457.8786 | 1124.7725
| 15067 | 1457.6305 | 1124.7725
| 15068 | 1457.3362 | 1124.7725
| 15069 | 1457.1669 | 1124.7725
| 15070 | 1456.8385 | 1124.7725
| 15071 | 1456.51 | 1124.7725
| 15072 | 1456.4346 | 1124.7725
| 15073 | 1456.2347 | 1124.7725
| 15074 | 1455.8405 | 1124.7725
| 15075 | 1455.5941 | 1124.7725
| 15076 | 1455.3175 | 1124.7725
| 15077 | 1455.1664 | 1124.7725
| 15078 | 1454.8659 | 1124.7725
| 15079 | 1454.6812 | 1124.7725
| 15080 | 1454.407 | 1124.7725
| 15081 | 1454.1438 | 1124.7725
| 15082 | 1453.9572 | 1124.7725
| 15083 | 1453.8286 | 1124.7725
| 15084 | 1453.5994 | 1124.7725
| 15085 | 1453.4415 | 1124.7725
| 15086 | 1453.2841 | 1124.7725
| 15087 | 1453.0161 | 1124.7725
| 15088 | 1452.7662 | 1124.7725
| 15089 | 1452.5192 | 1124.7725
| 15090 | 1452.3401 | 1124.7725
| 15091 | 1452.1121 | 1124.7725
| 15092 | 1451.9606 | 1124.7725
| 15093 | 1451.788 | 1124.7725
| 15094 | 1451.5249 | 1124.7725
| 15095 | 1451.3235 | 1124.7725
| 15096 | 1451.0595 | 1124.7725
| 15097 | 1450.8956 | 1124.7725
| 15098 | 1450.757 | 1124.7725
| 15099 | 1450.5871 | 1124.7725
| 15100 | 1450.2346 | 1124.7725
| 15101 | 1450.0067 | 1124.7725
| 15102 | 1449.6231 | 1124.7725
| 15103 | 1449.4176 | 1124.7725
| 15104 | 1449.1244 | 1124.7725
| 15105 | 1449.003 | 1124.7725
| 15106 | 1448.7692 | 1124.7725
| 15107 | 1448.492 | 1124.7725
| 15108 | 1448.3127 | 1124.7725
| 15109 | 1448.0684 | 1124.7725
| 15110 | 1447.7836 | 1124.7725
| 15111 | 1447.6509 | 1124.7725
| 15112 | 1447.5161 | 1124.7725
| 15113 | 1447.204 | 1124.7725
| 15114 | 1446.9453 | 1124.7725
| 15115 | 1446.759 | 1124.7725
| 15116 | 1446.5877 | 1124.7725
| 15117 | 1446.3913 | 1124.7725
| 15118 | 1446.1958 | 1124.7725
| 15119 | 1445.9874 | 1124.7725
| 15120 | 1445.7953 | 1124.7725
| 15121 | 1445.6843 | 1124.7725
| 15122 | 1445.498 | 1124.7725
| 15123 | 1445.2997 | 1124.7725
| 15124 | 1445.0259 | 1124.7725
| 15125 | 1444.8599 | 1124.7725
| 15126 | 1444.4427 | 1124.7725
| 15127 | 1444.1943 | 1124.7725
| 15128 | 1443.9454 | 1124.7725
| 15129 | 1443.7419 | 1124.7725
| 15130 | 1443.5021 | 1124.7725
| 15131 | 1443.2874 | 1124.7725
| 15132 | 1442.9943 | 1124.7725
| 15133 | 1442.7126 | 1124.7725
| 15134 | 1442.5397 | 1124.7725
| 15135 | 1442.3386 | 1124.7725
| 15136 | 1442.1082 | 1124.7725
| 15137 | 1441.7666 | 1124.7725
| 15138 | 1441.5107 | 1124.7725
| 15139 | 1441.2179 | 1124.7725
| 15140 | 1440.898 | 1124.7725
| 15141 | 1440.6866 | 1124.7725
| 15142 | 1440.3891 | 1124.7725
| 15143 | 1440.0617 | 1124.7725
| 15144 | 1439.8416 | 1124.7725
| 15145 | 1439.5363 | 1124.7725
| 15146 | 1439.3672 | 1124.7725
| 15147 | 1439.2105 | 1124.7725
| 15148 | 1438.8861 | 1124.7725
| 15149 | 1438.6735 | 1124.7725
| 15150 | 1438.571 | 1124.7725
| 15151 | 1438.2879 | 1124.7725
| 15152 | 1438.0376 | 1124.7725
| 15153 | 1437.7015 | 1124.7725
| 15154 | 1437.382 | 1124.7725
| 15155 | 1436.9594 | 1124.7725
| 15156 | 1436.8163 | 1124.7725
| 15157 | 1436.5298 | 1124.7725
| 15158 | 1436.3286 | 1124.7725
| 15159 | 1435.9998 | 1124.7725
| 15160 | 1435.8654 | 1124.7725
| 15161 | 1435.6646 | 1124.7725
| 15162 | 1435.5024 | 1124.7725
| 15163 | 1435.38 | 1124.7725
| 15164 | 1435.0151 | 1124.7725
| 15165 | 1434.7487 | 1124.7725
| 15166 | 1434.455 | 1124.7725
| 15167 | 1434.2334 | 1124.7725
| 15168 | 1433.9705 | 1124.7725
| 15169 | 1433.7243 | 1124.7725
| 15170 | 1433.4702 | 1124.7725
| 15171 | 1433.2251 | 1124.7725
| 15172 | 1432.9424 | 1124.7725
| 15173 | 1432.7746 | 1124.7725
| 15174 | 1432.6009 | 1124.7725
| 15175 | 1432.3349 | 1124.7725
| 15176 | 1432.0724 | 1124.7725
| 15177 | 1431.8549 | 1124.7725
| 15178 | 1431.6091 | 1124.7725
| 15179 | 1431.3841 | 1124.7725
| 15180 | 1431.2291 | 1124.7725
| 15181 | 1431.0887 | 1124.7725
| 15182 | 1430.8166 | 1124.7725
| 15183 | 1430.5715 | 1124.7725
| 15184 | 1430.3394 | 1124.7725
| 15185 | 1430.1566 | 1124.7725
| 15186 | 1429.8931 | 1124.7725
| 15187 | 1429.6491 | 1124.7725
| 15188 | 1429.4176 | 1124.7725
| 15189 | 1429.1804 | 1124.7725
| 15190 | 1429.0054 | 1124.7725
| 15191 | 1428.6815 | 1124.7725
| 15192 | 1428.5001 | 1124.7725
| 15193 | 1428.3286 | 1124.7725
| 15194 | 1428.1679 | 1124.7725
| 15195 | 1427.9716 | 1124.7725
| 15196 | 1427.685 | 1124.7725
| 15197 | 1427.5083 | 1124.7725
| 15198 | 1427.3317 | 1124.7725
| 15199 | 1427.0748 | 1124.7725
| 15200 | 1426.8313 | 1124.7725
| 15201 | 1426.4899 | 1124.7725
| 15202 | 1426.2353 | 1124.7725
| 15203 | 1425.9581 | 1124.7725
| 15204 | 1425.7333 | 1124.7725
| 15205 | 1425.5431 | 1124.7725
| 15206 | 1425.3905 | 1124.7725
| 15207 | 1425.1427 | 1124.7725
| 15208 | 1425.0106 | 1124.7725
| 15209 | 1424.8903 | 1124.7725
| 15210 | 1424.7903 | 1124.7725
| 15211 | 1424.5398 | 1124.7725
| 15212 | 1424.2385 | 1124.7725
| 15213 | 1424.0696 | 1124.7725
| 15214 | 1423.9095 | 1124.7725
| 15215 | 1423.6184 | 1124.7725
| 15216 | 1423.3739 | 1124.7725
| 15217 | 1423.2021 | 1124.7725
| 15218 | 1422.9786 | 1124.7725
| 15219 | 1422.7129 | 1124.7725
| 15220 | 1422.534 | 1124.7725
| 15221 | 1422.2402 | 1124.7725
| 15222 | 1422.0403 | 1124.7725
| 15223 | 1421.7866 | 1124.7725
| 15224 | 1421.6011 | 1124.7725
| 15225 | 1421.404 | 1124.7725
| 15226 | 1421.2377 | 1124.7725
| 15227 | 1420.9791 | 1124.7725
| 15228 | 1420.7463 | 1124.7725
| 15229 | 1420.5196 | 1124.7725
| 15230 | 1420.2986 | 1124.7725
| 15231 | 1420.1012 | 1124.7725
| 15232 | 1419.9064 | 1124.7725
| 15233 | 1419.7804 | 1124.7725
| 15234 | 1419.5673 | 1124.7725
| 15235 | 1419.4189 | 1124.7725
| 15236 | 1419.11 | 1124.7725
| 15237 | 1418.8654 | 1124.7725
| 15238 | 1418.6253 | 1124.7725
| 15239 | 1418.4092 | 1124.7725
| 15240 | 1418.1767 | 1124.7725
| 15241 | 1417.969 | 1124.7725
| 15242 | 1417.7614 | 1124.7725
| 15243 | 1417.6495 | 1124.7725
| 15244 | 1417.5176 | 1124.7725
| 15245 | 1417.2915 | 1124.7725
| 15246 | 1417.0451 | 1124.7725
| 15247 | 1416.8552 | 1124.7725
| 15248 | 1416.6062 | 1124.7725
| 15249 | 1416.3456 | 1124.7725
| 15250 | 1416.2476 | 1124.7725
| 15251 | 1415.9942 | 1124.7725
| 15252 | 1415.7949 | 1124.7725
| 15253 | 1415.5257 | 1124.7725
| 15254 | 1415.2939 | 1124.7725
| 15255 | 1415.0233 | 1124.7725
| 15256 | 1414.7904 | 1124.7725
| 15257 | 1414.5179 | 1124.7725
| 15258 | 1414.3019 | 1124.7725
| 15259 | 1413.9987 | 1124.7725
| 15260 | 1413.7594 | 1124.7725
| 15261 | 1413.3647 | 1124.7725
| 15262 | 1413.2 | 1124.7725
| 15263 | 1412.9909 | 1124.7725
| 15264 | 1412.8558 | 1124.7725
| 15265 | 1412.6799 | 1124.7725
| 15266 | 1412.4932 | 1124.7725
| 15267 | 1412.2264 | 1124.7725
| 15268 | 1412.0726 | 1124.7725
| 15269 | 1411.8382 | 1124.7725
| 15270 | 1411.6194 | 1124.7725
| 15271 | 1411.4262 | 1124.7725
| 15272 | 1411.2151 | 1124.7725
| 15273 | 1410.901 | 1124.7725
| 15274 | 1410.7036 | 1124.7725
| 15275 | 1410.5425 | 1124.7725
| 15276 | 1410.3533 | 1124.7725
| 15277 | 1410.1442 | 1124.7725
| 15278 | 1409.9363 | 1124.7725
| 15279 | 1409.6963 | 1124.7725
| 15280 | 1409.5314 | 1124.7725
| 15281 | 1409.2595 | 1124.7725
| 15282 | 1409.0251 | 1124.7725
| 15283 | 1408.8306 | 1124.7725
| 15284 | 1408.5623 | 1124.7725
| 15285 | 1408.373 | 1124.7725
| 15286 | 1408.1782 | 1124.7725
| 15287 | 1407.961 | 1124.7725
| 15288 | 1407.6936 | 1124.7725
| 15289 | 1407.3511 | 1124.7725
| 15290 | 1407.0015 | 1124.7725
| 15291 | 1406.6588 | 1124.7725
| 15292 | 1406.3589 | 1124.7725
| 15293 | 1406.1515 | 1124.7725
| 15294 | 1405.9493 | 1124.7725
| 15295 | 1405.7214 | 1124.7725
| 15296 | 1405.4648 | 1124.7725
| 15297 | 1405.1075 | 1124.7725
| 15298 | 1404.6553 | 1124.7725
| 15299 | 1404.465 | 1124.7725
| 15300 | 1404.2168 | 1124.7725
| 15301 | 1403.8645 | 1124.7725
| 15302 | 1403.704 | 1124.7725
| 15303 | 1403.3379 | 1124.7725
| 15304 | 1403.0621 | 1124.7725
| 15305 | 1402.9117 | 1124.7725
| 15306 | 1402.5744 | 1124.7725
| 15307 | 1402.4721 | 1124.7725
| 15308 | 1402.2238 | 1124.7725
| 15309 | 1402.007 | 1124.7725
| 15310 | 1401.8244 | 1124.7725
| 15311 | 1401.4193 | 1124.7725
| 15312 | 1401.1744 | 1124.7725
| 15313 | 1400.9966 | 1124.7725
| 15314 | 1400.7676 | 1124.7725
| 15315 | 1400.5697 | 1124.7725
| 15316 | 1400.4071 | 1124.7725
| 15317 | 1400.2283 | 1124.7725
| 15318 | 1399.9401 | 1124.7725
| 15319 | 1399.7392 | 1124.7725
| 15320 | 1399.4664 | 1124.7725
| 15321 | 1399.1099 | 1124.7725
| 15322 | 1398.9208 | 1124.7725
| 15323 | 1398.6829 | 1124.7725
| 15324 | 1398.5029 | 1124.7725
| 15325 | 1398.2909 | 1124.7725
| 15326 | 1398.0283 | 1124.7725
| 15327 | 1397.7332 | 1124.7725
| 15328 | 1397.5084 | 1124.7725
| 15329 | 1397.342 | 1124.7725
| 15330 | 1397.2022 | 1124.7725
| 15331 | 1397.0307 | 1124.7725
| 15332 | 1396.7665 | 1124.7725
| 15333 | 1396.5126 | 1124.7725
| 15334 | 1396.2932 | 1124.7725
| 15335 | 1396.1375 | 1124.7725
| 15336 | 1395.9996 | 1124.7725
| 15337 | 1395.866 | 1124.7725
| 15338 | 1395.5643 | 1124.7725
| 15339 | 1395.3954 | 1124.7725
| 15340 | 1395.0827 | 1124.7725
| 15341 | 1394.9206 | 1124.7725
| 15342 | 1394.6372 | 1124.7725
| 15343 | 1394.4432 | 1124.7725
| 15344 | 1394.2976 | 1124.7725
| 15345 | 1394.0948 | 1124.7725
| 15346 | 1393.9283 | 1124.7725
| 15347 | 1393.6915 | 1124.7725
| 15348 | 1393.3767 | 1124.7725
| 15349 | 1393.1658 | 1124.7725
| 15350 | 1392.9325 | 1124.7725
| 15351 | 1392.59 | 1124.7725
| 15352 | 1392.4104 | 1124.7725
| 15353 | 1392.2293 | 1124.7725
| 15354 | 1392.0161 | 1124.7725
| 15355 | 1391.7911 | 1124.7725
| 15356 | 1391.6367 | 1124.7725
| 15357 | 1391.4698 | 1124.7725
| 15358 | 1391.3519 | 1124.7725
| 15359 | 1391.1277 | 1124.7725
| 15360 | 1390.852 | 1124.7725
| 15361 | 1390.6189 | 1124.7725
| 15362 | 1390.3808 | 1124.7725
| 15363 | 1390.2164 | 1124.7725
| 15364 | 1389.939 | 1124.7725
| 15365 | 1389.6989 | 1124.7725
| 15366 | 1389.5206 | 1124.7725
| 15367 | 1389.2154 | 1124.7725
| 15368 | 1388.8283 | 1124.7725
| 15369 | 1388.6647 | 1124.7725
| 15370 | 1388.3839 | 1124.7725
| 15371 | 1388.1488 | 1124.7725
| 15372 | 1388.0099 | 1124.7725
| 15373 | 1387.7998 | 1124.7725
| 15374 | 1387.5341 | 1124.7725
| 15375 | 1387.2375 | 1124.7725
| 15376 | 1387.0469 | 1124.7725
| 15377 | 1386.8033 | 1124.7725
| 15378 | 1386.5731 | 1124.7725
| 15379 | 1386.3908 | 1124.7725
| 15380 | 1386.2095 | 1124.7725
| 15381 | 1385.938 | 1124.7725
| 15382 | 1385.751 | 1124.7725
| 15383 | 1385.5568 | 1124.7725
| 15384 | 1385.2405 | 1124.7725
| 15385 | 1385.0077 | 1124.7725
| 15386 | 1384.7698 | 1124.7725
| 15387 | 1384.5377 | 1124.7725
| 15388 | 1384.2692 | 1124.7725
| 15389 | 1384.0133 | 1124.7725
| 15390 | 1383.7905 | 1124.7725
| 15391 | 1383.6452 | 1124.7725
| 15392 | 1383.4249 | 1124.7725
| 15393 | 1383.2344 | 1124.7725
| 15394 | 1382.9156 | 1124.7725
| 15395 | 1382.7953 | 1124.7725
| 15396 | 1382.5285 | 1124.7725
| 15397 | 1382.3429 | 1124.7725
| 15398 | 1382.0828 | 1124.7725
| 15399 | 1381.9265 | 1124.7725
| 15400 | 1381.6815 | 1124.7725
| 15401 | 1381.3606 | 1124.7725
| 15402 | 1381.1394 | 1124.7725
| 15403 | 1380.8604 | 1124.7725
| 15404 | 1380.4969 | 1124.7725
| 15405 | 1380.2717 | 1124.7725
| 15406 | 1380.0092 | 1124.7725
| 15407 | 1379.7555 | 1124.7725
| 15408 | 1379.5051 | 1124.7725
| 15409 | 1379.3768 | 1124.7725
| 15410 | 1379.2385 | 1124.7725
| 15411 | 1379.055 | 1124.7725
| 15412 | 1378.818 | 1124.7725
| 15413 | 1378.5372 | 1124.7725
| 15414 | 1378.3532 | 1124.7725
| 15415 | 1378.1996 | 1124.7725
| 15416 | 1377.9054 | 1124.7725
| 15417 | 1377.6415 | 1124.7725
| 15418 | 1377.4221 | 1124.7725
| 15419 | 1377.1248 | 1124.7725
| 15420 | 1376.8418 | 1124.7725
| 15421 | 1376.595 | 1124.7725
| 15422 | 1376.3808 | 1124.7725
| 15423 | 1376.1558 | 1124.7725
| 15424 | 1375.902 | 1124.7725
| 15425 | 1375.5731 | 1124.7725
| 15426 | 1375.221 | 1124.7725
| 15427 | 1374.9631 | 1124.7725
| 15428 | 1374.7169 | 1124.7725
| 15429 | 1374.5136 | 1124.7725
| 15430 | 1374.27 | 1124.7725
| 15431 | 1374.0827 | 1124.7725
| 15432 | 1373.8652 | 1124.7725
| 15433 | 1373.6656 | 1124.7725
| 15434 | 1373.2714 | 1124.7725
| 15435 | 1373.0929 | 1124.7725
| 15436 | 1372.795 | 1124.7725
| 15437 | 1372.573 | 1124.7725
| 15438 | 1372.4271 | 1124.7725
| 15439 | 1372.0828 | 1124.7725
| 15440 | 1371.8148 | 1124.7725
| 15441 | 1371.5301 | 1124.7725
| 15442 | 1371.2774 | 1124.7725
| 15443 | 1370.9474 | 1124.7725
| 15444 | 1370.8331 | 1124.7725
| 15445 | 1370.532 | 1124.7725
| 15446 | 1370.3755 | 1124.7725
| 15447 | 1370.1347 | 1124.7725
| 15448 | 1369.9031 | 1124.7725
| 15449 | 1369.6559 | 1124.7725
| 15450 | 1369.5034 | 1124.7725
| 15451 | 1369.3136 | 1124.7725
| 15452 | 1369.0346 | 1124.7725
| 15453 | 1368.6588 | 1124.7725
| 15454 | 1368.4571 | 1124.7725
| 15455 | 1368.2635 | 1124.7725
| 15456 | 1368.1278 | 1124.7725
| 15457 | 1367.9602 | 1124.7725
| 15458 | 1367.7731 | 1124.7725
| 15459 | 1367.4597 | 1124.7725
| 15460 | 1367.2309 | 1124.7725
| 15461 | 1367.0678 | 1124.7725
| 15462 | 1366.7634 | 1124.7725
| 15463 | 1366.5356 | 1124.7725
| 15464 | 1366.1666 | 1124.7725
| 15465 | 1365.919 | 1124.7725
| 15466 | 1365.6294 | 1124.7725
| 15467 | 1365.4682 | 1124.7725
| 15468 | 1365.1026 | 1124.7725
| 15469 | 1364.9074 | 1124.7725
| 15470 | 1364.7352 | 1124.7725
| 15471 | 1364.4754 | 1124.7725
| 15472 | 1364.3179 | 1124.7725
| 15473 | 1364.0721 | 1124.7725
| 15474 | 1363.9233 | 1124.7725
| 15475 | 1363.6418 | 1124.7725
| 15476 | 1363.3386 | 1124.7725
| 15477 | 1363.1452 | 1124.7725
| 15478 | 1362.8911 | 1124.7725
| 15479 | 1362.5207 | 1124.7725
| 15480 | 1362.3535 | 1124.7725
| 15481 | 1362.1901 | 1124.7725
| 15482 | 1361.8614 | 1124.7725
| 15483 | 1361.5514 | 1124.7725
| 15484 | 1361.4141 | 1124.7725
| 15485 | 1361.2179 | 1124.7725
| 15486 | 1360.9322 | 1124.7725
| 15487 | 1360.6244 | 1124.7725
| 15488 | 1360.4713 | 1124.7725
| 15489 | 1360.199 | 1124.7725
| 15490 | 1359.96 | 1124.7725
| 15491 | 1359.6778 | 1124.7725
| 15492 | 1359.4529 | 1124.7725
| 15493 | 1359.2097 | 1124.7725
| 15494 | 1358.8825 | 1124.7725
| 15495 | 1358.6748 | 1124.7725
| 15496 | 1358.486 | 1124.7725
| 15497 | 1358.2221 | 1124.7725
| 15498 | 1358.0484 | 1124.7725
| 15499 | 1357.7138 | 1124.7725
| 15500 | 1357.5453 | 1124.7725
| 15501 | 1357.2761 | 1124.7725
| 15502 | 1357.0733 | 1124.7725
| 15503 | 1356.9357 | 1124.7725
| 15504 | 1356.6661 | 1124.7725
| 15505 | 1356.4188 | 1124.7725
| 15506 | 1356.1454 | 1124.7725
| 15507 | 1355.953 | 1124.7725
| 15508 | 1355.6624 | 1124.7725
| 15509 | 1355.3729 | 1124.7725
| 15510 | 1355.1568 | 1124.7725
| 15511 | 1354.8298 | 1124.7725
| 15512 | 1354.6098 | 1124.7725
| 15513 | 1354.4161 | 1124.7725
| 15514 | 1354.2681 | 1124.7725
| 15515 | 1354.0508 | 1124.7725
| 15516 | 1353.6545 | 1124.7725
| 15517 | 1353.4917 | 1124.7725
| 15518 | 1353.2674 | 1124.7725
| 15519 | 1353.0643 | 1124.7725
| 15520 | 1352.7708 | 1124.7725
| 15521 | 1352.5186 | 1124.7725
| 15522 | 1352.2728 | 1124.7725
| 15523 | 1352.1275 | 1124.7725
| 15524 | 1351.9337 | 1124.7725
| 15525 | 1351.6943 | 1124.7725
| 15526 | 1351.4594 | 1124.7725
| 15527 | 1351.1653 | 1124.7725
| 15528 | 1350.912 | 1124.7725
| 15529 | 1350.7198 | 1124.7725
| 15530 | 1350.4626 | 1124.7725
| 15531 | 1350.2559 | 1124.7725
| 15532 | 1350.0628 | 1124.7725
| 15533 | 1349.7935 | 1124.7725
| 15534 | 1349.6492 | 1124.7725
| 15535 | 1349.3066 | 1124.7725
| 15536 | 1349.0659 | 1124.7725
| 15537 | 1348.8553 | 1124.7725
| 15538 | 1348.6097 | 1124.7725
| 15539 | 1348.3571 | 1124.7725
| 15540 | 1348.155 | 1124.7725
| 15541 | 1347.8532 | 1124.7725
| 15542 | 1347.6658 | 1124.7725
| 15543 | 1347.5135 | 1124.7725
| 15544 | 1347.3082 | 1124.7725
| 15545 | 1346.926 | 1124.7725
| 15546 | 1346.7737 | 1124.7725
| 15547 | 1346.5165 | 1124.7725
| 15548 | 1346.3318 | 1124.7725
| 15549 | 1346.2093 | 1124.7725
| 15550 | 1345.975 | 1124.7725
| 15551 | 1345.7116 | 1124.7725
| 15552 | 1345.4928 | 1124.7725
| 15553 | 1345.1743 | 1124.7725
| 15554 | 1344.9289 | 1124.7725
| 15555 | 1344.6604 | 1124.7725
| 15556 | 1344.3138 | 1124.7725
| 15557 | 1344.1023 | 1124.7725
| 15558 | 1343.8839 | 1124.7725
| 15559 | 1343.7024 | 1124.7725
| 15560 | 1343.445 | 1124.7725
| 15561 | 1342.928 | 1124.7725
| 15562 | 1342.6601 | 1124.7725
| 15563 | 1342.3806 | 1124.7725
| 15564 | 1342.1127 | 1124.7725
| 15565 | 1341.7369 | 1124.7725
| 15566 | 1341.4406 | 1124.7725
| 15567 | 1341.2081 | 1124.7725
| 15568 | 1340.9312 | 1124.7725
| 15569 | 1340.7098 | 1124.7725
| 15570 | 1340.3416 | 1124.7725
| 15571 | 1340.1 | 1124.7725
| 15572 | 1339.8488 | 1124.7725
| 15573 | 1339.5903 | 1124.7725
| 15574 | 1339.2802 | 1124.7725
| 15575 | 1339.1243 | 1124.7725
| 15576 | 1338.8014 | 1124.7725
| 15577 | 1338.632 | 1124.7725
| 15578 | 1338.3464 | 1124.7725
| 15579 | 1338.1546 | 1124.7725
| 15580 | 1338.0009 | 1124.7725
| 15581 | 1337.7463 | 1124.7725
| 15582 | 1337.5466 | 1124.7725
| 15583 | 1337.1246 | 1124.7725
| 15584 | 1336.9852 | 1124.7725
| 15585 | 1336.7565 | 1124.7725
| 15586 | 1336.5439 | 1124.7725
| 15587 | 1336.2979 | 1124.7725
| 15588 | 1336.0992 | 1124.7725
| 15589 | 1335.8572 | 1124.7725
| 15590 | 1335.6542 | 1124.7725
| 15591 | 1335.3235 | 1124.7725
| 15592 | 1335.1621 | 1124.7725
| 15593 | 1334.9211 | 1124.7725
| 15594 | 1334.6757 | 1124.7725
| 15595 | 1334.397 | 1124.7725
| 15596 | 1334.1955 | 1124.7725
| 15597 | 1334.0577 | 1124.7725
| 15598 | 1333.6732 | 1124.7725
| 15599 | 1333.5113 | 1124.7725
| 15600 | 1333.3068 | 1124.7725
| 15601 | 1333.06 | 1124.7725
| 15602 | 1332.7823 | 1124.7725
| 15603 | 1332.4232 | 1124.7725
| 15604 | 1332.2336 | 1124.7725
| 15605 | 1332.0287 | 1124.7725
| 15606 | 1331.7537 | 1124.7725
| 15607 | 1331.495 | 1124.7725
| 15608 | 1331.2725 | 1124.7725
| 15609 | 1331.0037 | 1124.7725
| 15610 | 1330.7623 | 1124.7725
| 15611 | 1330.5635 | 1124.7725
| 15612 | 1330.3321 | 1124.7725
| 15613 | 1329.9796 | 1124.7725
| 15614 | 1329.6782 | 1124.7725
| 15615 | 1329.3154 | 1124.7725
| 15616 | 1329.0027 | 1124.7725
| 15617 | 1328.8453 | 1124.7725
| 15618 | 1328.6522 | 1124.7725
| 15619 | 1328.4909 | 1124.7725
| 15620 | 1328.2238 | 1124.7725
| 15621 | 1328.0389 | 1124.7725
| 15622 | 1327.9387 | 1124.7725
| 15623 | 1327.6334 | 1124.7725
| 15624 | 1327.4771 | 1124.7725
| 15625 | 1327.3395 | 1124.7725
| 15626 | 1327.0982 | 1124.7725
| 15627 | 1326.8183 | 1124.7725
| 15628 | 1326.5704 | 1124.7725
| 15629 | 1326.3271 | 1124.7725
| 15630 | 1326.1032 | 1124.7725
| 15631 | 1325.7099 | 1124.7725
| 15632 | 1325.3586 | 1124.7725
| 15633 | 1325.0607 | 1124.7725
| 15634 | 1324.7868 | 1124.7725
| 15635 | 1324.5479 | 1124.7725
| 15636 | 1324.1723 | 1124.7725
| 15637 | 1323.8665 | 1124.7725
| 15638 | 1323.5751 | 1124.7725
| 15639 | 1323.2919 | 1124.7725
| 15640 | 1323.1504 | 1124.7725
| 15641 | 1322.9616 | 1124.7725
| 15642 | 1322.6736 | 1124.7725
| 15643 | 1322.4435 | 1124.7725
| 15644 | 1322.2547 | 1124.7725
| 15645 | 1322.0462 | 1124.7725
| 15646 | 1321.8307 | 1124.7725
| 15647 | 1321.4494 | 1124.7725
| 15648 | 1321.3083 | 1124.7725
| 15649 | 1320.9504 | 1124.7725
| 15650 | 1320.6283 | 1124.7725
| 15651 | 1320.2801 | 1124.7725
| 15652 | 1320.18 | 1124.7725
| 15653 | 1319.9939 | 1124.7725
| 15654 | 1319.8018 | 1124.7725
| 15655 | 1319.6025 | 1124.7725
| 15656 | 1319.3386 | 1124.7725
| 15657 | 1318.9286 | 1124.7725
| 15658 | 1318.5881 | 1124.7725
| 15659 | 1318.4463 | 1124.7725
| 15660 | 1318.2672 | 1124.7725
| 15661 | 1318.1471 | 1124.7725
| 15662 | 1317.98 | 1124.7725
| 15663 | 1317.7632 | 1124.7725
| 15664 | 1317.5406 | 1124.7725
| 15665 | 1317.266 | 1124.7725
| 15666 | 1317.1069 | 1124.7725
| 15667 | 1316.8636 | 1124.7725
| 15668 | 1316.666 | 1124.7725
| 15669 | 1316.3203 | 1124.7725
| 15670 | 1316.0771 | 1124.7725
| 15671 | 1315.8359 | 1124.7725
| 15672 | 1315.6514 | 1124.7725
| 15673 | 1315.3221 | 1124.7725
| 15674 | 1314.8634 | 1124.7725
| 15675 | 1314.6914 | 1124.7725
| 15676 | 1314.3447 | 1124.7725
| 15677 | 1314.1476 | 1124.7725
| 15678 | 1313.7761 | 1124.7725
| 15679 | 1313.644 | 1124.7725
| 15680 | 1313.4977 | 1124.7725
| 15681 | 1313.2269 | 1124.7725
| 15682 | 1312.9779 | 1124.7725
| 15683 | 1312.8503 | 1124.7725
| 15684 | 1312.6611 | 1124.7725
| 15685 | 1312.2958 | 1124.7725
| 15686 | 1311.9401 | 1124.7725
| 15687 | 1311.7024 | 1124.7725
| 15688 | 1311.4226 | 1124.7725
| 15689 | 1311.2073 | 1124.7725
| 15690 | 1310.9579 | 1124.7725
| 15691 | 1310.6255 | 1124.7725
| 15692 | 1310.2936 | 1124.7725
| 15693 | 1309.8302 | 1124.7725
| 15694 | 1309.5258 | 1124.7725
| 15695 | 1309.1644 | 1124.7725
| 15696 | 1308.8495 | 1124.7725
| 15697 | 1308.5978 | 1124.7725
| 15698 | 1308.1481 | 1124.7725
| 15699 | 1307.973 | 1124.7725
| 15700 | 1307.7587 | 1124.7725
| 15701 | 1307.465 | 1124.7725
| 15702 | 1307.3381 | 1124.7725
| 15703 | 1307.1389 | 1124.7725
| 15704 | 1306.9339 | 1124.7725
| 15705 | 1306.7843 | 1124.7725
| 15706 | 1306.5252 | 1124.7725
| 15707 | 1306.3041 | 1124.7725
| 15708 | 1306.0632 | 1124.7725
| 15709 | 1305.7578 | 1124.7725
| 15710 | 1305.5071 | 1124.7725
| 15711 | 1305.277 | 1124.7725
| 15712 | 1305.0974 | 1124.7725
| 15713 | 1304.8432 | 1124.7725
| 15714 | 1304.5056 | 1124.7725
| 15715 | 1304.0975 | 1124.7725
| 15716 | 1303.7553 | 1124.7725
| 15717 | 1303.5739 | 1124.7725
| 15718 | 1303.3803 | 1124.7725
| 15719 | 1303.036 | 1124.7725
| 15720 | 1302.7556 | 1124.7725
| 15721 | 1302.4432 | 1124.7725
| 15722 | 1302.2144 | 1124.7725
| 15723 | 1301.8602 | 1124.7725
| 15724 | 1301.6044 | 1124.7725
| 15725 | 1301.3473 | 1124.7725
| 15726 | 1301.2318 | 1124.7725
| 15727 | 1301.0157 | 1124.7725
| 15728 | 1300.7819 | 1124.7725
| 15729 | 1300.5472 | 1124.7725
| 15730 | 1300.2467 | 1124.7725
| 15731 | 1300.065 | 1124.7725
| 15732 | 1299.7834 | 1124.7725
| 15733 | 1299.4585 | 1124.7725
| 15734 | 1299.2927 | 1124.7725
| 15735 | 1298.9974 | 1124.7725
| 15736 | 1298.7269 | 1124.7725
| 15737 | 1298.4362 | 1124.7725
| 15738 | 1298.0413 | 1124.7725
| 15739 | 1297.9102 | 1124.7725
| 15740 | 1297.6067 | 1124.7725
| 15741 | 1297.2619 | 1124.7725
| 15742 | 1297.0053 | 1124.7725
| 15743 | 1296.6251 | 1124.7725
| 15744 | 1296.4366 | 1124.7725
| 15745 | 1296.2574 | 1124.7725
| 15746 | 1296.0666 | 1124.7725
| 15747 | 1295.995 | 1124.7725
| 15748 | 1295.7475 | 1124.7725
| 15749 | 1295.5723 | 1124.7725
| 15750 | 1295.3832 | 1124.7725
| 15751 | 1295.1979 | 1124.7725
| 15752 | 1294.7912 | 1124.7725
| 15753 | 1294.5151 | 1124.7725
| 15754 | 1294.416 | 1124.7725
| 15755 | 1294.1765 | 1124.7725
| 15756 | 1293.9124 | 1124.7725
| 15757 | 1293.6864 | 1124.7725
| 15758 | 1293.4942 | 1124.7725
| 15759 | 1293.1968 | 1124.7725
| 15760 | 1293.0073 | 1124.7725
| 15761 | 1292.8969 | 1124.7725
| 15762 | 1292.589 | 1124.7725
| 15763 | 1292.3805 | 1124.7725
| 15764 | 1292.0111 | 1124.7725
| 15765 | 1291.6988 | 1124.7725
| 15766 | 1291.5601 | 1124.7725
| 15767 | 1291.3197 | 1124.7725
| 15768 | 1291.0412 | 1124.7725
| 15769 | 1290.725 | 1124.7725
| 15770 | 1290.4724 | 1124.7725
| 15771 | 1290.1851 | 1124.7725
| 15772 | 1289.9363 | 1124.7725
| 15773 | 1289.6086 | 1124.7725
| 15774 | 1289.4798 | 1124.7725
| 15775 | 1289.3634 | 1124.7725
| 15776 | 1289.0879 | 1124.7725
| 15777 | 1288.8377 | 1124.7725
| 15778 | 1288.4311 | 1124.7725
| 15779 | 1288.2172 | 1124.7725
| 15780 | 1287.845 | 1124.7725
| 15781 | 1287.6425 | 1124.7725
| 15782 | 1287.3272 | 1124.7725
| 15783 | 1287.0836 | 1124.7725
| 15784 | 1286.8131 | 1124.7725
| 15785 | 1286.5515 | 1124.7725
| 15786 | 1286.3262 | 1124.7725
| 15787 | 1286.0554 | 1124.7725
| 15788 | 1285.8126 | 1124.7725
| 15789 | 1285.6057 | 1124.7725
| 15790 | 1285.3461 | 1124.7725
| 15791 | 1285.1053 | 1124.7725
| 15792 | 1284.7238 | 1124.7725
| 15793 | 1284.514 | 1124.7725
| 15794 | 1284.1873 | 1124.7725
| 15795 | 1284.0099 | 1124.7725
| 15796 | 1283.8297 | 1124.7725
| 15797 | 1283.6227 | 1124.7725
| 15798 | 1283.3243 | 1124.7725
| 15799 | 1283.0828 | 1124.7725
| 15800 | 1282.835 | 1124.7725
| 15801 | 1282.4686 | 1124.7725
| 15802 | 1282.2527 | 1124.7725
| 15803 | 1282.0385 | 1124.7725
| 15804 | 1281.8045 | 1124.7725
| 15805 | 1281.44 | 1124.7725
| 15806 | 1281.2406 | 1124.7725
| 15807 | 1281.0118 | 1124.7725
| 15808 | 1280.8005 | 1124.7725
| 15809 | 1280.6132 | 1124.7725
| 15810 | 1280.2997 | 1124.7725
| 15811 | 1280.0309 | 1124.7725
| 15812 | 1279.7061 | 1124.7725
| 15813 | 1279.4533 | 1124.7725
| 15814 | 1279.1863 | 1124.7725
| 15815 | 1278.9725 | 1124.7725
| 15816 | 1278.7726 | 1124.7725
| 15817 | 1278.5385 | 1124.7725
| 15818 | 1278.3611 | 1124.7725
| 15819 | 1278.1689 | 1124.7725
| 15820 | 1277.9159 | 1124.7725
| 15821 | 1277.6812 | 1124.7725
| 15822 | 1277.2389 | 1124.7725
| 15823 | 1277.0321 | 1124.7725
| 15824 | 1276.8785 | 1124.7725
| 15825 | 1276.5673 | 1124.7725
| 15826 | 1276.3175 | 1124.7725
| 15827 | 1276.0129 | 1124.7725
| 15828 | 1275.7839 | 1124.7725
| 15829 | 1275.5911 | 1124.7725
| 15830 | 1275.3763 | 1124.7725
| 15831 | 1275.1892 | 1124.7725
| 15832 | 1274.9843 | 1124.7725
| 15833 | 1274.7157 | 1124.7725
| 15834 | 1274.5643 | 1124.7725
| 15835 | 1274.3411 | 1124.7725
| 15836 | 1274.0924 | 1124.7725
| 15837 | 1273.9548 | 1124.7725
| 15838 | 1273.6843 | 1124.7725
| 15839 | 1273.4742 | 1124.7725
| 15840 | 1273.2328 | 1124.7725
| 15841 | 1272.9664 | 1124.7725
| 15842 | 1272.7484 | 1124.7725
| 15843 | 1272.5183 | 1124.7725
| 15844 | 1272.2073 | 1124.7725
| 15845 | 1271.9579 | 1124.7725
| 15846 | 1271.8006 | 1124.7725
| 15847 | 1271.5581 | 1124.7725
| 15848 | 1271.3067 | 1124.7725
| 15849 | 1271.1182 | 1124.7725
| 15850 | 1270.7975 | 1124.7725
| 15851 | 1270.5128 | 1124.7725
| 15852 | 1270.2534 | 1124.7725
| 15853 | 1269.9514 | 1124.7725
| 15854 | 1269.7349 | 1124.7725
| 15855 | 1269.5531 | 1124.7725
| 15856 | 1269.341 | 1124.7725
| 15857 | 1269.0484 | 1124.7725
| 15858 | 1268.5927 | 1124.7725
| 15859 | 1268.3903 | 1124.7725
| 15860 | 1268.1273 | 1124.7725
| 15861 | 1267.9049 | 1124.7725
| 15862 | 1267.6689 | 1124.7725
| 15863 | 1267.3788 | 1124.7725
| 15864 | 1267.2452 | 1124.7725
| 15865 | 1267.0719 | 1124.7725
| 15866 | 1266.9096 | 1124.7725
| 15867 | 1266.6241 | 1124.7725
| 15868 | 1266.435 | 1124.7725
| 15869 | 1266.1886 | 1124.7725
| 15870 | 1265.952 | 1124.7725
| 15871 | 1265.7658 | 1124.7725
| 15872 | 1265.5423 | 1124.7725
| 15873 | 1265.2612 | 1124.7725
| 15874 | 1265.068 | 1124.7725
| 15875 | 1264.8518 | 1124.7725
| 15876 | 1264.6016 | 1124.7725
| 15877 | 1264.2671 | 1124.7725
| 15878 | 1263.8811 | 1124.7725
| 15879 | 1263.6826 | 1124.7725
| 15880 | 1263.4425 | 1124.7725
| 15881 | 1263.3163 | 1124.7725
| 15882 | 1263.1001 | 1124.7725
| 15883 | 1262.9371 | 1124.7725
| 15884 | 1262.7072 | 1124.7725
| 15885 | 1262.5372 | 1124.7725
| 15886 | 1262.2706 | 1124.7725
| 15887 | 1262.1052 | 1124.7725
| 15888 | 1261.8029 | 1124.7725
| 15889 | 1261.6387 | 1124.7725
| 15890 | 1261.3952 | 1124.7725
| 15891 | 1261.142 | 1124.7725
| 15892 | 1260.8142 | 1124.7725
| 15893 | 1260.3765 | 1124.7725
| 15894 | 1260.0522 | 1124.7725
| 15895 | 1259.731 | 1124.7725
| 15896 | 1259.4953 | 1124.7725
| 15897 | 1259.2658 | 1124.7725
| 15898 | 1258.9519 | 1124.7725
| 15899 | 1258.6758 | 1124.7725
| 15900 | 1258.4859 | 1124.7725
| 15901 | 1258.0137 | 1124.7725
| 15902 | 1257.7783 | 1124.7725
| 15903 | 1257.5848 | 1124.7725
| 15904 | 1257.3168 | 1124.7725
| 15905 | 1257.0468 | 1124.7725
| 15906 | 1256.885 | 1124.7725
| 15907 | 1256.6194 | 1124.7725
| 15908 | 1256.4599 | 1124.7725
| 15909 | 1256.0783 | 1124.7725
| 15910 | 1255.7898 | 1124.7725
| 15911 | 1255.5616 | 1124.7725
| 15912 | 1255.3448 | 1124.7725
| 15913 | 1255.1059 | 1124.7725
| 15914 | 1254.8782 | 1124.7725
| 15915 | 1254.6944 | 1124.7725
| 15916 | 1254.3074 | 1124.7725
| 15917 | 1254.005 | 1124.7725
| 15918 | 1253.7305 | 1124.7725
| 15919 | 1253.3522 | 1124.7725
| 15920 | 1253.1704 | 1124.7725
| 15921 | 1252.95 | 1124.7725
| 15922 | 1252.6589 | 1124.7725
| 15923 | 1252.3941 | 1124.7725
| 15924 | 1252.1687 | 1124.7725
| 15925 | 1251.968 | 1124.7725
| 15926 | 1251.7602 | 1124.7725
| 15927 | 1251.5972 | 1124.7725
| 15928 | 1251.4223 | 1124.7725
| 15929 | 1251.1829 | 1124.7725
| 15930 | 1250.9352 | 1124.7725
| 15931 | 1250.7577 | 1124.7725
| 15932 | 1250.4692 | 1124.7725
| 15933 | 1250.2648 | 1124.7725
| 15934 | 1250.0333 | 1124.7725
| 15935 | 1249.6692 | 1124.7725
| 15936 | 1249.4748 | 1124.7725
| 15937 | 1249.2103 | 1124.7725
| 15938 | 1248.9744 | 1124.7725
| 15939 | 1248.6415 | 1124.7725
| 15940 | 1248.4177 | 1124.7725
| 15941 | 1248.1299 | 1124.7725
| 15942 | 1247.7474 | 1124.7725
| 15943 | 1247.5763 | 1124.7725
| 15944 | 1247.3601 | 1124.7725
| 15945 | 1246.9985 | 1124.7725
| 15946 | 1246.7586 | 1124.7725
| 15947 | 1246.4469 | 1124.7725
| 15948 | 1246.298 | 1124.7725
| 15949 | 1245.9043 | 1124.7725
| 15950 | 1245.5266 | 1124.7725
| 15951 | 1245.286 | 1124.7725
| 15952 | 1245.0736 | 1124.7725
| 15953 | 1244.9008 | 1124.7725
| 15954 | 1244.6123 | 1124.7725
| 15955 | 1244.3687 | 1124.7725
| 15956 | 1244.0955 | 1124.7725
| 15957 | 1243.8957 | 1124.7725
| 15958 | 1243.6947 | 1124.7725
| 15959 | 1243.5745 | 1124.7725
| 15960 | 1243.2647 | 1124.7725
| 15961 | 1243.0471 | 1124.7725
| 15962 | 1242.8122 | 1124.7725
| 15963 | 1242.5214 | 1124.7725
| 15964 | 1242.2696 | 1124.7725
| 15965 | 1242.0941 | 1124.7725
| 15966 | 1241.9409 | 1124.7725
| 15967 | 1241.7329 | 1124.7725
| 15968 | 1241.4922 | 1124.7725
| 15969 | 1241.1353 | 1124.7725
| 15970 | 1240.7599 | 1124.7725
| 15971 | 1240.5017 | 1124.7725
| 15972 | 1240.2847 | 1124.7725
| 15973 | 1240.0788 | 1124.7725
| 15974 | 1239.8632 | 1124.7725
| 15975 | 1239.6589 | 1124.7725
| 15976 | 1239.1705 | 1124.7725
| 15977 | 1238.7655 | 1124.7725
| 15978 | 1238.521 | 1124.7725
| 15979 | 1238.285 | 1124.7725
| 15980 | 1238.0743 | 1124.7725
| 15981 | 1237.6748 | 1124.7725
| 15982 | 1237.3856 | 1124.7725
| 15983 | 1237.0418 | 1124.7725
| 15984 | 1236.6463 | 1124.7725
| 15985 | 1236.4099 | 1124.7725
| 15986 | 1236.1876 | 1124.7725
| 15987 | 1235.876 | 1124.7725
| 15988 | 1235.7075 | 1124.7725
| 15989 | 1235.3382 | 1124.7725
| 15990 | 1235.1243 | 1124.7725
| 15991 | 1234.8689 | 1124.7725
| 15992 | 1234.615 | 1124.7725
| 15993 | 1234.3279 | 1124.7725
| 15994 | 1234.1514 | 1124.7725
| 15995 | 1233.9208 | 1124.7725
| 15996 | 1233.6421 | 1124.7725
| 15997 | 1233.3123 | 1124.7725
| 15998 | 1233.0067 | 1124.7725
| 15999 | 1232.7782 | 1124.7725
| 16000 | 1232.5143 | 1124.7725
| 16001 | 1232.0946 | 1124.7725
| 16002 | 1231.7823 | 1124.7725
| 16003 | 1231.4316 | 1124.7725
| 16004 | 1230.9688 | 1124.7725
| 16005 | 1230.7391 | 1124.7725
| 16006 | 1230.4786 | 1124.7725
| 16007 | 1230.3057 | 1124.7725
| 16008 | 1230.1111 | 1124.7725
| 16009 | 1229.8306 | 1124.7725
| 16010 | 1229.6783 | 1124.7725
| 16011 | 1229.2879 | 1124.7725
| 16012 | 1228.9496 | 1124.7725
| 16013 | 1228.6656 | 1124.7725
| 16014 | 1228.432 | 1124.7725
| 16015 | 1228.242 | 1124.7725
| 16016 | 1228.0319 | 1124.7725
| 16017 | 1227.7396 | 1124.7725
| 16018 | 1227.5964 | 1124.7725
| 16019 | 1227.4222 | 1124.7725
| 16020 | 1227.282 | 1124.7725
| 16021 | 1227.0537 | 1124.7725
| 16022 | 1226.7919 | 1124.7725
| 16023 | 1226.4369 | 1124.7725
| 16024 | 1226.2625 | 1124.7725
| 16025 | 1226.1482 | 1124.7725
| 16026 | 1225.8336 | 1124.7725
| 16027 | 1225.5596 | 1124.7725
| 16028 | 1225.3455 | 1124.7725
| 16029 | 1224.869 | 1124.7725
| 16030 | 1224.6191 | 1124.7725
| 16031 | 1224.4265 | 1124.7725
| 16032 | 1224.2649 | 1124.7725
| 16033 | 1224.051 | 1124.7725
| 16034 | 1223.902 | 1124.7725
| 16035 | 1223.5778 | 1124.7725
| 16036 | 1223.2959 | 1124.7725
| 16037 | 1223.0645 | 1124.7725
| 16038 | 1222.7355 | 1124.7725
| 16039 | 1222.5375 | 1124.7725
| 16040 | 1222.3147 | 1124.7725
| 16041 | 1222.0211 | 1124.7725
| 16042 | 1221.6913 | 1124.7725
| 16043 | 1221.498 | 1124.7725
| 16044 | 1221.2437 | 1124.7725
| 16045 | 1220.9744 | 1124.7725
| 16046 | 1220.6692 | 1124.7725
| 16047 | 1220.5266 | 1124.7725
| 16048 | 1220.1034 | 1124.7725
| 16049 | 1219.9295 | 1124.7725
| 16050 | 1219.7493 | 1124.7725
| 16051 | 1219.4955 | 1124.7725
| 16052 | 1219.2974 | 1124.7725
| 16053 | 1218.9578 | 1124.7725
| 16054 | 1218.6301 | 1124.7725
| 16055 | 1218.2826 | 1124.7725
| 16056 | 1218.1581 | 1124.7725
| 16057 | 1217.9238 | 1124.7725
| 16058 | 1217.7308 | 1124.7725
| 16059 | 1217.5767 | 1124.7725
| 16060 | 1217.2726 | 1124.7725
| 16061 | 1216.8121 | 1124.7725
| 16062 | 1216.609 | 1124.7725
| 16063 | 1216.4747 | 1124.7725
| 16064 | 1216.0289 | 1124.7725
| 16065 | 1215.7675 | 1124.7725
| 16066 | 1215.4595 | 1124.7725
| 16067 | 1215.2641 | 1124.7725
| 16068 | 1214.9412 | 1124.7725
| 16069 | 1214.7002 | 1124.7725
| 16070 | 1214.3601 | 1124.7725
| 16071 | 1213.9886 | 1124.7725
| 16072 | 1213.6884 | 1124.7725
| 16073 | 1213.5514 | 1124.7725
| 16074 | 1213.3782 | 1124.7725
| 16075 | 1213.1926 | 1124.7725
| 16076 | 1212.9592 | 1124.7725
| 16077 | 1212.7295 | 1124.7725
| 16078 | 1212.5515 | 1124.7725
| 16079 | 1212.2756 | 1124.7725
| 16080 | 1212.0149 | 1124.7725
| 16081 | 1211.7189 | 1124.7725
| 16082 | 1211.2985 | 1124.7725
| 16083 | 1211.0116 | 1124.7725
| 16084 | 1210.7264 | 1124.7725
| 16085 | 1210.4453 | 1124.7725
| 16086 | 1210.2039 | 1124.7725
| 16087 | 1209.8946 | 1124.7725
| 16088 | 1209.6349 | 1124.7725
| 16089 | 1209.5091 | 1124.7725
| 16090 | 1209.0698 | 1124.7725
| 16091 | 1208.7475 | 1124.7725
| 16092 | 1208.4981 | 1124.7725
| 16093 | 1208.1276 | 1124.7725
| 16094 | 1207.9293 | 1124.7725
| 16095 | 1207.7185 | 1124.7725
| 16096 | 1207.5179 | 1124.7725
| 16097 | 1207.3256 | 1124.7725
| 16098 | 1206.9858 | 1124.7725
| 16099 | 1206.5976 | 1124.7725
| 16100 | 1206.3923 | 1124.7725
| 16101 | 1206.108 | 1124.7725
| 16102 | 1205.8913 | 1124.7725
| 16103 | 1205.6367 | 1124.7725
| 16104 | 1205.4839 | 1124.7725
| 16105 | 1205.2296 | 1124.7725
| 16106 | 1204.9541 | 1124.7725
| 16107 | 1204.6094 | 1124.7725
| 16108 | 1204.2465 | 1124.7725
| 16109 | 1204.075 | 1124.7725
| 16110 | 1203.7807 | 1124.7725
| 16111 | 1203.4561 | 1124.7725
| 16112 | 1203.1039 | 1124.7725
| 16113 | 1202.7775 | 1124.7725
| 16114 | 1202.4556 | 1124.7725
| 16115 | 1202.1061 | 1124.7725
| 16116 | 1201.9248 | 1124.7725
| 16117 | 1201.5535 | 1124.7725
| 16118 | 1201.2589 | 1124.7725
| 16119 | 1201.07 | 1124.7725
| 16120 | 1200.7714 | 1124.7725
| 16121 | 1200.4733 | 1124.7725
| 16122 | 1200.2394 | 1124.7725
| 16123 | 1200.005 | 1124.7725
| 16124 | 1199.8174 | 1124.7725
| 16125 | 1199.5039 | 1124.7725
| 16126 | 1199.1842 | 1124.7725
| 16127 | 1198.8597 | 1124.7725
| 16128 | 1198.5752 | 1124.7725
| 16129 | 1198.3373 | 1124.7725
| 16130 | 1198.0436 | 1124.7725
| 16131 | 1197.783 | 1124.7725
| 16132 | 1197.5603 | 1124.7725
| 16133 | 1197.3364 | 1124.7725
| 16134 | 1196.9787 | 1124.7725
| 16135 | 1196.8303 | 1124.7725
| 16136 | 1196.5394 | 1124.7725
| 16137 | 1196.2822 | 1124.7725
| 16138 | 1196.0571 | 1124.7725
| 16139 | 1195.6949 | 1124.7725
| 16140 | 1195.4561 | 1124.7725
| 16141 | 1195.2323 | 1124.7725
| 16142 | 1194.9489 | 1124.7725
| 16143 | 1194.6759 | 1124.7725
| 16144 | 1194.4236 | 1124.7725
| 16145 | 1194.0698 | 1124.7725
| 16146 | 1193.6819 | 1124.7725
| 16147 | 1193.3131 | 1124.7725
| 16148 | 1193.1005 | 1124.7725
| 16149 | 1192.7631 | 1124.7725
| 16150 | 1192.4653 | 1124.7725
| 16151 | 1192.1166 | 1124.7725
| 16152 | 1191.8938 | 1124.7725
| 16153 | 1191.4952 | 1124.7725
| 16154 | 1191.2189 | 1124.7725
| 16155 | 1190.946 | 1124.7725
| 16156 | 1190.6333 | 1124.7725
| 16157 | 1190.3792 | 1124.7725
| 16158 | 1190.0781 | 1124.7725
| 16159 | 1189.5978 | 1124.7725
| 16160 | 1189.3478 | 1124.7725
| 16161 | 1189.0862 | 1124.7725
| 16162 | 1188.9596 | 1124.7725
| 16163 | 1188.6904 | 1124.7725
| 16164 | 1188.4383 | 1124.7725
| 16165 | 1188.1768 | 1124.7725
| 16166 | 1187.9533 | 1124.7725
| 16167 | 1187.7065 | 1124.7725
| 16168 | 1187.5436 | 1124.7725
| 16169 | 1187.3257 | 1124.7725
| 16170 | 1187.0846 | 1124.7725
| 16171 | 1186.7067 | 1124.7725
| 16172 | 1186.506 | 1124.7725
| 16173 | 1186.195 | 1124.7725
| 16174 | 1185.9678 | 1124.7725
| 16175 | 1185.7761 | 1124.7725
| 16176 | 1185.4112 | 1124.7725
| 16177 | 1185.0519 | 1124.7725
| 16178 | 1184.8045 | 1124.7725
| 16179 | 1184.526 | 1124.7725
| 16180 | 1184.2548 | 1124.7725
| 16181 | 1183.8748 | 1124.7725
| 16182 | 1183.6508 | 1124.7725
| 16183 | 1183.3689 | 1124.7725
| 16184 | 1183.2329 | 1124.7725
| 16185 | 1183.0294 | 1124.7725
| 16186 | 1182.8228 | 1124.7725
| 16187 | 1182.5453 | 1124.7725
| 16188 | 1182.2869 | 1124.7725
| 16189 | 1182.0437 | 1124.7725
| 16190 | 1181.9011 | 1124.7725
| 16191 | 1181.6938 | 1124.7725
| 16192 | 1181.1837 | 1124.7725
| 16193 | 1180.9586 | 1124.7725
| 16194 | 1180.6237 | 1124.7725
| 16195 | 1180.1826 | 1124.7725
| 16196 | 1179.9373 | 1124.7725
| 16197 | 1179.658 | 1124.7725
| 16198 | 1179.5079 | 1124.7725
| 16199 | 1179.215 | 1124.7725
| 16200 | 1178.9118 | 1124.7725
| 16201 | 1178.6186 | 1124.7725
| 16202 | 1178.4023 | 1124.7725
| 16203 | 1178.0745 | 1124.7725
| 16204 | 1177.8543 | 1124.7725
| 16205 | 1177.6544 | 1124.7725
| 16206 | 1177.3651 | 1124.7725
| 16207 | 1177.0733 | 1124.7725
| 16208 | 1176.7274 | 1124.7725
| 16209 | 1176.4946 | 1124.7725
| 16210 | 1176.0841 | 1124.7725
| 16211 | 1175.7191 | 1124.7725
| 16212 | 1175.4445 | 1124.7725
| 16213 | 1175.0983 | 1124.7725
| 16214 | 1174.7775 | 1124.7725
| 16215 | 1174.477 | 1124.7725
| 16216 | 1174.1681 | 1124.7725
| 16217 | 1173.8997 | 1124.7725
| 16218 | 1173.433 | 1124.7725
| 16219 | 1173.2874 | 1124.7725
| 16220 | 1173.0209 | 1124.7725
| 16221 | 1172.7093 | 1124.7725
| 16222 | 1172.3979 | 1124.7725
| 16223 | 1172.0741 | 1124.7725
| 16224 | 1171.8326 | 1124.7725
| 16225 | 1171.5796 | 1124.7725
| 16226 | 1171.3156 | 1124.7725
| 16227 | 1171.0933 | 1124.7725
| 16228 | 1170.869 | 1124.7725
| 16229 | 1170.4854 | 1124.7725
| 16230 | 1170.1678 | 1124.7725
| 16231 | 1169.9298 | 1124.7725
| 16232 | 1169.6638 | 1124.7725
| 16233 | 1169.4832 | 1124.7725
| 16234 | 1169.1558 | 1124.7725
| 16235 | 1168.5798 | 1124.7725
| 16236 | 1168.3278 | 1124.7725
| 16237 | 1168.1645 | 1124.7725
| 16238 | 1167.9065 | 1124.7725
| 16239 | 1167.7267 | 1124.7725
| 16240 | 1167.4836 | 1124.7725
| 16241 | 1167.0471 | 1124.7725
| 16242 | 1166.7755 | 1124.7725
| 16243 | 1166.4174 | 1124.7725
| 16244 | 1166.0627 | 1124.7725
| 16245 | 1165.8458 | 1124.7725
| 16246 | 1165.536 | 1124.7725
| 16247 | 1165.3009 | 1124.7725
| 16248 | 1164.9854 | 1124.7725
| 16249 | 1164.7665 | 1124.7725
| 16250 | 1164.4574 | 1124.7725
| 16251 | 1164.1904 | 1124.7725
| 16252 | 1163.8085 | 1124.7725
| 16253 | 1163.6396 | 1124.7725
| 16254 | 1163.3876 | 1124.7725
| 16255 | 1163.1047 | 1124.7725
| 16256 | 1162.8938 | 1124.7725
| 16257 | 1162.6918 | 1124.7725
| 16258 | 1162.4237 | 1124.7725
| 16259 | 1162.2342 | 1124.7725
| 16260 | 1161.7995 | 1124.7725
| 16261 | 1161.5559 | 1124.7725
| 16262 | 1161.2487 | 1124.7725
| 16263 | 1160.9744 | 1124.7725
| 16264 | 1160.7401 | 1124.7725
| 16265 | 1160.3824 | 1124.7725
| 16266 | 1160.18 | 1124.7725
| 16267 | 1159.9857 | 1124.7725
| 16268 | 1159.8209 | 1124.7725
| 16269 | 1159.5249 | 1124.7725
| 16270 | 1159.3691 | 1124.7725
| 16271 | 1159.0928 | 1124.7725
| 16272 | 1158.8094 | 1124.7725
| 16273 | 1158.4971 | 1124.7725
| 16274 | 1158.1396 | 1124.7725
| 16275 | 1157.7831 | 1124.7725
| 16276 | 1157.5468 | 1124.7725
| 16277 | 1157.3273 | 1124.7725
| 16278 | 1157.0393 | 1124.7725
| 16279 | 1156.6897 | 1124.7725
| 16280 | 1156.4471 | 1124.7725
| 16281 | 1156.0944 | 1124.7725
| 16282 | 1155.7653 | 1124.7725
| 16283 | 1155.3448 | 1124.7725
| 16284 | 1155.1096 | 1124.7725
| 16285 | 1154.9082 | 1124.7725
| 16286 | 1154.6734 | 1124.7725
| 16287 | 1154.3224 | 1124.7725
| 16288 | 1153.9298 | 1124.7725
| 16289 | 1153.6742 | 1124.7725
| 16290 | 1153.3541 | 1124.7725
| 16291 | 1153.0845 | 1124.7725
| 16292 | 1152.8437 | 1124.7725
| 16293 | 1152.5055 | 1124.7725
| 16294 | 1152.3474 | 1124.7725
| 16295 | 1152.0962 | 1124.7725
| 16296 | 1151.7249 | 1124.7725
| 16297 | 1151.524 | 1124.7725
| 16298 | 1151.2372 | 1124.7725
| 16299 | 1150.9978 | 1124.7725
| 16300 | 1150.7008 | 1124.7725
| 16301 | 1150.3284 | 1124.7725
| 16302 | 1150.0488 | 1124.7725
| 16303 | 1149.7957 | 1124.7725
| 16304 | 1149.4078 | 1124.7725
| 16305 | 1149.1223 | 1124.7725
| 16306 | 1148.8066 | 1124.7725
| 16307 | 1148.5417 | 1124.7725
| 16308 | 1148.253 | 1124.7725
| 16309 | 1147.9959 | 1124.7725
| 16310 | 1147.7096 | 1124.7725
| 16311 | 1147.3544 | 1124.7725
| 16312 | 1147.0363 | 1124.7725
| 16313 | 1146.6011 | 1124.7725
| 16314 | 1146.2833 | 1124.7725
| 16315 | 1146.1708 | 1124.7725
| 16316 | 1145.7806 | 1124.7725
| 16317 | 1145.5567 | 1124.7725
| 16318 | 1145.2553 | 1124.7725
| 16319 | 1144.9089 | 1124.7725
| 16320 | 1144.5642 | 1124.7725
| 16321 | 1144.2017 | 1124.7725
| 16322 | 1143.791 | 1124.7725
| 16323 | 1143.5551 | 1124.7725
| 16324 | 1143.2518 | 1124.7725
| 16325 | 1142.9199 | 1124.7725
| 16326 | 1142.7208 | 1124.7725
| 16327 | 1142.4728 | 1124.7725
| 16328 | 1142.1539 | 1124.7725
| 16329 | 1141.9117 | 1124.7725
| 16330 | 1141.4863 | 1124.7725
| 16331 | 1141.2208 | 1124.7725
| 16332 | 1141.0276 | 1124.7725
| 16333 | 1140.7029 | 1124.7725
| 16334 | 1140.4082 | 1124.7725
| 16335 | 1140.0321 | 1124.7725
| 16336 | 1139.6651 | 1124.7725
| 16337 | 1139.3994 | 1124.7725
| 16338 | 1139.1813 | 1124.7725
| 16339 | 1138.8122 | 1124.7725
| 16340 | 1138.4051 | 1124.7725
| 16341 | 1138.1366 | 1124.7725
| 16342 | 1137.7187 | 1124.7725
| 16343 | 1137.451 | 1124.7725
| 16344 | 1137.059 | 1124.7725
| 16345 | 1136.642 | 1124.7725
| 16346 | 1136.2575 | 1124.7725
| 16347 | 1136.0374 | 1124.7725
| 16348 | 1135.7445 | 1124.7725
| 16349 | 1135.4208 | 1124.7725
| 16350 | 1135.1913 | 1124.7725
| 16351 | 1135.0142 | 1124.7725
| 16352 | 1134.6531 | 1124.7725
| 16353 | 1134.3833 | 1124.7725
| 16354 | 1134.0978 | 1124.7725
| 16355 | 1133.8039 | 1124.7725
| 16356 | 1133.6074 | 1124.7725
| 16357 | 1133.2389 | 1124.7725
| 16358 | 1132.9048 | 1124.7725
| 16359 | 1132.6323 | 1124.7725
| 16360 | 1132.3183 | 1124.7725
| 16361 | 1131.9415 | 1124.7725
| 16362 | 1131.7255 | 1124.7725
| 16363 | 1131.4621 | 1124.7725
| 16364 | 1131.0427 | 1124.7725
| 16365 | 1130.7778 | 1124.7725
| 16366 | 1130.3601 | 1124.7725
| 16367 | 1130.162 | 1124.7725
| 16368 | 1129.7964 | 1124.7725
| 16369 | 1129.4471 | 1124.7725
| 16370 | 1129.0429 | 1124.7725
| 16371 | 1128.8193 | 1124.7725
| 16372 | 1128.6395 | 1124.7725
| 16373 | 1128.2802 | 1124.7725
| 16374 | 1127.9962 | 1124.7725
| 16375 | 1127.8039 | 1124.7725
| 16376 | 1127.5614 | 1124.7725
| 16377 | 1127.2182 | 1124.7725
| 16378 | 1126.7966 | 1124.7725
| 16379 | 1126.5629 | 1124.7725
| 16380 | 1126.3015 | 1124.7725
| 16381 | 1126.0803 | 1124.7725
| 16382 | 1125.8839 | 1124.7725
| 16383 | 1125.6613 | 1124.7725
| 16384 | 1125.2896 | 1124.7725
| 16385 | 1125.0109 | 1124.7725
| 16386 | 1124.7044 | 1124.7725
| 16387 | 1124.5127 | 1124.7725
| 16388 | 1124.1631 | 1124.7725
| 16389 | 1123.9869 | 1124.7725
| 16390 | 1123.842 | 1124.7725
| 16391 | 1123.5484 | 1124.7725
| 16392 | 1123.2716 | 1124.7725
| 16393 | 1122.9994 | 1124.7725
| 16394 | 1122.5656 | 1124.7725
| 16395 | 1122.2881 | 1124.7725
| 16396 | 1122.038 | 1124.7725
| 16397 | 1121.7834 | 1124.7725
| 16398 | 1121.4659 | 1124.7725
| 16399 | 1121.163 | 1124.7725
| 16400 | 1120.7043 | 1124.7725
| 16401 | 1120.3779 | 1124.7725
| 16402 | 1120.0631 | 1124.7725
| 16403 | 1119.74 | 1124.7725
| 16404 | 1119.344 | 1124.7725
| 16405 | 1119.0811 | 1124.7725
| 16406 | 1118.8822 | 1124.7725
| 16407 | 1118.541 | 1124.7725
| 16408 | 1118.197 | 1124.7725
| 16409 | 1117.9248 | 1124.7725
| 16410 | 1117.5837 | 1124.7725
| 16411 | 1117.2564 | 1124.7725
| 16412 | 1116.8883 | 1124.7725
| 16413 | 1116.6374 | 1124.7725
| 16414 | 1116.2221 | 1124.7725
| 16415 | 1115.9074 | 1124.7725
| 16416 | 1115.656 | 1124.7725
| 16417 | 1115.3507 | 1124.7725
| 16418 | 1115.0854 | 1124.7725
| 16419 | 1114.8616 | 1124.7725
| 16420 | 1114.5105 | 1124.7725
| 16421 | 1114.1924 | 1124.7725
| 16422 | 1113.9607 | 1124.7725
| 16423 | 1113.5635 | 1124.7725
| 16424 | 1113.2382 | 1124.7725
| 16425 | 1112.9508 | 1124.7725
| 16426 | 1112.7237 | 1124.7725
| 16427 | 1112.4149 | 1124.7725
| 16428 | 1112.2685 | 1124.7725
| 16429 | 1111.9949 | 1124.7725
| 16430 | 1111.5514 | 1124.7725
| 16431 | 1111.1557 | 1124.7725
| 16432 | 1110.822 | 1124.7725
| 16433 | 1110.5079 | 1124.7725
| 16434 | 1110.2051 | 1124.7725
| 16435 | 1109.9373 | 1124.7725
| 16436 | 1109.5772 | 1124.7725
| 16437 | 1109.3759 | 1124.7725
| 16438 | 1109.1098 | 1124.7725
| 16439 | 1108.9179 | 1124.7725
| 16440 | 1108.5689 | 1124.7725
| 16441 | 1108.1948 | 1124.7725
| 16442 | 1107.9648 | 1124.7725
| 16443 | 1107.725 | 1124.7725
| 16444 | 1107.4684 | 1124.7725
| 16445 | 1107.0802 | 1124.7725
| 16446 | 1106.7597 | 1124.7725
| 16447 | 1106.4043 | 1124.7725
| 16448 | 1105.9565 | 1124.7725
| 16449 | 1105.7373 | 1124.7725
| 16450 | 1105.3351 | 1124.7725
| 16451 | 1105.0532 | 1124.7725
| 16452 | 1104.6973 | 1124.7725
| 16453 | 1104.4153 | 1124.7725
| 16454 | 1104.2168 | 1124.7725
| 16455 | 1103.8519 | 1124.7725
| 16456 | 1103.5382 | 1124.7725
| 16457 | 1103.3201 | 1124.7725
| 16458 | 1102.9709 | 1124.7725
| 16459 | 1102.6747 | 1124.7725
| 16460 | 1102.4551 | 1124.7725
| 16461 | 1102.2796 | 1124.7725
| 16462 | 1101.8701 | 1124.7725
| 16463 | 1101.33 | 1124.7725
| 16464 | 1100.9535 | 1124.7725
| 16465 | 1100.7445 | 1124.7725
| 16466 | 1100.4048 | 1124.7725
| 16467 | 1100.0461 | 1124.7725
| 16468 | 1099.818 | 1124.7725
| 16469 | 1099.6192 | 1124.7725
| 16470 | 1099.2892 | 1124.7725
| 16471 | 1098.9175 | 1124.7725
| 16472 | 1098.6662 | 1124.7725
| 16473 | 1098.3682 | 1124.7725
| 16474 | 1098.1211 | 1124.7725
| 16475 | 1097.6252 | 1124.7725
| 16476 | 1097.4839 | 1124.7725
| 16477 | 1097.2787 | 1124.7725
| 16478 | 1096.8921 | 1124.7725
| 16479 | 1096.69 | 1124.7725
| 16480 | 1096.2933 | 1124.7725
| 16481 | 1095.8721 | 1124.7725
| 16482 | 1095.5801 | 1124.7725
| 16483 | 1095.3643 | 1124.7725
| 16484 | 1095.0997 | 1124.7725
| 16485 | 1094.7615 | 1124.7725
| 16486 | 1094.4694 | 1124.7725
| 16487 | 1094.1189 | 1124.7725
| 16488 | 1093.805 | 1124.7725
| 16489 | 1093.4161 | 1124.7725
| 16490 | 1092.8984 | 1124.7725
| 16491 | 1092.5827 | 1124.7725
| 16492 | 1092.3262 | 1124.7725
| 16493 | 1092.1446 | 1124.7725
| 16494 | 1091.6646 | 1124.7725
| 16495 | 1091.4221 | 1124.7725
| 16496 | 1091.179 | 1124.7725
| 16497 | 1090.9762 | 1124.7725
| 16498 | 1090.6758 | 1124.7725
| 16499 | 1090.186 | 1124.7725
| 16500 | 1089.8939 | 1124.7725
| 16501 | 1089.5 | 1124.7725
| 16502 | 1089.1197 | 1124.7725
| 16503 | 1088.8695 | 1124.7725
| 16504 | 1088.5629 | 1124.7725
| 16505 | 1088.342 | 1124.7725
| 16506 | 1087.8567 | 1124.7725
| 16507 | 1087.4461 | 1124.7725
| 16508 | 1087.0356 | 1124.7725
| 16509 | 1086.8159 | 1124.7725
| 16510 | 1086.4682 | 1124.7725
| 16511 | 1086.1332 | 1124.7725
| 16512 | 1085.7775 | 1124.7725
| 16513 | 1085.552 | 1124.7725
| 16514 | 1085.198 | 1124.7725
| 16515 | 1084.9316 | 1124.7725
| 16516 | 1084.488 | 1124.7725
| 16517 | 1084.1313 | 1124.7725
| 16518 | 1083.8069 | 1124.7725
| 16519 | 1083.5567 | 1124.7725
| 16520 | 1083.1153 | 1124.7725
| 16521 | 1082.9396 | 1124.7725
| 16522 | 1082.6091 | 1124.7725
| 16523 | 1082.2816 | 1124.7725
| 16524 | 1081.715 | 1124.7725
| 16525 | 1081.432 | 1124.7725
| 16526 | 1081.1022 | 1124.7725
| 16527 | 1080.893 | 1124.7725
| 16528 | 1080.4654 | 1124.7725
| 16529 | 1080.093 | 1124.7725
| 16530 | 1079.7882 | 1124.7725
| 16531 | 1079.5813 | 1124.7725
| 16532 | 1079.2496 | 1124.7725
| 16533 | 1078.8152 | 1124.7725
| 16534 | 1078.5212 | 1124.7725
| 16535 | 1078.2703 | 1124.7725
| 16536 | 1077.9994 | 1124.7725
| 16537 | 1077.7125 | 1124.7725
| 16538 | 1077.2457 | 1124.7725
| 16539 | 1076.9869 | 1124.7725
| 16540 | 1076.6817 | 1124.7725
| 16541 | 1076.3982 | 1124.7725
| 16542 | 1076.0164 | 1124.7725
| 16543 | 1075.7507 | 1124.7725
| 16544 | 1075.47 | 1124.7725
| 16545 | 1075.2564 | 1124.7725
| 16546 | 1074.9568 | 1124.7725
| 16547 | 1074.6629 | 1124.7725
| 16548 | 1074.2559 | 1124.7725
| 16549 | 1074.1076 | 1124.7725
| 16550 | 1073.8227 | 1124.7725
| 16551 | 1073.5912 | 1124.7725
| 16552 | 1073.2615 | 1124.7725
| 16553 | 1072.9448 | 1124.7725
| 16554 | 1072.5906 | 1124.7725
| 16555 | 1072.2695 | 1124.7725
| 16556 | 1071.9709 | 1124.7725
| 16557 | 1071.7373 | 1124.7725
| 16558 | 1071.348 | 1124.7725
| 16559 | 1071.118 | 1124.7725
| 16560 | 1070.9151 | 1124.7725
| 16561 | 1070.5837 | 1124.7725
| 16562 | 1070.3227 | 1124.7725
| 16563 | 1070.0154 | 1124.7725
| 16564 | 1069.7344 | 1124.7725
| 16565 | 1069.3885 | 1124.7725
| 16566 | 1068.9765 | 1124.7725
| 16567 | 1068.6938 | 1124.7725
| 16568 | 1068.3445 | 1124.7725
| 16569 | 1068.1454 | 1124.7725
| 16570 | 1067.9105 | 1124.7725
| 16571 | 1067.6177 | 1124.7725
| 16572 | 1067.2848 | 1124.7725
| 16573 | 1066.989 | 1124.7725
| 16574 | 1066.8258 | 1124.7725
| 16575 | 1066.3894 | 1124.7725
| 16576 | 1065.9164 | 1124.7725
| 16577 | 1065.5553 | 1124.7725
| 16578 | 1065.1906 | 1124.7725
| 16579 | 1064.9612 | 1124.7725
| 16580 | 1064.6109 | 1124.7725
| 16581 | 1064.2674 | 1124.7725
| 16582 | 1063.9307 | 1124.7725
| 16583 | 1063.5531 | 1124.7725
| 16584 | 1063.3193 | 1124.7725
| 16585 | 1062.9703 | 1124.7725
| 16586 | 1062.7659 | 1124.7725
| 16587 | 1062.403 | 1124.7725
| 16588 | 1062.0416 | 1124.7725
| 16589 | 1061.7747 | 1124.7725
| 16590 | 1061.4764 | 1124.7725
| 16591 | 1061.2408 | 1124.7725
| 16592 | 1060.7675 | 1124.7725
| 16593 | 1060.4807 | 1124.7725
| 16594 | 1060.2201 | 1124.7725
| 16595 | 1059.9152 | 1124.7725
| 16596 | 1059.7343 | 1124.7725
| 16597 | 1059.421 | 1124.7725
| 16598 | 1058.8449 | 1124.7725
| 16599 | 1058.589 | 1124.7725
| 16600 | 1058.3182 | 1124.7725
| 16601 | 1058.0254 | 1124.7725
| 16602 | 1057.7639 | 1124.7725
| 16603 | 1057.4106 | 1124.7725
| 16604 | 1057.1166 | 1124.7725
| 16605 | 1056.8841 | 1124.7725
| 16606 | 1056.671 | 1124.7725
| 16607 | 1056.3135 | 1124.7725
| 16608 | 1055.9641 | 1124.7725
| 16609 | 1055.69 | 1124.7725
| 16610 | 1055.4919 | 1124.7725
| 16611 | 1055.2092 | 1124.7725
| 16612 | 1054.976 | 1124.7725
| 16613 | 1054.6383 | 1124.7725
| 16614 | 1054.1867 | 1124.7725
| 16615 | 1053.8181 | 1124.7725
| 16616 | 1053.3891 | 1124.7725
| 16617 | 1053.0578 | 1124.7725
| 16618 | 1052.7327 | 1124.7725
| 16619 | 1052.5481 | 1124.7725
| 16620 | 1052.1312 | 1124.7725
| 16621 | 1051.9441 | 1124.7725
| 16622 | 1051.6417 | 1124.7725
| 16623 | 1051.2919 | 1124.7725
| 16624 | 1051.0588 | 1124.7725
| 16625 | 1050.6428 | 1124.7725
| 16626 | 1050.3038 | 1124.7725
| 16627 | 1050.0524 | 1124.7725
| 16628 | 1049.573 | 1124.7725
| 16629 | 1049.1842 | 1124.7725
| 16630 | 1048.9273 | 1124.7725
| 16631 | 1048.5469 | 1124.7725
| 16632 | 1048.1737 | 1124.7725
| 16633 | 1047.6715 | 1124.7725
| 16634 | 1047.3293 | 1124.7725
| 16635 | 1047.1169 | 1124.7725
| 16636 | 1046.7482 | 1124.7725
| 16637 | 1046.5013 | 1124.7725
| 16638 | 1046.2354 | 1124.7725
| 16639 | 1045.9151 | 1124.7725
| 16640 | 1045.612 | 1124.7725
| 16641 | 1045.3242 | 1124.7725
| 16642 | 1044.9389 | 1124.7725
| 16643 | 1044.7706 | 1124.7725
| 16644 | 1044.5423 | 1124.7725
| 16645 | 1044.2113 | 1124.7725
| 16646 | 1043.794 | 1124.7725
| 16647 | 1043.4411 | 1124.7725
| 16648 | 1042.9589 | 1124.7725
| 16649 | 1042.632 | 1124.7725
| 16650 | 1042.1358 | 1124.7725
| 16651 | 1041.7919 | 1124.7725
| 16652 | 1041.4959 | 1124.7725
| 16653 | 1041.2847 | 1124.7725
| 16654 | 1040.8326 | 1124.7725
| 16655 | 1040.55 | 1124.7725
| 16656 | 1040.0803 | 1124.7725
| 16657 | 1039.5837 | 1124.7725
| 16658 | 1039.1323 | 1124.7725
| 16659 | 1038.8911 | 1124.7725
| 16660 | 1038.5108 | 1124.7725
| 16661 | 1038.3693 | 1124.7725
| 16662 | 1037.912 | 1124.7725
| 16663 | 1037.4764 | 1124.7725
| 16664 | 1037.1991 | 1124.7725
| 16665 | 1036.6622 | 1124.7725
| 16666 | 1036.3314 | 1124.7725
| 16667 | 1036.112 | 1124.7725
| 16668 | 1035.8344 | 1124.7725
| 16669 | 1035.3918 | 1124.7725
| 16670 | 1035.1512 | 1124.7725
| 16671 | 1034.8432 | 1124.7725
| 16672 | 1034.4779 | 1124.7725
| 16673 | 1034.2653 | 1124.7725
| 16674 | 1033.9049 | 1124.7725
| 16675 | 1033.6787 | 1124.7725
| 16676 | 1033.2672 | 1124.7725
| 16677 | 1032.9817 | 1124.7725
| 16678 | 1032.704 | 1124.7725
| 16679 | 1032.3861 | 1124.7725
| 16680 | 1032.1507 | 1124.7725
| 16681 | 1031.7183 | 1124.7725
| 16682 | 1031.5114 | 1124.7725
| 16683 | 1031.3757 | 1124.7725
| 16684 | 1031.0827 | 1124.7725
| 16685 | 1030.6833 | 1124.7725
| 16686 | 1030.182 | 1124.7725
| 16687 | 1029.6579 | 1124.7725
| 16688 | 1029.3224 | 1124.7725
| 16689 | 1029.0373 | 1124.7725
| 16690 | 1028.7826 | 1124.7725
| 16691 | 1028.5398 | 1124.7725
| 16692 | 1028.2306 | 1124.7725
| 16693 | 1027.9594 | 1124.7725
| 16694 | 1027.7544 | 1124.7725
| 16695 | 1027.4029 | 1124.7725
| 16696 | 1027.1067 | 1124.7725
| 16697 | 1026.7249 | 1124.7725
| 16698 | 1026.2878 | 1124.7725
| 16699 | 1025.9909 | 1124.7725
| 16700 | 1025.6713 | 1124.7725
| 16701 | 1025.3605 | 1124.7725
| 16702 | 1024.9843 | 1124.7725
| 16703 | 1024.4565 | 1124.7725
| 16704 | 1024.1859 | 1124.7725
| 16705 | 1023.8116 | 1124.7725
| 16706 | 1023.542 | 1124.7725
| 16707 | 1023.359 | 1124.7725
| 16708 | 1023.0347 | 1124.7725
| 16709 | 1022.7667 | 1124.7725
| 16710 | 1022.363 | 1124.7725
| 16711 | 1021.7691 | 1124.7725
| 16712 | 1020.8401 | 1124.7725
| 16713 | 1020.4746 | 1124.7725
| 16714 | 1020.2534 | 1124.7725
| 16715 | 1019.8657 | 1124.7725
| 16716 | 1019.535 | 1124.7725
| 16717 | 1019.1701 | 1124.7725
| 16718 | 1018.9195 | 1124.7725
| 16719 | 1018.6099 | 1124.7725
| 16720 | 1018.2044 | 1124.7725
| 16721 | 1017.8215 | 1124.7725
| 16722 | 1017.5064 | 1124.7725
| 16723 | 1017.158 | 1124.7725
| 16724 | 1016.8518 | 1124.7725
| 16725 | 1016.5302 | 1124.7725
| 16726 | 1016.2333 | 1124.7725
| 16727 | 1015.7792 | 1124.7725
| 16728 | 1015.3621 | 1124.7725
| 16729 | 1015.1735 | 1124.7725
| 16730 | 1014.9438 | 1124.7725
| 16731 | 1014.3204 | 1124.7725
| 16732 | 1013.9392 | 1124.7725
| 16733 | 1013.6819 | 1124.7725
| 16734 | 1013.2005 | 1124.7725
| 16735 | 1012.894 | 1124.7725
| 16736 | 1012.6034 | 1124.7725
| 16737 | 1012.3154 | 1124.7725
| 16738 | 1011.9323 | 1124.7725
| 16739 | 1011.3809 | 1124.7725
| 16740 | 1010.9088 | 1124.7725
| 16741 | 1010.5381 | 1124.7725
| 16742 | 1010.177 | 1124.7725
| 16743 | 1009.6242 | 1124.7725
| 16744 | 1009.3368 | 1124.7725
| 16745 | 1008.9287 | 1124.7725
| 16746 | 1008.569 | 1124.7725
| 16747 | 1008.1033 | 1124.7725
| 16748 | 1007.5917 | 1124.7725
| 16749 | 1007.2666 | 1124.7725
| 16750 | 1006.8405 | 1124.7725
| 16751 | 1006.4632 | 1124.7725
| 16752 | 1006.0338 | 1124.7725
| 16753 | 1005.7692 | 1124.7725
| 16754 | 1005.3418 | 1124.7725
| 16755 | 1004.9521 | 1124.7725
| 16756 | 1004.6152 | 1124.7725
| 16757 | 1004.2765 | 1124.7725
| 16758 | 1003.9694 | 1124.7725
| 16759 | 1003.6054 | 1124.7725
| 16760 | 1003.3494 | 1124.7725
| 16761 | 1003.0677 | 1124.7725
| 16762 | 1002.6821 | 1124.7725
| 16763 | 1002.352 | 1124.7725
| 16764 | 1001.9961 | 1124.7725
| 16765 | 1001.6029 | 1124.7725
| 16766 | 1001.2681 | 1124.7725
| 16767 | 1000.8581 | 1124.7725
| 16768 | 1000.5351 | 1124.7725
| 16769 | 1000.176 | 1124.7725
| 16770 | 999.8448 | 1124.7725
| 16771 | 999.3107 | 1124.7725
| 16772 | 999.1208 | 1124.7725
| 16773 | 998.8175 | 1124.7725
| 16774 | 998.5418 | 1124.7725
| 16775 | 998.2637 | 1124.7725
| 16776 | 997.9747 | 1124.7725
| 16777 | 997.805 | 1124.7725
| 16778 | 997.5857 | 1124.7725
| 16779 | 996.9604 | 1124.7725
| 16780 | 996.5891 | 1124.7725
| 16781 | 996.1206 | 1124.7725
| 16782 | 995.836 | 1124.7725
| 16783 | 995.5376 | 1124.7725
| 16784 | 995.3285 | 1124.7725
| 16785 | 995.0865 | 1124.7725
| 16786 | 994.6909 | 1124.7725
| 16787 | 994.1282 | 1124.7725
| 16788 | 993.8308 | 1124.7725
| 16789 | 993.5674 | 1124.7725
| 16790 | 993.2964 | 1124.7725
| 16791 | 992.9317 | 1124.7725
| 16792 | 992.514 | 1124.7725
| 16793 | 992.0887 | 1124.7725
| 16794 | 991.64 | 1124.7725
| 16795 | 991.1397 | 1124.7725
| 16796 | 990.8984 | 1124.7725
| 16797 | 990.5294 | 1124.7725
| 16798 | 990.1917 | 1124.7725
| 16799 | 989.8078 | 1124.7725
| 16800 | 989.3798 | 1124.7725
| 16801 | 988.984 | 1124.7725
| 16802 | 988.5863 | 1124.7725
| 16803 | 988.2817 | 1124.7725
| 16804 | 987.7385 | 1124.7725
| 16805 | 987.2011 | 1124.7725
| 16806 | 986.8435 | 1124.7725
| 16807 | 986.4328 | 1124.7725
| 16808 | 985.9744 | 1124.7725
| 16809 | 985.5582 | 1124.7725
| 16810 | 985.1065 | 1124.7725
| 16811 | 984.5534 | 1124.7725
| 16812 | 984.3172 | 1124.7725
| 16813 | 984.0519 | 1124.7725
| 16814 | 983.8181 | 1124.7725
| 16815 | 983.2389 | 1124.7725
| 16816 | 982.7312 | 1124.7725
| 16817 | 982.3604 | 1124.7725
| 16818 | 981.8963 | 1124.7725
| 16819 | 981.4315 | 1124.7725
| 16820 | 981.0616 | 1124.7725
| 16821 | 980.8215 | 1124.7725
| 16822 | 980.4941 | 1124.7725
| 16823 | 980.1196 | 1124.7725
| 16824 | 979.8021 | 1124.7725
| 16825 | 979.2935 | 1124.7725
| 16826 | 978.8982 | 1124.7725
| 16827 | 978.5752 | 1124.7725
| 16828 | 978.28 | 1124.7725
| 16829 | 977.8671 | 1124.7725
| 16830 | 977.5692 | 1124.7725
| 16831 | 977.3277 | 1124.7725
| 16832 | 976.8619 | 1124.7725
| 16833 | 976.445 | 1124.7725
| 16834 | 976.1211 | 1124.7725
| 16835 | 975.639 | 1124.7725
| 16836 | 975.4623 | 1124.7725
| 16837 | 974.8222 | 1124.7725
| 16838 | 974.581 | 1124.7725
| 16839 | 973.8257 | 1124.7725
| 16840 | 972.9765 | 1124.7725
| 16841 | 972.6915 | 1124.7725
| 16842 | 972.3772 | 1124.7725
| 16843 | 971.911 | 1124.7725
| 16844 | 971.5508 | 1124.7725
| 16845 | 971.0346 | 1124.7725
| 16846 | 970.5492 | 1124.7725
| 16847 | 970.3222 | 1124.7725
| 16848 | 969.8881 | 1124.7725
| 16849 | 969.6606 | 1124.7725
| 16850 | 969.3457 | 1124.7725
| 16851 | 969.0776 | 1124.7725
| 16852 | 968.7079 | 1124.7725
| 16853 | 968.483 | 1124.7725
| 16854 | 968.2059 | 1124.7725
| 16855 | 967.7844 | 1124.7725
| 16856 | 967.4318 | 1124.7725
| 16857 | 966.892 | 1124.7725
| 16858 | 966.606 | 1124.7725
| 16859 | 966.2321 | 1124.7725
| 16860 | 965.7649 | 1124.7725
| 16861 | 965.5203 | 1124.7725
| 16862 | 965.0573 | 1124.7725
| 16863 | 964.6517 | 1124.7725
| 16864 | 964.4012 | 1124.7725
| 16865 | 963.9559 | 1124.7725
| 16866 | 963.5267 | 1124.7725
| 16867 | 963.1959 | 1124.7725
| 16868 | 962.6629 | 1124.7725
| 16869 | 962.238 | 1124.7725
| 16870 | 961.8203 | 1124.7725
| 16871 | 961.2649 | 1124.7725
| 16872 | 960.8829 | 1124.7725
| 16873 | 960.5166 | 1124.7725
| 16874 | 960.1718 | 1124.7725
| 16875 | 959.7212 | 1124.7725
| 16876 | 959.2316 | 1124.7725
| 16877 | 958.6902 | 1124.7725
| 16878 | 958.3902 | 1124.7725
| 16879 | 957.999 | 1124.7725
| 16880 | 957.3365 | 1124.7725
| 16881 | 957.1692 | 1124.7725
| 16882 | 956.7677 | 1124.7725
| 16883 | 956.5302 | 1124.7725
| 16884 | 956.0935 | 1124.7725
| 16885 | 955.8522 | 1124.7725
| 16886 | 955.4187 | 1124.7725
| 16887 | 955.0826 | 1124.7725
| 16888 | 954.6556 | 1124.7725
| 16889 | 954.2436 | 1124.7725
| 16890 | 953.9659 | 1124.7725
| 16891 | 953.2964 | 1124.7725
| 16892 | 953.0839 | 1124.7725
| 16893 | 952.6854 | 1124.7725
| 16894 | 952.1453 | 1124.7725
| 16895 | 951.8989 | 1124.7725
| 16896 | 951.4439 | 1124.7725
| 16897 | 951.1711 | 1124.7725
| 16898 | 950.6577 | 1124.7725
| 16899 | 950.3615 | 1124.7725
| 16900 | 950.0511 | 1124.7725
| 16901 | 949.7813 | 1124.7725
| 16902 | 949.3083 | 1124.7725
| 16903 | 949.109 | 1124.7725
| 16904 | 948.8146 | 1124.7725
| 16905 | 948.5953 | 1124.7725
| 16906 | 948.0905 | 1124.7725
| 16907 | 947.765 | 1124.7725
| 16908 | 947.2883 | 1124.7725
| 16909 | 946.9727 | 1124.7725
| 16910 | 946.4819 | 1124.7725
| 16911 | 945.9068 | 1124.7725
| 16912 | 945.2873 | 1124.7725
| 16913 | 944.7577 | 1124.7725
| 16914 | 944.3256 | 1124.7725
| 16915 | 943.7597 | 1124.7725
| 16916 | 943.191 | 1124.7725
| 16917 | 942.4044 | 1124.7725
| 16918 | 941.8733 | 1124.7725
| 16919 | 941.3048 | 1124.7725
| 16920 | 941.02 | 1124.7725
| 16921 | 940.5083 | 1124.7725
| 16922 | 940.2995 | 1124.7725
| 16923 | 940.0782 | 1124.7725
| 16924 | 939.6839 | 1124.7725
| 16925 | 939.3746 | 1124.7725
| 16926 | 938.9139 | 1124.7725
| 16927 | 938.5511 | 1124.7725
| 16928 | 938.1283 | 1124.7725
| 16929 | 937.7834 | 1124.7725
| 16930 | 937.5499 | 1124.7725
| 16931 | 936.9935 | 1124.7725
| 16932 | 936.7243 | 1124.7725
| 16933 | 936.1932 | 1124.7725
| 16934 | 935.9083 | 1124.7725
| 16935 | 935.474 | 1124.7725
| 16936 | 935.17 | 1124.7725
| 16937 | 934.8175 | 1124.7725
| 16938 | 934.2766 | 1124.7725
| 16939 | 934.0233 | 1124.7725
| 16940 | 933.6524 | 1124.7725
| 16941 | 933.426 | 1124.7725
| 16942 | 933.0014 | 1124.7725
| 16943 | 932.8519 | 1124.7725
| 16944 | 932.2353 | 1124.7725
| 16945 | 931.6012 | 1124.7725
| 16946 | 931.2893 | 1124.7725
| 16947 | 930.7675 | 1124.7725
| 16948 | 930.2742 | 1124.7725
| 16949 | 929.9746 | 1124.7725
| 16950 | 929.637 | 1124.7725
| 16951 | 929.1193 | 1124.7725
| 16952 | 928.7266 | 1124.7725
| 16953 | 928.2998 | 1124.7725
| 16954 | 927.8319 | 1124.7725
| 16955 | 927.5234 | 1124.7725
| 16956 | 927.281 | 1124.7725
| 16957 | 927.0777 | 1124.7725
| 16958 | 926.6399 | 1124.7725
| 16959 | 926.3201 | 1124.7725
| 16960 | 925.9225 | 1124.7725
| 16961 | 925.4823 | 1124.7725
| 16962 | 925.1984 | 1124.7725
| 16963 | 924.9331 | 1124.7725
| 16964 | 924.4386 | 1124.7725
| 16965 | 924.0082 | 1124.7725
| 16966 | 923.6565 | 1124.7725
| 16967 | 923.1764 | 1124.7725
| 16968 | 922.5498 | 1124.7725
| 16969 | 922.219 | 1124.7725
| 16970 | 921.8605 | 1124.7725
| 16971 | 921.6266 | 1124.7725
| 16972 | 921.275 | 1124.7725
| 16973 | 921.0377 | 1124.7725
| 16974 | 920.6101 | 1124.7725
| 16975 | 920.1446 | 1124.7725
| 16976 | 919.8082 | 1124.7725
| 16977 | 919.4413 | 1124.7725
| 16978 | 919.1818 | 1124.7725
| 16979 | 918.7328 | 1124.7725
| 16980 | 918.241 | 1124.7725
| 16981 | 917.7075 | 1124.7725
| 16982 | 917.1343 | 1124.7725
| 16983 | 916.7212 | 1124.7725
| 16984 | 916.3471 | 1124.7725
| 16985 | 915.8286 | 1124.7725
| 16986 | 915.1981 | 1124.7725
| 16987 | 914.9003 | 1124.7725
| 16988 | 914.6332 | 1124.7725
| 16989 | 914.2868 | 1124.7725
| 16990 | 913.7197 | 1124.7725
| 16991 | 913.0016 | 1124.7725
| 16992 | 912.4603 | 1124.7725
| 16993 | 912.1247 | 1124.7725
| 16994 | 911.7576 | 1124.7725
| 16995 | 910.9588 | 1124.7725
| 16996 | 910.6446 | 1124.7725
| 16997 | 910.0576 | 1124.7725
| 16998 | 909.7962 | 1124.7725
| 16999 | 909.5616 | 1124.7725
| 17000 | 909.317 | 1124.7725
| 17001 | 909.0932 | 1124.7725
| 17002 | 908.7666 | 1124.7725
| 17003 | 908.1687 | 1124.7725
| 17004 | 907.683 | 1124.7725
| 17005 | 907.0568 | 1124.7725
| 17006 | 906.7027 | 1124.7725
| 17007 | 906.3359 | 1124.7725
| 17008 | 905.9261 | 1124.7725
| 17009 | 905.4669 | 1124.7725
| 17010 | 905.2453 | 1124.7725
| 17011 | 904.7656 | 1124.7725
| 17012 | 904.4496 | 1124.7725
| 17013 | 903.818 | 1124.7725
| 17014 | 903.46 | 1124.7725
| 17015 | 903.2126 | 1124.7725
| 17016 | 902.454 | 1124.7725
| 17017 | 902.1238 | 1124.7725
| 17018 | 901.6865 | 1124.7725
| 17019 | 901.2974 | 1124.7725
| 17020 | 900.9976 | 1124.7725
| 17021 | 900.5376 | 1124.7725
| 17022 | 899.8319 | 1124.7725
| 17023 | 899.3875 | 1124.7725
| 17024 | 899.0729 | 1124.7725
| 17025 | 898.6891 | 1124.7725
| 17026 | 898.2862 | 1124.7725
| 17027 | 897.8728 | 1124.7725
| 17028 | 897.6126 | 1124.7725
| 17029 | 897.3764 | 1124.7725
| 17030 | 896.8608 | 1124.7725
| 17031 | 896.4166 | 1124.7725
| 17032 | 895.9861 | 1124.7725
| 17033 | 895.4915 | 1124.7725
| 17034 | 895.1824 | 1124.7725
| 17035 | 894.647 | 1124.7725
| 17036 | 894.3071 | 1124.7725
| 17037 | 893.8513 | 1124.7725
| 17038 | 893.5079 | 1124.7725
| 17039 | 893.1274 | 1124.7725
| 17040 | 892.4945 | 1124.7725
| 17041 | 891.8941 | 1124.7725
| 17042 | 891.537 | 1124.7725
| 17043 | 890.9359 | 1124.7725
| 17044 | 890.4538 | 1124.7725
| 17045 | 890.0982 | 1124.7725
| 17046 | 889.5242 | 1124.7725
| 17047 | 888.9615 | 1124.7725
| 17048 | 888.6912 | 1124.7725
| 17049 | 888.2077 | 1124.7725
| 17050 | 887.6773 | 1124.7725
| 17051 | 887.1819 | 1124.7725
| 17052 | 886.7051 | 1124.7725
| 17053 | 885.6383 | 1124.7725
| 17054 | 885.0724 | 1124.7725
| 17055 | 884.5641 | 1124.7725
| 17056 | 883.8595 | 1124.7725
| 17057 | 883.4658 | 1124.7725
| 17058 | 882.9836 | 1124.7725
| 17059 | 882.708 | 1124.7725
| 17060 | 882.1858 | 1124.7725
| 17061 | 881.6877 | 1124.7725
| 17062 | 881.2233 | 1124.7725
| 17063 | 880.858 | 1124.7725
| 17064 | 880.3139 | 1124.7725
| 17065 | 879.81 | 1124.7725
| 17066 | 879.4992 | 1124.7725
| 17067 | 879.2224 | 1124.7725
| 17068 | 878.4814 | 1124.7725
| 17069 | 877.8764 | 1124.7725
| 17070 | 877.4554 | 1124.7725
| 17071 | 877.0022 | 1124.7725
| 17072 | 876.6091 | 1124.7725
| 17073 | 876.0487 | 1124.7725
| 17074 | 875.8 | 1124.7725
| 17075 | 875.2216 | 1124.7725
| 17076 | 874.64 | 1124.7725
| 17077 | 874.2169 | 1124.7725
| 17078 | 873.8409 | 1124.7725
| 17079 | 873.6674 | 1124.7725
| 17080 | 873.2148 | 1124.7725
| 17081 | 872.8 | 1124.7725
| 17082 | 872.2415 | 1124.7725
| 17083 | 871.9249 | 1124.7725
| 17084 | 871.502 | 1124.7725
| 17085 | 870.8676 | 1124.7725
| 17086 | 870.3806 | 1124.7725
| 17087 | 870.0254 | 1124.7725
| 17088 | 869.6005 | 1124.7725
| 17089 | 869.1507 | 1124.7725
| 17090 | 868.687 | 1124.7725
| 17091 | 868.0995 | 1124.7725
| 17092 | 867.3107 | 1124.7725
| 17093 | 866.8885 | 1124.7725
| 17094 | 866.5371 | 1124.7725
| 17095 | 866.1893 | 1124.7725
| 17096 | 865.6025 | 1124.7725
| 17097 | 864.7912 | 1124.7725
| 17098 | 864.3039 | 1124.7725
| 17099 | 863.8124 | 1124.7725
| 17100 | 863.4323 | 1124.7725
| 17101 | 862.8358 | 1124.7725
| 17102 | 862.4167 | 1124.7725
| 17103 | 862.051 | 1124.7725
| 17104 | 861.5836 | 1124.7725
| 17105 | 861.0939 | 1124.7725
| 17106 | 860.7404 | 1124.7725
| 17107 | 860.3228 | 1124.7725
| 17108 | 859.8957 | 1124.7725
| 17109 | 859.455 | 1124.7725
| 17110 | 858.8166 | 1124.7725
| 17111 | 858.3356 | 1124.7725
| 17112 | 857.8996 | 1124.7725
| 17113 | 857.3478 | 1124.7725
| 17114 | 856.6896 | 1124.7725
| 17115 | 856.2736 | 1124.7725
| 17116 | 855.699 | 1124.7725
| 17117 | 855.1108 | 1124.7725
| 17118 | 854.6101 | 1124.7725
| 17119 | 854.2635 | 1124.7725
| 17120 | 853.7468 | 1124.7725
| 17121 | 853.2669 | 1124.7725
| 17122 | 852.6621 | 1124.7725
| 17123 | 852.3488 | 1124.7725
| 17124 | 851.9928 | 1124.7725
| 17125 | 851.4409 | 1124.7725
| 17126 | 850.9378 | 1124.7725
| 17127 | 850.4383 | 1124.7725
| 17128 | 849.93 | 1124.7725
| 17129 | 849.3828 | 1124.7725
| 17130 | 848.9595 | 1124.7725
| 17131 | 848.6096 | 1124.7725
| 17132 | 848.0541 | 1124.7725
| 17133 | 847.6625 | 1124.7725
| 17134 | 847.1438 | 1124.7725
| 17135 | 846.331 | 1124.7725
| 17136 | 845.9899 | 1124.7725
| 17137 | 845.7087 | 1124.7725
| 17138 | 845.427 | 1124.7725
| 17139 | 844.9272 | 1124.7725
| 17140 | 844.5725 | 1124.7725
| 17141 | 844.0206 | 1124.7725
| 17142 | 843.4501 | 1124.7725
| 17143 | 842.8996 | 1124.7725
| 17144 | 842.4624 | 1124.7725
| 17145 | 841.7295 | 1124.7725
| 17146 | 841.2544 | 1124.7725
| 17147 | 840.9073 | 1124.7725
| 17148 | 840.3532 | 1124.7725
| 17149 | 839.5994 | 1124.7725
| 17150 | 839.2197 | 1124.7725
| 17151 | 838.731 | 1124.7725
| 17152 | 837.8881 | 1124.7725
| 17153 | 837.4951 | 1124.7725
| 17154 | 836.7776 | 1124.7725
| 17155 | 836.4549 | 1124.7725
| 17156 | 835.8266 | 1124.7725
| 17157 | 835.4314 | 1124.7725
| 17158 | 834.9984 | 1124.7725
| 17159 | 834.6875 | 1124.7725
| 17160 | 834.4245 | 1124.7725
| 17161 | 833.9764 | 1124.7725
| 17162 | 833.3372 | 1124.7725
| 17163 | 832.7505 | 1124.7725
| 17164 | 832.3444 | 1124.7725
| 17165 | 831.9748 | 1124.7725
| 17166 | 831.4418 | 1124.7725
| 17167 | 830.9539 | 1124.7725
| 17168 | 830.4867 | 1124.7725
| 17169 | 830.003 | 1124.7725
| 17170 | 829.3536 | 1124.7725
| 17171 | 828.8062 | 1124.7725
| 17172 | 827.7868 | 1124.7725
| 17173 | 827.3011 | 1124.7725
| 17174 | 826.6823 | 1124.7725
| 17175 | 826.3274 | 1124.7725
| 17176 | 825.9651 | 1124.7725
| 17177 | 825.4325 | 1124.7725
| 17178 | 825.1381 | 1124.7725
| 17179 | 824.7972 | 1124.7725
| 17180 | 824.2635 | 1124.7725
| 17181 | 823.8539 | 1124.7725
| 17182 | 823.3378 | 1124.7725
| 17183 | 822.8977 | 1124.7725
| 17184 | 822.1334 | 1124.7725
| 17185 | 821.4122 | 1124.7725
| 17186 | 820.7176 | 1124.7725
| 17187 | 820.3772 | 1124.7725
| 17188 | 819.7423 | 1124.7725
| 17189 | 819.2986 | 1124.7725
| 17190 | 818.8413 | 1124.7725
| 17191 | 818.1995 | 1124.7725
| 17192 | 817.9613 | 1124.7725
| 17193 | 817.4717 | 1124.7725
| 17194 | 817.0415 | 1124.7725
| 17195 | 816.2218 | 1124.7725
| 17196 | 815.4808 | 1124.7725
| 17197 | 814.7242 | 1124.7725
| 17198 | 814.1383 | 1124.7725
| 17199 | 813.7831 | 1124.7725
| 17200 | 813.027 | 1124.7725
| 17201 | 812.6317 | 1124.7725
| 17202 | 812.0992 | 1124.7725
| 17203 | 811.6968 | 1124.7725
| 17204 | 811.1798 | 1124.7725
| 17205 | 810.6203 | 1124.7725
| 17206 | 810.1593 | 1124.7725
| 17207 | 809.3761 | 1124.7725
| 17208 | 808.6034 | 1124.7725
| 17209 | 808.17 | 1124.7725
| 17210 | 807.7472 | 1124.7725
| 17211 | 807.1408 | 1124.7725
| 17212 | 806.3987 | 1124.7725
| 17213 | 805.6386 | 1124.7725
| 17214 | 805.0282 | 1124.7725
| 17215 | 804.533 | 1124.7725
| 17216 | 803.991 | 1124.7725
| 17217 | 803.5302 | 1124.7725
| 17218 | 803.176 | 1124.7725
| 17219 | 802.7296 | 1124.7725
| 17220 | 802.0988 | 1124.7725
| 17221 | 801.1084 | 1124.7725
| 17222 | 800.3801 | 1124.7725
| 17223 | 799.513 | 1124.7725
| 17224 | 799.0838 | 1124.7725
| 17225 | 798.4884 | 1124.7725
| 17226 | 797.8688 | 1124.7725
| 17227 | 797.2686 | 1124.7725
| 17228 | 796.9373 | 1124.7725
| 17229 | 796.4358 | 1124.7725
| 17230 | 795.7636 | 1124.7725
| 17231 | 795.179 | 1124.7725
| 17232 | 794.1846 | 1124.7725
| 17233 | 793.277 | 1124.7725
| 17234 | 792.7901 | 1124.7725
| 17235 | 792.4379 | 1124.7725
| 17236 | 791.2105 | 1124.7725
| 17237 | 790.6482 | 1124.7725
| 17238 | 789.9573 | 1124.7725
| 17239 | 789.1168 | 1124.7725
| 17240 | 788.452 | 1124.7725
| 17241 | 787.6621 | 1124.7725
| 17242 | 786.935 | 1124.7725
| 17243 | 786.454 | 1124.7725
| 17244 | 785.6451 | 1124.7725
| 17245 | 784.8382 | 1124.7725
| 17246 | 783.8809 | 1124.7725
| 17247 | 783.4456 | 1124.7725
| 17248 | 782.964 | 1124.7725
| 17249 | 782.2963 | 1124.7725
| 17250 | 781.7045 | 1124.7725
| 17251 | 781.2566 | 1124.7725
| 17252 | 780.7045 | 1124.7725
| 17253 | 780.2714 | 1124.7725
| 17254 | 779.7863 | 1124.7725
| 17255 | 778.8649 | 1124.7725
| 17256 | 778.6143 | 1124.7725
| 17257 | 778.0311 | 1124.7725
| 17258 | 776.8861 | 1124.7725
| 17259 | 776.2707 | 1124.7725
| 17260 | 775.2995 | 1124.7725
| 17261 | 774.8052 | 1124.7725
| 17262 | 773.8337 | 1124.7725
| 17263 | 773.1911 | 1124.7725
| 17264 | 772.3073 | 1124.7725
| 17265 | 771.617 | 1124.7725
| 17266 | 770.9249 | 1124.7725
| 17267 | 770.3685 | 1124.7725
| 17268 | 770.0436 | 1124.7725
| 17269 | 769.3919 | 1124.7725
| 17270 | 768.6667 | 1124.7725
| 17271 | 767.4762 | 1124.7725
| 17272 | 766.9417 | 1124.7725
| 17273 | 766.1632 | 1124.7725
| 17274 | 765.3185 | 1124.7725
| 17275 | 764.7062 | 1124.7725
| 17276 | 764.0518 | 1124.7725
| 17277 | 763.4579 | 1124.7725
| 17278 | 763.0482 | 1124.7725
| 17279 | 762.3167 | 1124.7725
| 17280 | 761.7559 | 1124.7725
| 17281 | 760.4638 | 1124.7725
| 17282 | 759.8406 | 1124.7725
| 17283 | 759.1943 | 1124.7725
| 17284 | 758.5249 | 1124.7725
| 17285 | 757.8471 | 1124.7725
| 17286 | 757.2506 | 1124.7725
| 17287 | 756.6935 | 1124.7725
| 17288 | 755.9753 | 1124.7725
| 17289 | 755.3508 | 1124.7725
| 17290 | 754.5242 | 1124.7725
| 17291 | 753.6507 | 1124.7725
| 17292 | 752.779 | 1124.7725
| 17293 | 751.7585 | 1124.7725
| 17294 | 751.1432 | 1124.7725
| 17295 | 750.2222 | 1124.7725
| 17296 | 749.4002 | 1124.7725
| 17297 | 748.6349 | 1124.7725
| 17298 | 748.0518 | 1124.7725
| 17299 | 747.4719 | 1124.7725
| 17300 | 746.3615 | 1124.7725
| 17301 | 745.2716 | 1124.7725
| 17302 | 743.9722 | 1124.7725
| 17303 | 743.5669 | 1124.7725
| 17304 | 742.8858 | 1124.7725
| 17305 | 742.2659 | 1124.7725
| 17306 | 741.4746 | 1124.7725
| 17307 | 740.8105 | 1124.7725
| 17308 | 740.0526 | 1124.7725
| 17309 | 739.2653 | 1124.7725
| 17310 | 738.4116 | 1124.7725
| 17311 | 738.1542 | 1124.7725
| 17312 | 737.2828 | 1124.7725
| 17313 | 736.5282 | 1124.7725
| 17314 | 735.6406 | 1124.7725
| 17315 | 734.3482 | 1124.7725
| 17316 | 733.5568 | 1124.7725
| 17317 | 732.7021 | 1124.7725
| 17318 | 732.1088 | 1124.7725
| 17319 | 730.944 | 1124.7725
| 17320 | 729.74 | 1124.7725
| 17321 | 729.2437 | 1124.7725
| 17322 | 728.562 | 1124.7725
| 17323 | 727.7984 | 1124.7725
| 17324 | 727.1743 | 1124.7725
| 17325 | 726.4694 | 1124.7725
| 17326 | 725.8437 | 1124.7725
| 17327 | 725.0784 | 1124.7725
| 17328 | 724.6415 | 1124.7725
| 17329 | 723.7725 | 1124.7725
| 17330 | 723.064 | 1124.7725
| 17331 | 722.3973 | 1124.7725
| 17332 | 721.2835 | 1124.7725
| 17333 | 720.4798 | 1124.7725
| 17334 | 719.5486 | 1124.7725
| 17335 | 718.7998 | 1124.7725
| 17336 | 718.0641 | 1124.7725
| 17337 | 717.4951 | 1124.7725
| 17338 | 716.8682 | 1124.7725
| 17339 | 716.331 | 1124.7725
| 17340 | 715.299 | 1124.7725
| 17341 | 714.4295 | 1124.7725
| 17342 | 713.8324 | 1124.7725
| 17343 | 712.9873 | 1124.7725
| 17344 | 711.9585 | 1124.7725
| 17345 | 711.3117 | 1124.7725
| 17346 | 709.985 | 1124.7725
| 17347 | 709.2825 | 1124.7725
| 17348 | 708.4553 | 1124.7725
| 17349 | 707.5853 | 1124.7725
| 17350 | 706.8101 | 1124.7725
| 17351 | 705.9609 | 1124.7725
| 17352 | 705.2357 | 1124.7725
| 17353 | 703.9519 | 1124.7725
| 17354 | 703.0264 | 1124.7725
| 17355 | 701.8944 | 1124.7725
| 17356 | 701.0525 | 1124.7725
| 17357 | 700.3741 | 1124.7725
| 17358 | 698.7024 | 1124.7725
| 17359 | 698.1455 | 1124.7725
| 17360 | 697.4885 | 1124.7725
| 17361 | 696.5767 | 1124.7725
| 17362 | 695.7007 | 1124.7725
| 17363 | 694.4881 | 1124.7725
| 17364 | 693.9847 | 1124.7725
| 17365 | 692.8961 | 1124.7725
| 17366 | 691.901 | 1124.7725
| 17367 | 691.031 | 1124.7725
| 17368 | 689.5518 | 1124.7725
| 17369 | 688.7345 | 1124.7725
| 17370 | 687.7227 | 1124.7725
| 17371 | 686.9987 | 1124.7725
| 17372 | 686.0481 | 1124.7725
| 17373 | 685.0478 | 1124.7725
| 17374 | 684.2455 | 1124.7725
| 17375 | 683.3184 | 1124.7725
| 17376 | 682.3455 | 1124.7725
| 17377 | 681.6642 | 1124.7725
| 17378 | 680.6248 | 1124.7725
| 17379 | 679.7754 | 1124.7725
| 17380 | 678.967 | 1124.7725
| 17381 | 678.2684 | 1124.7725
| 17382 | 677.6368 | 1124.7725
| 17383 | 676.8374 | 1124.7725
| 17384 | 675.7062 | 1124.7725
| 17385 | 674.7703 | 1124.7725
| 17386 | 673.9849 | 1124.7725
| 17387 | 673.1392 | 1124.7725
| 17388 | 671.7411 | 1124.7725
| 17389 | 670.4549 | 1124.7725
| 17390 | 669.8947 | 1124.7725
| 17391 | 668.919 | 1124.7725
| 17392 | 667.9505 | 1124.7725
| 17393 | 666.9217 | 1124.7725
| 17394 | 665.7779 | 1124.7725
| 17395 | 664.7263 | 1124.7725
| 17396 | 663.6562 | 1124.7725
| 17397 | 662.9327 | 1124.7725
| 17398 | 661.8841 | 1124.7725
| 17399 | 660.8677 | 1124.7725
| 17400 | 660.1316 | 1124.7725
| 17401 | 659.2744 | 1124.7725
| 17402 | 658.4121 | 1124.7725
| 17403 | 657.0914 | 1124.7725
| 17404 | 655.6835 | 1124.7725
| 17405 | 654.5466 | 1124.7725
| 17406 | 653.091 | 1124.7725
| 17407 | 651.8188 | 1124.7725
| 17408 | 650.7602 | 1124.7725
| 17409 | 649.9013 | 1124.7725
| 17410 | 647.7169 | 1124.7725
| 17411 | 646.7273 | 1124.7725
| 17412 | 645.7134 | 1124.7725
| 17413 | 644.1262 | 1124.7725
| 17414 | 641.3979 | 1124.7725
| 17415 | 640.16 | 1124.7725
| 17416 | 639.0499 | 1124.7725
| 17417 | 637.7683 | 1124.7725
| 17418 | 636.5256 | 1124.7725
| 17419 | 635.2407 | 1124.7725
| 17420 | 633.9103 | 1124.7725
| 17421 | 633.1972 | 1124.7725
| 17422 | 632.0305 | 1124.7725
| 17423 | 630.9303 | 1124.7725
| 17424 | 629.4168 | 1124.7725
| 17425 | 628.4603 | 1124.7725
| 17426 | 627.508 | 1124.7725
| 17427 | 626.0681 | 1124.7725
| 17428 | 625.1647 | 1124.7725
| 17429 | 624.1409 | 1124.7725
| 17430 | 622.8533 | 1124.7725
| 17431 | 621.8981 | 1124.7725
| 17432 | 620.8215 | 1124.7725
| 17433 | 618.9591 | 1124.7725
| 17434 | 617.7155 | 1124.7725
| 17435 | 615.5058 | 1124.7725
| 17436 | 614.6729 | 1124.7725
| 17437 | 612.8982 | 1124.7725
| 17438 | 611.7686 | 1124.7725
| 17439 | 610.8279 | 1124.7725
| 17440 | 609.6339 | 1124.7725
| 17441 | 607.9374 | 1124.7725
| 17442 | 606.4332 | 1124.7725
| 17443 | 604.8865 | 1124.7725
| 17444 | 603.9044 | 1124.7725
| 17445 | 602.7064 | 1124.7725
| 17446 | 601.2124 | 1124.7725
| 17447 | 599.5468 | 1124.7725
| 17448 | 598.5006 | 1124.7725
| 17449 | 596.8086 | 1124.7725
| 17450 | 594.6839 | 1124.7725
| 17451 | 592.9136 | 1124.7725
| 17452 | 591.9052 | 1124.7725
| 17453 | 590.4151 | 1124.7725
| 17454 | 589.3908 | 1124.7725
| 17455 | 587.5843 | 1124.7725
| 17456 | 585.6887 | 1124.7725
| 17457 | 583.7338 | 1124.7725
| 17458 | 582.6372 | 1124.7725
| 17459 | 581.1723 | 1124.7725
| 17460 | 578.8563 | 1124.7725
| 17461 | 576.9684 | 1124.7725
| 17462 | 574.6442 | 1124.7725
| 17463 | 573.655 | 1124.7725
| 17464 | 571.806 | 1124.7725
| 17465 | 570.925 | 1124.7725
| 17466 | 568.94 | 1124.7725
| 17467 | 567.5345 | 1124.7725
| 17468 | 565.8293 | 1124.7725
| 17469 | 563.825 | 1124.7725
| 17470 | 562.4533 | 1124.7725
| 17471 | 561.0583 | 1124.7725
| 17472 | 558.9825 | 1124.7725
| 17473 | 556.1977 | 1124.7725
| 17474 | 554.3539 | 1124.7725
| 17475 | 552.9915 | 1124.7725
| 17476 | 551.1318 | 1124.7725
| 17477 | 548.4587 | 1124.7725
| 17478 | 547.0683 | 1124.7725
| 17479 | 544.7296 | 1124.7725
| 17480 | 542.6134 | 1124.7725
| 17481 | 540.9376 | 1124.7725
| 17482 | 539.3504 | 1124.7725
| 17483 | 538.1505 | 1124.7725
| 17484 | 536.6263 | 1124.7725
| 17485 | 535.3405 | 1124.7725
| 17486 | 533.9966 | 1124.7725
| 17487 | 530.9509 | 1124.7725
| 17488 | 527.7737 | 1124.7725
| 17489 | 525.5564 | 1124.7725
| 17490 | 524.1859 | 1124.7725
| 17491 | 522.5803 | 1124.7725
| 17492 | 520.3199 | 1124.7725
| 17493 | 517.767 | 1124.7725
| 17494 | 514.0684 | 1124.7725
| 17495 | 512.4552 | 1124.7725
| 17496 | 509.8033 | 1124.7725
| 17497 | 507.2896 | 1124.7725
| 17498 | 505.5662 | 1124.7725
| 17499 | 502.7432 | 1124.7725
| 17500 | 499.9934 | 1124.7725
| 17501 | 499.9934 | 1124.7725
| 17502 | 499.9934 | 1124.7725
| 17503 | 499.9934 | 1124.7725
| 17504 | 499.9934 | 1124.7725
| 17505 | 499.9934 | 1124.7725
| 17506 | 499.9934 | 1124.7725
| 17507 | 499.9934 | 1124.7725
| 17508 | 499.9934 | 1124.7725
| 17509 | 499.9934 | 1124.7725
| 17510 | 499.9934 | 1124.7725
| 17511 | 499.9934 | 1124.7725
| 17512 | 499.9934 | 1124.7725
| 17513 | 499.9934 | 1124.7725
| 17514 | 499.9934 | 1124.7725
| 17515 | 499.9934 | 1124.7725
| 17516 | 499.9934 | 1124.7725
| 17517 | 499.9934 | 1124.7725
| 17518 | 499.9934 | 1124.7725
| 17519 | 499.9934 | 1124.7725
| 17520 | 499.9934 | 1124.7725

## F. 34
Figure 34 - Reserve Capacity forecast supply-demand balance for expected demand scenario, 2023-24 to 2032-33 (MW)
Table of contents
| Capacity Year | Unit | 2023-24 | 2024-25 | 2025-26 | 2026-27 | 2027-28 | 2028-29 | 2029-30 | 2030-31 | 2031-32 | 2032-33
| 2023 WEM ESOO RCT | MW | 5364.2699 | 5364.2699 | 5543.2535 | 5716.3789 | 5805.7246 | 6061.3259 | 6421.5999 | 6820.8407 | 7140.1636 | 7424.9893
| Forecast available existing and committed capacity | MW | 4726.572 | 4726.572 | 4598.025 | 4598.025 | 4280.825 | 4280.825 | 3858.825 | 3424.825 | 3424.825 | 3424.825

## F. 35
Figure 35 - Forecast Reserve Capacity status for 2025-26 (MW)
Table of contents
Note: The existing-for-high-only capacity is included in the high demand growth scenario only for the capacity supply forecasts. It is associated with Registered Facilities that did not receive Capacity Credits for 2024-25 but received Capacity Credits for 2022-23 or 2023-24.
| RC Cycle | 2023
| Capacity Year | 2025-26
|  | MW | MW | MW | MW | MW | MW | MW
|  | Existing | Committed | Existing-for-high-only | Probable | Total forecast available | RCT | Subtotal
| Existing | 4466.55
| Committed |  | 131.475 |  |  |  |  | 4466.55
| Existing-for-high-only |  |  | 22.812 |  |  |  | 4598.025
| Probable |  |  |  | 1347.958 |  |  | 4620.837
| Total forecast available |  |  |  |  | 5968.795
| RCT | [5 empty] | 5543.2535

## F. 36
Figure 36 - Operational and underlying demand profiles on the observed peak demand day, 2 March 2023
Table of contents
Source: AEMO, Bureau of Meterology, and Solcast.
| Date time | Time | Operational demand (MW) | DPV (MW) | Underlying demand (MW)
| 2023-03-02 | 44987 | 2413.8331 | 0 | 2413.8331
| 2023-03-02 00:30 | 44987.0208 | 2344.3359 | 0 | 2344.3359
| 2023-03-02 01:00 | 44987.0417 | 2291.6242 | 0 | 2291.6242
| 2023-03-02 01:30 | 44987.0625 | 2253.6978 | 0 | 2253.6978
| 2023-03-02 02:00 | 44987.0833 | 2146.4794 | 0 | 2146.4794
| 2023-03-02 02:30 | 44987.1042 | 2132.1635 | 0 | 2132.1635
| 2023-03-02 03:00 | 44987.125 | 2138.9161 | 0 | 2138.9161
| 2023-03-02 03:30 | 44987.1458 | 2121.8613 | 0 | 2121.8613
| 2023-03-02 04:00 | 44987.1667 | 2125.1565 | 0 | 2125.1565
| 2023-03-02 04:30 | 44987.1875 | 2135.3941 | 0 | 2135.3941
| 2023-03-02 05:00 | 44987.2083 | 2191.5298 | 0 | 2191.5298
| 2023-03-02 05:30 | 44987.2292 | 2233.2554 | 0 | 2233.2554
| 2023-03-02 06:00 | 44987.25 | 2316.721 | 0 | 2316.721
| 2023-03-02 06:30 | 44987.2708 | 2345.6343 | 71.6497 | 2417.284
| 2023-03-02 07:00 | 44987.2917 | 2407.0782 | 228.8182 | 2635.8963
| 2023-03-02 07:30 | 44987.3125 | 2384.4124 | 406.7902 | 2791.2027
| 2023-03-02 08:00 | 44987.3333 | 2405.605 | 552.4059 | 2958.0109
| 2023-03-02 08:30 | 44987.3542 | 2391.9256 | 707.2686 | 3099.1941
| 2023-03-02 09:00 | 44987.375 | 2489.5218 | 723.4521 | 3212.974
| 2023-03-02 09:30 | 44987.3958 | 2509.3474 | 811.2881 | 3320.6355
| 2023-03-02 10:00 | 44987.4167 | 2467.9854 | 945.3527 | 3413.338
| 2023-03-02 10:30 | 44987.4375 | 2488.1309 | 1037.8138 | 3525.9447
| 2023-03-02 11:00 | 44987.4583 | 2569.5453 | 1056.3111 | 3625.8564
| 2023-03-02 11:30 | 44987.4792 | 2603.517 | 1077.12 | 3680.6369
| 2023-03-02 12:00 | 44987.5 | 2629.4122 | 1074.8148 | 3704.2271
| 2023-03-02 12:30 | 44987.5208 | 2786.4112 | 1051.7067 | 3838.1179
| 2023-03-02 13:00 | 44987.5417 | 2834.6883 | 1102.5649 | 3937.2532
| 2023-03-02 13:30 | 44987.5625 | 2896.2433 | 1160.3581 | 4056.6014
| 2023-03-02 14:00 | 44987.5833 | 3155.4553 | 973.1347 | 4128.5899
| 2023-03-02 14:30 | 44987.6042 | 3332.5315 | 737.3676 | 4069.8991
| 2023-03-02 15:00 | 44987.625 | 3430.3056 | 570.9432 | 4001.2488
| 2023-03-02 15:30 | 44987.6458 | 3639.8293 | 323.6134 | 3963.4427
| 2023-03-02 16:00 | 44987.6667 | 3682.8398 | 171.0538 | 3853.8936
| 2023-03-02 16:30 | 44987.6875 | 3481.5949 | 150.2508 | 3631.8457
| 2023-03-02 17:00 | 44987.7083 | 3246.6443 | 127.1361 | 3373.7804
| 2023-03-02 17:30 | 44987.7292 | 3252.6376 | 71.6589 | 3324.2966
| 2023-03-02 18:00 | 44987.75 | 3221.4914 | 34.6739 | 3256.1653
| 2023-03-02 18:30 | 44987.7708 | 3210.1891 | 0 | 3210.1891 |  | 4,393 MW 15:30
| 2023-03-02 19:00 | 44987.7917 | 3157.8549 | 0 | 3157.8549
| 2023-03-02 19:30 | 44987.8125 | 3108.341 | 0 | 3108.341
| 2023-03-02 20:00 | 44987.8333 | 3075.0027 | 0 | 3075.0027
| 2023-03-02 20:30 | 44987.8542 | 2968.5991 | 0 | 2968.5991
| 2023-03-02 21:00 | 44987.875 | 2886.7029 | 0 | 2886.7029 | 3,984 MW 18:00 | 4,106 MW 18:00
| 2023-03-02 21:30 | 44987.8958 | 2748.8125 | 0 | 2748.8125
| 2023-03-02 22:00 | 44987.9167 | 2636.0072 | 0 | 2636.0072
| 2023-03-02 22:30 | 44987.9375 | 2515.9112 | 0 | 2515.9112
| 2023-03-02 23:00 | 44987.9583 | 2420.612 | 0 | 2420.612
| 2023-03-02 23:30 | 44987.9792 | 2351.0364 | 0 | 2351.0364