## Disclaimer
Disclaimer
Purpose
This report has been published to implement the Energy Security Board (ESB) ‘enhanced information’ transmission access reforms. The report
is intended to support more informed investment and decision-making processes in the National Electricity Market, by collating public metrics and
indicators that represent important locational characteristics of the power system. This report includes only publicly available information from
existing AEMO, industry, and stakeholder publications.
AEMO publishes this Enhanced Locational Information (ELI) Report pursuant to its functions in section 49(2)(c) of the National Electricity Law.
This publication is generally based on information available to AEMO as at 1 April 2025, unless otherwise indicated.
Disclaimer
AEMO has made reasonable efforts to ensure the quality of the information in this publication but cannot guarantee that information, forecasts and
assumptions are accurate, complete or appropriate for your circumstances.
Modelling work performed as part of preparing this publication inherently requires assumptions about future behaviours and market interactions,
which may result in forecasts that deviate from future conditions. There will usually be differences between estimated and actual results, because
events and circumstances frequently do not occur as expected, and those differences may be material.
This publication does not include all of the information that an investor, participant or potential participant in the National Electricity Market might
require, and does not amount to a recommendation of any investment.
Anyone proposing to use the information in this publication (which includes information and forecasts from third parties) should independently
verify its accuracy, completeness and suitability for purpose, and obtain independent and specific advice from appropriate experts.
Accordingly, to the maximum extent permitted by law, AEMO and its officers, employees and consultants involved in the preparation of this
publication:
· make no representation or warranty, express or implied, as to the currency, accuracy, reliability or completeness of the information in
this publication; and
· are not liable (whether by reason of negligence or otherwise) for any statements, opinions, information or other matters contained in or
derived from this publication, or any omissions from it, or in respect of a person’s use of the information in this publication.
Copyright
© 2025 Australian Energy Market Operator Limited. The material in this publication may be used in accordance with the copyright permissions on
AEMO’s website.

## Version History
2025 ELI Report: Charts
Please note that the data format may need to be adjusted in order to view the data to the level of fidelity required. For example, you may need to format the cell to a more appropriate number of decimal places in some cases as desired.
Version History
Version Number | Description
v1.0 | Initial release

## Table of Figures and Tables
Table of figures and tables
Link to figure/table | Figure/table name
Near Term Proj Curtailment | Near Term Operating Conditions Projected Curtailment Outcomes
Med Term Proj Curtailment | Medium Term Operating Conditions Projected Curtailment Outcomes
Near Term Loc Rel Factor | Near Term Operating Conditions Locational Reliability Factor Outcomes
Med Term Loc Rel Factor | Medium Term Operating Conditions Locational Reliability Factor Outcomes
Hist Hosting Cap Indicator | Historical Hosting Capacity Indictor Results based on 2024 constraint headroom dispatch data
Figure 1 | Overview of indicator types considered in the 2025 ELI Report
Figure 2 | Overview of NEM congestion and curtailment for calendar year 2024
Figure 3 | Historical hosting capacity indicator in NEM for solar (top-left), hybrid solar/BESS (top-right), wind (bottom-left) and hybrid wind/BESS (bottom-right)
Figure 4 | Projected curtailment outcomes for solar in near term (left) and medium term (right) operating conditions
Figure 5 | Indicative timeline of ELI consultation activities and publications
Figure 6 | Overview of indicator types considered in the 2025 ELI Report
Figure 7 | Proposed projects by NEM region and technology as of April 2025 Generation Information (GW)
Figure 8 | Underway NEM connections projects by stage and type of generation or storage technology as of December 2024 NEM Connections Scorecard (GW)
Figure 9 | Connection projects pipeline across the NEM (as at December 2024)
Figure 10 | Actual and forecast coal generation capacity in the NEM, Step Change scenario to 2049-50 (GW)
Figure 11 | Historical and forecast capacity in the NEM, Step Change scenario, 2009-10 to 2049- 50 (GW)
Figure 12 | Projected capacity (left), annual energy (centre), and annual storage production (right), under the 2024 ISP Step Change projected build, 2030
Figure 13 | Projected VRE build in the 2024 ISP Step Change scenario in 2029-30 (left) and 2039-40 (right)
Figure 14 | Average curtailment of semi-scheduled wind and solar generation in the NEM, calendar year 2024
Figure 15 | Overview of NEM congestion and curtailment for calendar year 2024
Figure 16 | Historical hosting capacity indicator in NEM for solar (top-left), hybrid solar/BESS (top-right), wind (bottom-left) and hybrid wind/BESS (bottom-right)
Figure 17 | Projected network congestion in the near term operating conditions (left) and medium term operating conditions (right)
Figure 18 | Projected curtailment outcomes for solar in near term (left) and medium term (right) operating conditions
Figure 19 | Projected curtailment outcomes in the medium term operating conditions, for solar (left) and wind (right)
Figure 20 | Transmission projects in the optimal development path (2024 ISP)
Figure 21 | Overview of NEM marginal loss factors for generation and corresponding robustness grades
Figure 22 | Overview of NEM marginal loss factors for generation (left), and loads (right)
Figure 23 | Currently declared system security shortfalls in the NEM
Figure 24 | Overview of shortfalls across the NEM (left), and system strength nodes and unit prices for 2025-26 (right)
Figure 25 | Overview of fault current contribution from current and planned system strength investments across the NEM, by 2027-28 (left), 2029-30 (centre) and 2034-35 (right)
Figure 26 | Reliability forecast, all NEM regions, first five years (2024-25 to 2028-29)
Figure 27 | Indicative reliability forecasts, all regions, second five years (2029-30 to 2033-34)
Figure 28 | Average NEM spot prices – quarterly since 2021 ($/MWh)
Figure 29 | Half-hourly average spot prices in the NEM for calendar year 2024 by time of day ($/MWh)
Figure 30 | Quarterly FCAS costs by region
Figure 31 | Negative price occurrence in the NEM for calendar year 2024 by time of day
Figure 32 | Wind resource quality as average wind speed at hub height (left) and solar resource quality as global horizontal irradiance (right)
Figure 33 | Forecast capacity for New South Wales, Step Change, 2024-25 to 2051-52 (GW)
Figure 34 | Projected generation capacity NSW (MW), under the 2024 ISP Step Change projected build, 2030
Figure 35 | Congestion and curtailment in New South Wales – calendar year 2024
Figure 36 | Historical hosting capacity indicator in NSW for solar (top-left), hybrid solar/BESS (top-right), wind (bottom-left) and hybrid wind/BESS (bottom-right)
Figure 37 | Projected network congestion in New South Wales in the near term operating conditions (top) and medium term operating conditions (bottom)
Figure 38 | Projected curtailment outcomes for NSW in the near term operating conditions, for solar (left) and wind (right)
Figure 39 | Projected curtailment outcomes for NSW in the medium term operating conditions, for solar (left) and wind (right)
Figure 40 | System security needs in New South Wales
Figure 41 | Forecasts of IBR for 11 years from 2024-25, New South Wales
Figure 42 | Projected and required level of fault current available at least 99% of the time, New South Wales (MVA)
Figure 43 | Locational reliability factors for New South Wales USE for the near term operating conditions (left) and the medium term operating conditions (right
Figure 44 | Average New South Wales spot prices – quarterly since 2021 ($/MWh)
Figure 45 | Negative price occurrence and half-hourly average spot price in New South Wales – calendar year 2024
Figure 46 | Forecast capacity for Queensland, Step Change, 2024-25 to 2051-52 (GW)
Figure 47 | Projected generation capacity QLD (MW), under the 2024 ISP Step Change projected build, 2030
Figure 48 | Congestion and curtailment in Queensland – calendar year 2024
Figure 49 | Historical hosting capacity indicator in QLD for solar (top-left), hybrid solar/BESS (top-right), wind (bottom-left) and hybrid wind/BESS (bottom-right)
Figure 50 | Projected network congestion in Queensland in the near term operating conditions (top) and medium term operating conditions (bottom)
Figure 51 | Projected curtailment outcomes for Queensland in the near term operating conditions, for solar (left) and wind (right)
Figure 52 | Projected curtailment outcomes for Queensland in the medium term operating conditions, for solar (left) and wind (right)
Figure 53 | System security needs in Queensland
Figure 54 | Forecasts of IBR for 11 years from 2024-25, Queensland
Figure 55 | Projected and required level of fault current available at least 99% of the time, Queensland (MVA)
Figure 56 | Locational reliability factors for Queensland USE for the near term operating conditions (left) and the medium term operating conditions (right
Figure 57 | Average Queensland spot prices – quarterly since 2021 ($/MWh)
Figure 58 | Negative price occurrence and half-hourly average spot price in Queensland – calendar year 2024
Figure 59 | Forecast capacity for South Australia, Step Change, 2024-25 to 2051-52 (GW)
Figure 60 | Projected generation capacity SA (MW), under the 2024 ISP Step Change projected build, 2030
Figure 61 | Congestion and curtailment in South Australia – calendar year 2024
Figure 62 | Historical hosting capacity indicator in SA for solar (top-left), hybrid solar/BESS (top-right), wind (bottom-left) and hybrid wind/BESS (bottom-right)
Figure 63 | Projected network congestion in South Australia in the near term operating conditions (top) and medium term operating conditions (bottom)
Figure 64 | Projected curtailment outcomes for South Australia in the near term operating conditions, for solar (left) and wind (right)
Figure 65 | Projected curtailment outcomes for South Australia in the medium term operating conditions, for solar (left) and wind (right)
Figure 66 | System security needs in South Australia
Figure 67 | Forecasts of IBR for 11 years from 2024-25, South Australia
Figure 68 | Projected and required level of fault current available at least 99% of the time, South Australia (MVA)
Figure 69 | Locational reliability factors for South Australia USE for the near term operating conditions (left) and the medium term operating conditions (right
Figure 70 | Average South Australia spot prices – quarterly since 2021 ($/MWh)
Figure 71 | Negative price occurrence and half-hourly average spot price in South Australia – calendar year 2024
Figure 72 | Forecast capacity for Tasmania, Step Change, 2024-25 to 2051-52 (GW)
Figure 73 | Projected generation capacity TAS (MW), under the 2024 ISP Step Change projected build, 2030
Figure 74 | Congestion and curtailment in Tasmania – calendar year 2024
Figure 75 | Historical hosting capacity indicator in TAS for solar (top-left), hybrid solar/BESS (top-right), wind (bottom-left) and hybrid wind/BESS (bottom-right)
Figure 76 | Projected network congestion in Tasmania in the near term operating conditions (top) and medium term operating conditions (bottom)
Figure 77 | Projected curtailment outcomes for Tasmania in the near term operating conditions, for solar (left) and wind (right)
Figure 78 | Projected curtailment outcomes for Tasmania in the medium term operating conditions, for solar (left) and wind (right)
Figure 79 | System security needs in Tasmania
Figure 80 | Forecasts of IBR for 11 years from 2024-25, Tasmania
Figure 81 | Projected and required level of fault current available at least 99% of the time, Tasmania (MVA)
Figure 82 | Average Tasmania spot prices – quarterly since 2021 ($/MWh)
Figure 83 | Negative price occurrence and half-hourly average spot price in Tasmania – calendar year 2024
Figure 84 | Forecast capacity for Victoria, Step Change, 2024-25 to 2051-52 (GW)
Figure 85 | Projected generation capacity VIC (MW), under the 2024 ISP Step Change projected build, 2030
Figure 86 | Congestion and curtailment in Victoria – calendar year 2024
Figure 87 | Historical hosting capacity indicator in VIC for solar (top-left), hybrid solar/BESS (top-right), wind (bottom-left) and hybrid wind/BESS (bottom-right)
Figure 88 | Projected network congestion in Victoria in the near term operating conditions (top) and medium term operating conditions (bottom)
Figure 89 | Projected curtailment outcomes for Victoria in the near term operating conditions, for solar (left) and wind (right)
Figure 90 | Projected curtailment outcomes for Victoria in the medium term operating conditions, for solar (left) and wind (right)
Figure 91 | System security needs in Victoria
Figure 92 | Forecasts of IBR for 11 years from 2024-25, Victoria
Figure 93 | Projected and required level of fault current available at least 99% of the time, Victoria (MVA)
Figure 94 | Locational reliability factors for Victoria USE for the near term operating conditions (left) and the medium term operating conditions (right
Figure 95 | Average Victoria spot prices – quarterly since 2021 ($/MWh)
Figure 96 | Negative price occurrence and half-hourly average spot price in Victoria – calendar year 2024
Figure 97 | Indicative timeline of ELI consultation activities and publications

## Near Term Proj Curtailment
Near Term Operating Conditions Projected Curtailment Outcomes
Location | Voltage (kV) | Region | Solar Projected Curtailment | Wind Projected Curtailment
ANM | 132 | NSW | 0.40847 | 0.13825
Broken Hill | 220 | NSW | 0.39927 | 0.15624
Marulan | 330 | NSW | 0.16539 | 0.064186
Mt Piper | 330 | NSW | 0.1663 | 0.059614
Mt Piper | 500 | NSW | 0.16626 | 0.059447
Wollar | 330 | NSW | 0.15852 | 0.053722
Wollar | 500 | NSW | 0.1587 | 0.053798
Beryl | 132 | NSW | 0.63644 | 0.55561
Stubbo | 330 | NSW | 0.16797 | 0.049422
Uungula | 330 | NSW | 0.16043 | 0.047054
Wellington | 330 | NSW | 0.15664 | 0.046326
Molong | 132 | NSW | 0.91993 | 0.3833
Orange North | 132 | NSW | 0.1729 | 0.055263
Parkes | 132 | NSW | 0.87128 | 0.21849
Beresfield | 132 | NSW | 0.1625 | 0.045032
Muswellbrook | 132 | NSW | 0.15894 | 0.062871
Newcastle | 132 | NSW | 0.16376 | 0.041957
Singleton | 132 | NSW | 0.16347 | 0.060756
Tomago | 132 | NSW | 0.16181 | 0.042365
Liddell | 330 | NSW | 0.16152 | 0.060797
Muswellbrook | 330 | NSW | 0.15898 | 0.062867
Vales Pt. | 330 | NSW | 0.16434 | 0.038364
Waratah West | 330 | NSW | 0.1616 | 0.042137
Bayswater | 500 | NSW | 0.16178 | 0.06069
Avon | 330 | NSW | 0.17285 | 0.047108
Bendela | 330 | NSW | 0.17474 | 0.052663
Armidale | 132 | NSW | 0.22913 | 0.095698
Armidale | 330 | NSW | 0.23103 | 0.09824
Gunnedah | 132 | NSW | 0.90361 | 0.44169
Moree | 132 | NSW | 0.18826 | 0.042425
Narrabri | 132 | NSW | 0.30827 | 0.079945
Tamworth | 330 | NSW | 0.1573 | 0.058382
Uralla | 330 | NSW | 0.22472 | 0.088991
Coffs Harbour | 330 | NSW | 0.234 | 0.067572
Kempsey | 132 | NSW | 0.40636 | 0.20723
Mullumbimby | 132 | NSW | 0.26063 | 0.074612
Canberaa | 330 | NSW | 0.15716 | 0.085184
Deniliquin | 132 | NSW | 0.70328 | 0.17711
Griffith | 132 | NSW | 0.64187 | 0.14904
Upper Tumut | 330 | NSW | 0.13755 | 0.090413
Wagga | 330 | NSW | 0.58599 | 0.13964
Balranald | 220 | NSW | 0.50535 | 0.15006
Buronga | 220 | NSW | 0.40246 | 0.147
Dinawan | 330 | NSW | 0.5295 | 0.13252
Haymarket | 330 | NSW | 0.16759 | 0.040843
Sydney West | 330 | NSW | 0.16933 | 0.051786
Bulli Creek | 330 | QLD | 0.22291 | 0.060389
Millmerran | 330 | QLD | 0.22409 | 0.062889
Western Downs | 275 | QLD | 0.22463 | 0.060367
Bouldercombe | 275 | QLD | 0.2252 | 0.059049
Broadsound | 275 | QLD | 0.22575 | 0.054815
Calvale | 275 | QLD | 0.22112 | 0.0533
Lilyvale | 275 | QLD | 0.22576 | 0.04394
Stanwell | 275 | QLD | 0.22401 | 0.058682
Chalumbin | 275 | QLD | 0.22297 | 0.08589
Woree | 132 | QLD | 0.2188 | 0.094401
Calliope River | 275 | QLD | 0.21666 | 0.053714
Gladstone | 275 | QLD | 0.21553 | 0.05369
Wurdong | 275 | QLD | 0.21628 | 0.054749
Molendinar | 275 | QLD | 0.23404 | 0.068719
Mudgeeraba | 110 | QLD | 0.23458 | 0.071151
Mudgeeraba | 275 | QLD | 0.2344 | 0.07118
Blackwall | 275 | QLD | 0.23495 | 0.075188
Goodna | 275 | QLD | 0.23351 | 0.072597
Greenbank | 275 | QLD | 0.23421 | 0.07215
Gympie | 132 | QLD | 0.23173 | 0.06526
Middle Ridge | 275 | QLD | 0.2315 | 0.080527
Mt England | 275 | QLD | 0.23453 | 0.079807
Murarrie | 275 | QLD | 0.23285 | 0.064022
Palmwoods | 132 | QLD | 0.24058 | 0.067456
Rocklea | 110 | QLD | 0.23432 | 0.066763
South Pine | 275 | QLD | 0.23537 | 0.06857
Strathmore | 275 | QLD | 0.222 | 0.057299
Ross | 275 | QLD | 0.21956 | 0.086653
Townsville | 132 | QLD | 0.21933 | 0.07667
Tarong | 275 | QLD | 0.23399 | 0.072062
Columboola | 275 | QLD | 0.22337 | 0.055503
Bundaberg | 132 | QLD | 0.21874 | 0.058245
Gin Gin | 275 | QLD | 0.22519 | 0.06117
Woolooga | 275 | QLD | 0.23173 | 0.066888
Para | 275 | SA | 0.51139 | 0.25396
Torrens Island | 275 | SA | 0.5098 | 0.24892
Mobilong | 132 | SA | 0.51059 | 0.27954
Tungkillo | 275 | SA | 0.51443 | 0.25998
Yadnarie | 132 | SA | 0.65798 | 0.36141
Belalie | 275 | SA | 0.50331 | 0.24673
Blyth West | 275 | SA | 0.52152 | 0.29994
Brinkworth | 275 | SA | 0.54242 | 0.36905
Bundy | 275 | SA | 0.50265 | 0.26648
Bungama | 132 | SA | 0.53971 | 0.41783
Canowie | 275 | SA | 0.504 | 0.24605
Templers West | 132 | SA | 0.61012 | 0.56132
Templers West | 275 | SA | 0.56669 | 0.48772
Waterloo | 132 | SA | 0.65426 | 0.69149
Port Lincoln | 132 | SA | 0.64626 | 0.36039
Monash | 132 | SA | 0.78616 | 0.61947
Snuggery | 132 | SA | 0.56224 | 0.45295
Tailem Bend | 275 | SA | 0.51137 | 0.27529
Davenport | 275 | SA | 0.50108 | 0.2665
Olymbic Dam West | 275 | SA | 0.4847 | 0.22093
Dalrymple | 132 | SA | 0.7565 | 0.71979
Liapootah | 220 | TAS | 0.0033495 | 0.0032172
New Norfolk | 110 | TAS | 0.17663 | 0.21092
Waddamana | 110 | TAS | 0.12568 | 0.1991
Burnie | 220 | TAS | 0.0042752 | 0.0032042
Devonport | 110 | TAS | 0.0051118 | 0.0036344
Farrell | 220 | TAS | 0.001325 | 0.0026891
Queenstown | 110 | TAS | 0.0010806 | 0.0030013
Sheffield | 220 | TAS | 0.0045991 | 0.0037041
Smithton | 110 | TAS | 0.0029285 | 0.0028289
George Town | 220 | TAS | 0.0055129 | 0.003028
Hadspen | 110 | TAS | 0.0059455 | 0.0044244
Palmerston | 220 | TAS | 0.0054464 | 0.0031102
Scottsdale | 110 | TAS | 0.52942 | 0.67353
St. Marys | 110 | TAS | 0.016546 | 0.019793
Chapel St. | 220 | TAS | 0.0054363 | 0.0036005
Lindisfarne | 220 | TAS | 0.0038968 | 0.0034018
Dederang | 220 | VIC | 0.39072 | 0.18107
Wodonga | 330 | VIC | 0.4103 | 0.1731
Ararat | 220 | VIC | 0.45992 | 0.3337
Ballarat | 220 | VIC | 0.49117 | 0.31485
Bulgana | 220 | VIC | 0.45717 | 0.35548
Horsham | 220 | VIC | 0.52993 | 0.60329
Bendigo | 220 | VIC | 0.4839 | 0.28498
Kerang | 220 | VIC | 0.54752 | 0.58592
Cranbourne | 220 | VIC | 0.44464 | 0.19405
Malvern | 220 | VIC | 0.4504 | 0.19942
Springvale | 220 | VIC | 0.45118 | 0.1938
Thomastown | 66 | VIC | 0.44769 | 0.20263
Yallourn | 220 | VIC | 0.44027 | 0.19808
Hazelwood | 500 | VIC | 0.43697 | 0.19305
Jerralang | 220 | VIC | 0.43703 | 0.19288
Elaine | 220 | VIC | 0.44322 | 0.30999
Moorabool | 220 | VIC | 0.46711 | 0.30911
South Morang | 220 | VIC | 0.44803 | 0.20674
Sydenham | 500 | VIC | 0.44415 | 0.20223
Terang | 220 | VIC | 0.42156 | 0.3697
Heywood | 500 | VIC | 0.37802 | 0.1486
Mortlake | 500 | VIC | 0.43036 | 0.20726
Kiamal | 220 | VIC | 0.82744 | 0.73196
Red Cliffs | 220 | VIC | 0.8554 | 0.7403
Wemen | 220 | VIC | 0.83354 | 0.71929
Shepparton | 220 | VIC | 0.3895 | 0.12535
Mt Beauty | 220 | VIC | 0.42161 | 0.22801
Altona | 220 | VIC | 0.44531 | 0.19959
Deer Park | 220 | VIC | 0.44512 | 0.20494
Geelong | 220 | VIC | 0.44102 | 0.20368
Keilor | 220 | VIC | 0.44654 | 0.20252

## Med Term Proj Curtailment
Medium Term Operating Conditions Projected Curtailment Outcomes
Location | Voltage (kV) | Region | Solar Projected Curtailment | Wind Projected Curtailment
ANM | 132 | NSW | 0.037263 | 0.017692
Broken Hill | 220 | NSW | 0.01755 | 0.014473
Marulan | 330 | NSW | 0.00068144 | 0.0003205
Mt Piper | 330 | NSW | 0.00062706 | 0.00026955
Mt Piper | 500 | NSW | 0.00062071 | 0.00026242
Wollar | 330 | NSW | 0.00058141 | 0.00029871
Wollar | 500 | NSW | 0.00057109 | 0.00041014
Beryl | 132 | NSW | 0.60019 | 0.53099
Elong Elong | 330 | NSW | 0.0004277 | 0.00022252
Stubbo | 330 | NSW | 0.14226 | 0.055034
Uungula | 330 | NSW | 0.12821 | 0.052337
Wellington | 330 | NSW | 0.067025 | 0.027912
Molong | 132 | NSW | 0.92894 | 0.43116
Orange North | 132 | NSW | 0.056423 | 0.012995
Parkes | 132 | NSW | 0.88611 | 0.24635
Beresfield | 132 | NSW | 0.00056251 | 0.00029947
Muswellbrook | 132 | NSW | 0.0018659 | 0.00054759
Newcastle | 132 | NSW | 0.00062699 | 0.00014467
Singleton | 132 | NSW | 0.000595 | 0.0004598
Tomago | 132 | NSW | 0.00059578 | 0.0001714
Liddell | 330 | NSW | 0.0005912 | 0.00045332
Muswellbrook | 330 | NSW | 0.0018643 | 0.00055018
Vales Pt. | 330 | NSW | 0.00061938 | 0.00015012
Waratah West | 330 | NSW | 0.00059209 | 0.00016472
Bayswater | 500 | NSW | 0.00058988 | 0.00045002
Avon | 330 | NSW | 0.00069863 | 0.00025524
Bendela | 330 | NSW | 0.0018782 | 0.00081477
Armidale | 132 | NSW | 0.050835 | 0.030809
Armidale | 330 | NSW | 0.05152 | 0.031594
Gunnedah | 132 | NSW | 0.90038 | 0.43195
Moree | 132 | NSW | 0.068656 | 0.0072221
Narrabri | 132 | NSW | 0.23882 | 0.047874
Tamworth | 330 | NSW | 0.0052028 | 0.0017535
Uralla | 330 | NSW | 0.049187 | 0.028534
Coffs Harbour | 330 | NSW | 0.053137 | 0.016805
Kempsey | 132 | NSW | 0.16592 | 0.1297
Mullumbimby | 132 | NSW | 0.067333 | 0.021561
Canberaa | 330 | NSW | 0.036216 | 0.023991
Deniliquin | 132 | NSW | 0.26468 | 0.050993
Griffith | 132 | NSW | 0.010743 | 0.0036506
Upper Tumut | 330 | NSW | 0.017151 | 0.014902
Wagga | 330 | NSW | 0.0063171 | 0.0029592
Balranald | 220 | NSW | 0.28627 | 0.074244
Buronga | 220 | NSW | 0.017336 | 0.0062293
Dinawan | 330 | NSW | 7.2536e-05 | 7.6036e-05
Haymarket | 330 | NSW | 0.00064321 | 8.0251e-05
Sydney West | 330 | NSW | 0.00065117 | 0.00027088
Bulli Creek | 330 | QLD | 0.051763 | 0.023423
Millmerran | 330 | QLD | 0.052078 | 0.023378
Western Downs | 275 | QLD | 0.052036 | 0.022742
Bouldercombe | 275 | QLD | 0.052439 | 0.010624
Broadsound | 275 | QLD | 0.054098 | 0.012726
Calvale | 275 | QLD | 0.052767 | 0.015542
Lilyvale | 275 | QLD | 0.053106 | 0.010729
Stanwell | 275 | QLD | 0.052181 | 0.012915
Chalumbin | 275 | QLD | 0.054077 | 0.015291
Woree | 132 | QLD | 0.051236 | 0.017856
Calliope River | 275 | QLD | 0.050982 | 0.0089611
Gladstone | 275 | QLD | 0.050015 | 0.0089642
Wurdong | 275 | QLD | 0.051162 | 0.0099973
Molendinar | 275 | QLD | 0.055354 | 0.017138
Mudgeeraba | 110 | QLD | 0.055412 | 0.017529
Mudgeeraba | 275 | QLD | 0.0555 | 0.01753
Blackwall | 275 | QLD | 0.056024 | 0.024408
Goodna | 275 | QLD | 0.055886 | 0.023485
Greenbank | 275 | QLD | 0.056322 | 0.023056
Gympie | 132 | QLD | 0.056172 | 0.017201
Middle Ridge | 275 | QLD | 0.054439 | 0.028949
Mt England | 275 | QLD | 0.055904 | 0.027085
Murarrie | 275 | QLD | 0.055005 | 0.017253
Palmwoods | 132 | QLD | 0.059328 | 0.017535
Rocklea | 110 | QLD | 0.056232 | 0.019771
South Pine | 275 | QLD | 0.056414 | 0.020125
Strathmore | 275 | QLD | 0.052418 | 0.011502
Ross | 275 | QLD | 0.05101 | 0.016674
Townsville | 132 | QLD | 0.050981 | 0.013984
Tarong | 275 | QLD | 0.055983 | 0.024427
Columboola | 275 | QLD | 0.051978 | 0.02076
Bundaberg | 132 | QLD | 0.052201 | 0.012486
Gin Gin | 275 | QLD | 0.055141 | 0.019118
Woolooga | 275 | QLD | 0.055826 | 0.019352
Para | 275 | SA | 0.22266 | 0.10816
Torrens Island | 275 | SA | 0.2222 | 0.10431
Mobilong | 132 | SA | 0.22578 | 0.12122
Tungkillo | 275 | SA | 0.22593 | 0.11201
Yadnarie | 132 | SA | 0.56881 | 0.27069
Belalie | 275 | SA | 0.21184 | 0.10376
Blyth West | 275 | SA | 0.23078 | 0.12036
Brinkworth | 275 | SA | 0.25094 | 0.13278
Bundy | 275 | SA | 0.2069 | 0.11014
Bungama | 132 | SA | 0.25063 | 0.14667
Canowie | 275 | SA | 0.21953 | 0.11092
Templers West | 132 | SA | 0.44557 | 0.32272
Templers West | 275 | SA | 0.37319 | 0.25768
Waterloo | 132 | SA | 0.51267 | 0.40274
Port Lincoln | 132 | SA | 0.5541 | 0.2607
Monash | 132 | SA | 0.38355 | 0.10637
Snuggery | 132 | SA | 0.37806 | 0.37483
Tailem Bend | 275 | SA | 0.22946 | 0.12163
Davenport | 275 | SA | 0.21286 | 0.11367
Olymbic Dam West | 275 | SA | 0.20412 | 0.08825
Dalrymple | 132 | SA | 0.55739 | 0.4027
Liapootah | 220 | TAS | 0.026472 | 0.014276
New Norfolk | 110 | TAS | 0.28454 | 0.3281
Waddamana | 110 | TAS | 0.1775 | 0.20118
Burnie | 220 | TAS | 0.025542 | 0.015692
Devonport | 110 | TAS | 0.02629 | 0.017776
Farrell | 220 | TAS | 0.019198 | 0.016738
Queenstown | 110 | TAS | 0.019557 | 0.016468
Sheffield | 220 | TAS | 0.026226 | 0.019073
Smithton | 110 | TAS | 0.023464 | 0.014817
George Town | 220 | TAS | 0.027938 | 0.015954
Hadspen | 110 | TAS | 0.028576 | 0.027055
Palmerston | 220 | TAS | 0.027895 | 0.017594
Scottsdale | 110 | TAS | 0.53193 | 0.67659
St. Marys | 110 | TAS | 0.059872 | 0.054152
Chapel St. | 220 | TAS | 0.028666 | 0.014657
Lindisfarne | 220 | TAS | 0.025906 | 0.015134
Dederang | 220 | VIC | 0.089978 | 0.048614
Wodonga | 330 | VIC | 0.069184 | 0.032873
Ararat | 220 | VIC | 0.059628 | 0.059585
Ballarat | 220 | VIC | 0.065864 | 0.032658
Bulgana | 220 | VIC | 0.023156 | 0.014523
Horsham | 220 | VIC | 0.24473 | 0.095192
Bendigo | 220 | VIC | 0.053921 | 0.024601
Kerang | 220 | VIC | 0.12242 | 0.012079
Cranbourne | 220 | VIC | 0.056238 | 0.028339
Malvern | 220 | VIC | 0.056761 | 0.02846
Springvale | 220 | VIC | 0.056334 | 0.027632
Thomastown | 66 | VIC | 0.056244 | 0.028149
Yallourn | 220 | VIC | 0.056554 | 0.027533
Hazelwood | 500 | VIC | 0.055082 | 0.026423
Jerralang | 220 | VIC | 0.055178 | 0.026335
Elaine | 220 | VIC | 0.094887 | 0.064727
Moorabool | 220 | VIC | 0.10077 | 0.078549
South Morang | 220 | VIC | 0.05648 | 0.028836
Sydenham | 500 | VIC | 0.055874 | 0.028141
Terang | 220 | VIC | 0.1141 | 0.28882
Heywood | 500 | VIC | 0.1095 | 0.089209
Mortlake | 500 | VIC | 0.10958 | 0.093376
Kiamal | 220 | VIC | 0.087833 | 0.032822
Red Cliffs | 220 | VIC | 0.072416 | 0.022922
Wemen | 220 | VIC | 0.16419 | 0.033113
Shepparton | 220 | VIC | 0.082056 | 0.028676
Mt Beauty | 220 | VIC | 0.084594 | 0.05009
Altona | 220 | VIC | 0.054924 | 0.027317
Deer Park | 220 | VIC | 0.10121 | 0.076189
Geelong | 220 | VIC | 0.10014 | 0.07771
Keilor | 220 | VIC | 0.056025 | 0.028309

## Near Term Loc Rel Factor
Near Term Operating Conditions (2026-28) Locational Reliability Factor Outcomes
Near Term Operating Conditions Locational Reliability Factor Outcomes | Region | Voltage (kV) | Battery Benefit NSW | Battery Benefit QLD | Battery Benefit SA | Battery Benefit VIC | Solar Benefit NSW | Solar Benefit QLD | Solar Benefit SA | Solar Benefit VIC | Wind Benefit NSW | Wind Benefit QLD | Wind Benefit SA | Wind Benefit VIC
Albury | NSW | 132 | 0.038485 | 0.0058648 | 0.033713 | 0.29209 | 0 | 0.0015842 | 0 | 0 | 0.006734 | 0 | 0 | 0.0093124
ANM | NSW | 132 | 0.038485 | 0.0058648 | 0.033713 | 0.29209 | 0 | 0.0015842 | 0 | 0 | 0.006734 | 0 | 0 | 0.0093124
Armidale | NSW | 132 | 0.44252 | 0.36032 | 0.025498 | 0.032377 | 0.022077 | 0.040898 | 0 | 0 | 0.12077 | 0.11144 | 0 | 0
Armidale | NSW | 330 | 0.44632 | 0.35297 | 0.025503 | 0.042645 | 0.032393 | 0.043757 | 0.00091954 | 0.0010481 | 0.12552 | 0.11202 | 0 | 0
Avon | NSW | 330 | 0.41264 | 0.15685 | 0.04677 | 0.07682 | 0.025776 | 0.012519 | 0.00049965 | 0 | 0.16943 | 0.063101 | 0.0023636 | 0.00098919
Balranald | NSW | 220 | 0.039279 | 0.0059361 | 0.087529 | 0.35506 | 0 | 0 | 0.016447 | 0.039514 | 0.0073864 | 0 | 0.0022698 | 0.047533
Bannaby | NSW | 330 | 0.027611 | 0.11892 | 0.036424 | 0.063328 | 0 | 0.012638 | 0.00035356 | 0.005056 | 0 | 0.051267 | 0.0022356 | 0
Bannaby | NSW | 500 | 0.38173 | 0.070428 | 0.026012 | 0.056252 | 0.027673 | 0.010285 | 0.0026795 | 0.01336 | 0.16696 | 0.038832 | 0.0051036 | 0.0047414
Bayswater | NSW | 330 | 0.62508 | 0.052678 | 0.050076 | 0.061983 | 0.080432 | 0.0037078 | 0.0021421 | 0 | 0.21682 | 0 | 0.0011698 | 0
Bayswater | NSW | 500 | 0.62508 | 0.052678 | 0.050076 | 0.061983 | 0.080432 | 0.0037078 | 0.0021421 | 0 | 0.21682 | 0 | 0.0011698 | 0
Beaconsfield | NSW | 330 | 0.79868 | 0.15829 | 0.017085 | 0.028137 | 0.10659 | 0.011434 | 6.3644e-05 | 0 | 0.45355 | 0.069724 | 0 | 0
Belmore Park | NSW | 132 | 0.79868 | 0.15829 | 0.017085 | 0.028137 | 0.10659 | 0.011434 | 6.3644e-05 | 0 | 0.45355 | 0.069724 | 0 | 0
Bendela | NSW | 330 | 0.25314 | 0.070593 | 0.026946 | 0.10467 | 0.030841 | 0.012226 | 0.00057494 | 0 | 0.094665 | 0.028329 | 0.0023185 | 0
Beresfield | NSW | 132 | 0.80765 | 0.2548 | 0.020914 | 0.092221 | 0.13526 | 0.019404 | 0 | 0 | 0.41388 | 0.092797 | 0 | 0.0069866
Beryl | NSW | 132 | 0.45155 | 0.071628 | 0.049966 | 0.043888 | 0.056228 | 0.012012 | 0.0026783 | 0 | 0.12835 | 0.018803 | 0 | 0
Brandy Hill | NSW | 132 | 0.80765 | 0.2548 | 0.020914 | 0.092221 | 0.13526 | 0.019404 | 0 | 0 | 0.41388 | 0.092797 | 0 | 0.0069866
Broken Hill | NSW | 220 | 0.040529 | 0.006288 | 0.10412 | 0.40158 | 0.0046515 | 0.00046728 | 0.024852 | 0.041215 | 0.014814 | 0 | 0 | 0.045572
Buronga | NSW | 220 | 0.039598 | 0.0063216 | 0.11666 | 0.4233 | 0 | 0 | 0.035592 | 0.028801 | 0.01326 | 0.0031929 | 0.023811 | 0.044358
Burrinjuck | NSW | 132 | 0.072469 | 0.025684 | 0.022448 | 0.067917 | 0 | 0.00015263 | 0.001893 | 0 | 0.015712 | 0.0044622 | 1.1817e-05 | 0
Canberaa | NSW | 132 | 0.072469 | 0.025684 | 0.022448 | 0.067917 | 0 | 0.00015263 | 0.001893 | 0 | 0.015712 | 0.0044622 | 1.1817e-05 | 0
Canberaa | NSW | 330 | 0.072469 | 0.025684 | 0.022448 | 0.067917 | 0 | 0.00015263 | 0.001893 | 0 | 0.015712 | 0.0044622 | 1.1817e-05 | 0
Capital | NSW | 330 | 0.072469 | 0.025684 | 0.022448 | 0.067917 | 0 | 0.00015263 | 0.001893 | 0 | 0.015712 | 0.0044622 | 1.1817e-05 | 0
Casino | NSW | 132 | 0.3305 | 0.36723 | 0.0084638 | 0.010816 | 0.034484 | 0.019181 | 0.00057739 | 0 | 0.2125 | 0.1713 | 0.00074774 | 0.003119
Coffs Harbour | NSW | 132 | 0.57359 | 0.34189 | 0.025381 | 0.048272 | 0.049246 | 0.023756 | 0.00037948 | 0 | 0.36351 | 0.13363 | 0 | 0
Coffs Harbour | NSW | 330 | 0.47095 | 0.36264 | 0.011041 | 0.027749 | 0.027905 | 0.024836 | 0 | 0 | 0.30976 | 0.1387 | 0.00084874 | 0.0017941
Coleambally | NSW | 132 | 0.032347 | 0.006545 | 0.02914 | 0.24041 | 0 | 0 | 0.0080914 | 0 | 0.00054438 | 0.0032977 | 0.0079889 | 0.043293
Collector | NSW | 330 | 0.072469 | 0.025684 | 0.022448 | 0.067917 | 0 | 0.00015263 | 0.001893 | 0 | 0.015712 | 0.0044622 | 1.1817e-05 | 0
Cooma | NSW | 132 | 0.047881 | 0.015915 | 0.030321 | 0.062454 | 0 | 0.0021366 | 0.001084 | 0 | 0.010688 | 0.0045506 | 0.00067021 | 0
Cowra | NSW | 132 | 0.28993 | 0.064867 | 0.0624 | 0.03369 | 0.0053933 | 0.0075259 | 0 | 0 | 0.094887 | 0.0196 | 0.0026593 | 0.0057352
Crookwell | NSW | 330 | 0.027611 | 0.11892 | 0.036424 | 0.063328 | 0 | 0.012638 | 0.00035356 | 0.005056 | 0 | 0.051267 | 0.0022356 | 0
Dapto | NSW | 132 | 0.41264 | 0.15685 | 0.04677 | 0.07682 | 0.025776 | 0.012519 | 0.00049965 | 0 | 0.16943 | 0.063101 | 0.0023636 | 0.00098919
Dapto | NSW | 330 | 0.41264 | 0.15685 | 0.04677 | 0.07682 | 0.025776 | 0.012519 | 0.00049965 | 0 | 0.16943 | 0.063101 | 0.0023636 | 0.00098919
Darlington Point | NSW | 132 | 0.032347 | 0.006545 | 0.02914 | 0.24041 | 0 | 0 | 0.0080914 | 0 | 0.00054438 | 0.0032977 | 0.0079889 | 0.043293
Darlington Point | NSW | 220 | 0.039279 | 0.0059361 | 0.087529 | 0.35506 | 0 | 0 | 0.016447 | 0.039514 | 0.0073864 | 0 | 0.0022698 | 0.047533
Darlington Point | NSW | 330 | 0.039279 | 0.0059361 | 0.087529 | 0.35506 | 0 | 0 | 0.016447 | 0.039514 | 0.0073864 | 0 | 0.0022698 | 0.047533
Deniliquin | NSW | 132 | 0.032347 | 0.006545 | 0.02914 | 0.24041 | 0 | 0 | 0.0080914 | 0 | 0.00054438 | 0.0032977 | 0.0079889 | 0.043293
Dinawan | NSW | 330 | 0.0506 | 0.0094111 | 0.047641 | 0.27999 | 0.0091334 | 0.00059423 | 0.0053627 | 0.01969 | 0.0044609 | 0.0050727 | 0.0022873 | 0.02362
Dumaresq | NSW | 330 | 0.44632 | 0.35297 | 0.025503 | 0.042645 | 0.032393 | 0.043757 | 0.00091954 | 0.0010481 | 0.12552 | 0.11202 | 0 | 0
Dunoon | NSW | 132 | 0.3305 | 0.36723 | 0.0084638 | 0.010816 | 0.034484 | 0.019181 | 0.00057739 | 0 | 0.2125 | 0.1713 | 0.00074774 | 0.003119
Eraring | NSW | 330 | 0.86176 | 0.21342 | 0.021284 | 0.051899 | 0.13123 | 0.022965 | 2.2919e-05 | 0 | 0.54493 | 0.090839 | 0 | 0.019187
Eraring | NSW | 500 | 0.86176 | 0.21342 | 0.021284 | 0.051899 | 0.13123 | 0.022965 | 2.2919e-05 | 0 | 0.54493 | 0.090839 | 0 | 0.019187
Finley | NSW | 132 | 0.047189 | 0.009238 | 0.024043 | 0.23338 | 0 | 0 | 0.0080864 | 0 | 0.011788 | 0 | 0 | 0.011194
Forbes | NSW | 132 | 0.28993 | 0.064867 | 0.0624 | 0.03369 | 0.0053933 | 0.0075259 | 0 | 0 | 0.094887 | 0.0196 | 0.0026593 | 0.0057352
Gadara | NSW | 132 | 0.047881 | 0.015915 | 0.030321 | 0.062454 | 0 | 0.0021366 | 0.001084 | 0 | 0.010688 | 0.0045506 | 0.00067021 | 0
Glen Innes | NSW | 132 | 0.44252 | 0.36032 | 0.025498 | 0.032377 | 0.022077 | 0.040898 | 0 | 0 | 0.12077 | 0.11144 | 0 | 0
Griffith | NSW | 132 | 0.047189 | 0.009238 | 0.024043 | 0.23338 | 0 | 0 | 0.0080864 | 0 | 0.011788 | 0 | 0 | 0.011194
Gullen Range | NSW | 330 | 0.027611 | 0.11892 | 0.036424 | 0.063328 | 0 | 0.012638 | 0.00035356 | 0.005056 | 0 | 0.051267 | 0.0022356 | 0
Gunnedah | NSW | 132 | 0.34098 | 0.24967 | 0.010761 | 0.019562 | 0.020539 | 0.020192 | 0.0010878 | 0 | 0.12144 | 0.081439 | 1.4949e-05 | 0
Hawks Nest | NSW | 132 | 0.80765 | 0.2548 | 0.020914 | 0.092221 | 0.13526 | 0.019404 | 0 | 0 | 0.41388 | 0.092797 | 0 | 0.0069866
Haymarket | NSW | 132 | 0.79868 | 0.15829 | 0.017085 | 0.028137 | 0.10659 | 0.011434 | 6.3644e-05 | 0 | 0.45355 | 0.069724 | 0 | 0
Haymarket | NSW | 330 | 0.79868 | 0.15829 | 0.017085 | 0.028137 | 0.10659 | 0.011434 | 6.3644e-05 | 0 | 0.45355 | 0.069724 | 0 | 0
Holroyd | NSW | 132 | 1 | 0.12788 | 0.0095484 | 0.073198 | 0.12253 | 0.01084 | 0 | 0 | 0.32605 | 0.05677 | 0 | 0
Holroyd | NSW | 330 | 1 | 0.12788 | 0.0095484 | 0.073198 | 0.12253 | 0.01084 | 0 | 0 | 0.32605 | 0.05677 | 0 | 0
Ingleburn | NSW | 330 | 1 | 0.12788 | 0.0095484 | 0.073198 | 0.12253 | 0.01084 | 0 | 0 | 0.32605 | 0.05677 | 0 | 0
Inverell | NSW | 132 | 0.44252 | 0.36032 | 0.025498 | 0.032377 | 0.022077 | 0.040898 | 0 | 0 | 0.12077 | 0.11144 | 0 | 0
Jindera | NSW | 330 | 0.035527 | 0.0076403 | 0.02408 | 0.23299 | 0 | 0 | 0.0040717 | 0 | 0.015925 | 0.00030773 | 1.348e-05 | 0.0094261
Kangaroo Valley | NSW | 330 | 0.25314 | 0.070593 | 0.026946 | 0.10467 | 0.030841 | 0.012226 | 0.00057494 | 0 | 0.094665 | 0.028329 | 0.0023185 | 0
Kemps Creek | NSW | 330 | 1 | 0.12788 | 0.0095484 | 0.073198 | 0.12253 | 0.01084 | 0 | 0 | 0.32605 | 0.05677 | 0 | 0
Kemps Creek | NSW | 500 | 1 | 0.12788 | 0.0095484 | 0.073198 | 0.12253 | 0.01084 | 0 | 0 | 0.32605 | 0.05677 | 0 | 0
Kempsey | NSW | 132 | 0.57359 | 0.34189 | 0.025381 | 0.048272 | 0.049246 | 0.023756 | 0.00037948 | 0 | 0.36351 | 0.13363 | 0 | 0
Koolkhan | NSW | 132 | 0.3305 | 0.36723 | 0.0084638 | 0.010816 | 0.034484 | 0.019181 | 0.00057739 | 0 | 0.2125 | 0.1713 | 0.00074774 | 0.003119
Kurri | NSW | 132 | 0.80765 | 0.2548 | 0.020914 | 0.092221 | 0.13526 | 0.019404 | 0 | 0 | 0.41388 | 0.092797 | 0 | 0.0069866
Liddell | NSW | 330 | 0.66303 | 0.36713 | 0.025541 | 0.059783 | 0.091762 | 0.036159 | 0.001153 | 0 | 0.23497 | 0.11395 | 0 | 0
Lismore | NSW | 132 | 0.3305 | 0.36723 | 0.0084638 | 0.010816 | 0.034484 | 0.019181 | 0.00057739 | 0 | 0.2125 | 0.1713 | 0.00074774 | 0.003119
Lismore | NSW | 330 | 0.47095 | 0.36264 | 0.011041 | 0.027749 | 0.027905 | 0.024836 | 0 | 0 | 0.30976 | 0.1387 | 0.00084874 | 0.0017941
Liverpool | NSW | 132 | 1 | 0.12788 | 0.0095484 | 0.073198 | 0.12253 | 0.01084 | 0 | 0 | 0.32605 | 0.05677 | 0 | 0
Liverpool | NSW | 330 | 1 | 0.12788 | 0.0095484 | 0.073198 | 0.12253 | 0.01084 | 0 | 0 | 0.32605 | 0.05677 | 0 | 0
Lower Tumut | NSW | 330 | 0.047881 | 0.015915 | 0.030321 | 0.062454 | 0 | 0.0021366 | 0.001084 | 0 | 0.010688 | 0.0045506 | 0.00067021 | 0
Macarthur | NSW | 132 | 1 | 0.12788 | 0.0095484 | 0.073198 | 0.12253 | 0.01084 | 0 | 0 | 0.32605 | 0.05677 | 0 | 0
Macarthur | NSW | 330 | 1 | 0.12788 | 0.0095484 | 0.073198 | 0.12253 | 0.01084 | 0 | 0 | 0.32605 | 0.05677 | 0 | 0
Marulan | NSW | 132 | 0.027611 | 0.11892 | 0.036424 | 0.063328 | 0 | 0.012638 | 0.00035356 | 0.005056 | 0 | 0.051267 | 0.0022356 | 0
Marulan | NSW | 330 | 0.027611 | 0.11892 | 0.036424 | 0.063328 | 0 | 0.012638 | 0.00035356 | 0.005056 | 0 | 0.051267 | 0.0022356 | 0
Mitchell | NSW | 132 | 0.65508 | 0.36511 | 0.012274 | 0.067678 | 0.096076 | 0.036752 | 0 | 0 | 0.24158 | 0.13944 | 0.0024954 | 0.005706
Molong | NSW | 132 | 0.18289 | 0.046058 | 0.0224 | 0.020911 | 0.0083925 | 0.0031073 | 0.010082 | 0 | 0.091151 | 0.016399 | 0 | 0
Moree | NSW | 132 | 0.56544 | 0.3585 | 0.025353 | 0.060581 | 0.073966 | 0.033008 | 0.00037377 | 0 | 0.11894 | 0.10924 | 0.00053881 | 0.010715
Mt Piper | NSW | 330 | 0.44386 | 0.083301 | 0.047456 | 0.078726 | 0.026862 | 0.010793 | 0.0026712 | 0.0070747 | 0.19265 | 0.04693 | 0.0040162 | 0.0094711
Mt Piper | NSW | 500 | 0.38173 | 0.070428 | 0.026012 | 0.056252 | 0.027673 | 0.010285 | 0.0026795 | 0.01336 | 0.16696 | 0.038832 | 0.0051036 | 0.0047414
Mullumbimby | NSW | 132 | 0.3305 | 0.36723 | 0.0084638 | 0.010816 | 0.034484 | 0.019181 | 0.00057739 | 0 | 0.2125 | 0.1713 | 0.00074774 | 0.003119
Munmorah | NSW | 330 | 0.86176 | 0.21342 | 0.021284 | 0.051899 | 0.13123 | 0.022965 | 2.2919e-05 | 0 | 0.54493 | 0.090839 | 0 | 0.019187
Munyang | NSW | 132 | 0.047881 | 0.015915 | 0.030321 | 0.062454 | 0 | 0.0021366 | 0.001084 | 0 | 0.010688 | 0.0045506 | 0.00067021 | 0
Murrumbateman | NSW | 132 | 0.072469 | 0.025684 | 0.022448 | 0.067917 | 0 | 0.00015263 | 0.001893 | 0 | 0.015712 | 0.0044622 | 1.1817e-05 | 0
Murrumburrah | NSW | 132 | 0.035527 | 0.0076403 | 0.02408 | 0.23299 | 0 | 0 | 0.0040717 | 0 | 0.015925 | 0.00030773 | 1.348e-05 | 0.0094261
Muswellbrook | NSW | 132 | 0.65414 | 0.36622 | 0.025541 | 0.083968 | 0.10023 | 0.034091 | 0 | 0 | 0.21455 | 0.10276 | 0.0015184 | 0
Muswellbrook | NSW | 330 | 0.66388 | 0.35692 | 0.025541 | 0.08367 | 0.10843 | 0.035239 | 0.0012361 | 0 | 0.22628 | 0.10222 | 0 | 0
Nambucca Heads | NSW | 132 | 0.57359 | 0.34189 | 0.025381 | 0.048272 | 0.049246 | 0.023756 | 0.00037948 | 0 | 0.36351 | 0.13363 | 0 | 0
Narrabri | NSW | 132 | 0.59113 | 0.35372 | 0.011518 | 0.018657 | 0.083789 | 0.037199 | 0.0011254 | 0 | 0.20149 | 0.097662 | 8.1408e-06 | 0.0067939
Newcastle | NSW | 132 | 0.81398 | 0.24281 | 0.0083701 | 0.062795 | 0.1407 | 0.02097 | 0.00024037 | 0 | 0.44849 | 0.090895 | 0.00090407 | 0.024011
Newcastle | NSW | 330 | 0.80434 | 0.25384 | 0.020953 | 0.079518 | 0.14151 | 0.02313 | 0.00026775 | 0.00087048 | 0.47599 | 0.10448 | 0.0020331 | 0.023888
Orange North | NSW | 132 | 0.44386 | 0.082062 | 0.047044 | 0.066824 | 0.026862 | 0.011602 | 0.0026339 | 0.0060795 | 0.19265 | 0.025837 | 0.0023041 | 0.0089137
Panorama | NSW | 132 | 0.44386 | 0.082062 | 0.047044 | 0.066824 | 0.026862 | 0.011602 | 0.0026339 | 0.0060795 | 0.19265 | 0.025837 | 0.0023041 | 0.0089137
Parkes | NSW | 132 | 0.28993 | 0.064867 | 0.0624 | 0.03369 | 0.0053933 | 0.0075259 | 0 | 0 | 0.094887 | 0.0196 | 0.0026593 | 0.0057352
Pt Macquarie | NSW | 132 | 0.57359 | 0.34189 | 0.025381 | 0.048272 | 0.049246 | 0.023756 | 0.00037948 | 0 | 0.36351 | 0.13363 | 0 | 0
Queanbeyan 132 | NSW | 132 | 0.072469 | 0.025684 | 0.022448 | 0.067917 | 0 | 0.00015263 | 0.001893 | 0 | 0.015712 | 0.0044622 | 1.1817e-05 | 0
Raleigh | NSW | 132 | 0.57359 | 0.34189 | 0.025381 | 0.048272 | 0.049246 | 0.023756 | 0.00037948 | 0 | 0.36351 | 0.13363 | 0 | 0
Ravine | NSW | 330 | 0.047881 | 0.015915 | 0.030321 | 0.062454 | 0 | 0.0021366 | 0.001084 | 0 | 0.010688 | 0.0045506 | 0.00067021 | 0
Regentville | NSW | 132 | 1 | 0.12788 | 0.0095484 | 0.073198 | 0.12253 | 0.01084 | 0 | 0 | 0.32605 | 0.05677 | 0 | 0
Regentville | NSW | 330 | 1 | 0.12788 | 0.0095484 | 0.073198 | 0.12253 | 0.01084 | 0 | 0 | 0.32605 | 0.05677 | 0 | 0
Rookwood | NSW | 132 | 1 | 0.12788 | 0.0095484 | 0.073198 | 0.12253 | 0.01084 | 0 | 0 | 0.32605 | 0.05677 | 0 | 0
Rookwood | NSW | 330 | 1 | 0.12788 | 0.0095484 | 0.073198 | 0.12253 | 0.01084 | 0 | 0 | 0.32605 | 0.05677 | 0 | 0
Rye Park | NSW | 330 | 0.072469 | 0.025684 | 0.022448 | 0.067917 | 0 | 0.00015263 | 0.001893 | 0 | 0.015712 | 0.0044622 | 1.1817e-05 | 0
Sapphire | NSW | 330 | 0.44632 | 0.35297 | 0.025503 | 0.042645 | 0.032393 | 0.043757 | 0.00091954 | 0.0010481 | 0.12552 | 0.11202 | 0 | 0
Singleton | NSW | 132 | 0.65508 | 0.36511 | 0.012274 | 0.067678 | 0.096076 | 0.036752 | 0 | 0 | 0.24158 | 0.13944 | 0.0024954 | 0.005706
Stockdill | NSW | 330 | 0.072469 | 0.025684 | 0.022448 | 0.067917 | 0 | 0.00015263 | 0.001893 | 0 | 0.015712 | 0.0044622 | 1.1817e-05 | 0
Stroud | NSW | 132 | 0.80765 | 0.2548 | 0.020914 | 0.092221 | 0.13526 | 0.019404 | 0 | 0 | 0.41388 | 0.092797 | 0 | 0.0069866
Stubbo | NSW | 330 | 0.49242 | 0.061745 | 0.050332 | 0.065794 | 0.053418 | 0.013336 | 0.002755 | 0.0097493 | 0.15117 | 0.018295 | 0 | 0
Sydney East | NSW | 132 | 0.79868 | 0.15829 | 0.017085 | 0.028137 | 0.10659 | 0.011434 | 6.3644e-05 | 0 | 0.45355 | 0.069724 | 0 | 0
Sydney East | NSW | 330 | 0.79868 | 0.15829 | 0.017085 | 0.028137 | 0.10659 | 0.011434 | 6.3644e-05 | 0 | 0.45355 | 0.069724 | 0 | 0
Sydney North | NSW | 132 | 1 | 0.12788 | 0.0095484 | 0.073198 | 0.12253 | 0.01084 | 0 | 0 | 0.32605 | 0.05677 | 0 | 0
Sydney North | NSW | 330 | 1 | 0.12788 | 0.0095484 | 0.073198 | 0.12253 | 0.01084 | 0 | 0 | 0.32605 | 0.05677 | 0 | 0
Sydney South | NSW | 132 | 1 | 0.12788 | 0.0095484 | 0.073198 | 0.12253 | 0.01084 | 0 | 0 | 0.32605 | 0.05677 | 0 | 0
Sydney South | NSW | 330 | 1 | 0.12788 | 0.0095484 | 0.073198 | 0.12253 | 0.01084 | 0 | 0 | 0.32605 | 0.05677 | 0 | 0
Sydney West | NSW | 132 | 1 | 0.12788 | 0.0095484 | 0.073198 | 0.12253 | 0.01084 | 0 | 0 | 0.32605 | 0.05677 | 0 | 0
Sydney West | NSW | 330 | 1 | 0.12788 | 0.0095484 | 0.073198 | 0.12253 | 0.01084 | 0 | 0 | 0.32605 | 0.05677 | 0 | 0
Tamworth | NSW | 132 | 0.34098 | 0.24967 | 0.010761 | 0.019562 | 0.020539 | 0.020192 | 0.0010878 | 0 | 0.12144 | 0.081439 | 1.4949e-05 | 0
Tamworth | NSW | 330 | 0.66814 | 0.36331 | 0.025505 | 0.090107 | 0.12083 | 0.041787 | 0.0013693 | 0 | 0.16509 | 0.070026 | 0 | 0
Taree | NSW | 132 | 0.57359 | 0.34189 | 0.025381 | 0.048272 | 0.049246 | 0.023756 | 0.00037948 | 0 | 0.36351 | 0.13363 | 0 | 0
Terranora | NSW | 110 | 0.3305 | 0.36723 | 0.0084638 | 0.010816 | 0.034484 | 0.019181 | 0.00057739 | 0 | 0.2125 | 0.1713 | 0.00074774 | 0.003119
Tomago | NSW | 132 | 0.80685 | 0.25432 | 0.02118 | 0.079751 | 0.14565 | 0.022716 | 0.00027269 | 0 | 0.44293 | 0.099132 | 0.0017632 | 0.019127
Tomago | NSW | 330 | 0.80434 | 0.25384 | 0.020953 | 0.079518 | 0.14151 | 0.02313 | 0.00026775 | 0.00087048 | 0.47599 | 0.10448 | 0.0020331 | 0.023888
Tuggerah | NSW | 132 | 0.86176 | 0.21342 | 0.021284 | 0.051899 | 0.13123 | 0.022965 | 2.2919e-05 | 0 | 0.54493 | 0.090839 | 0 | 0.019187
Tuggerah | NSW | 330 | 0.86176 | 0.21342 | 0.021284 | 0.051899 | 0.13123 | 0.022965 | 2.2919e-05 | 0 | 0.54493 | 0.090839 | 0 | 0.019187
Tumut | NSW | 132 | 0.047881 | 0.015915 | 0.030321 | 0.062454 | 0 | 0.0021366 | 0.001084 | 0 | 0.010688 | 0.0045506 | 0.00067021 | 0
Upper Tumut | NSW | 330 | 0.047881 | 0.015915 | 0.030321 | 0.062454 | 0 | 0.0021366 | 0.001084 | 0 | 0.010688 | 0.0045506 | 0.00067021 | 0
Uralla | NSW | 330 | 0.42706 | 0.36344 | 0.025503 | 0.039694 | 0.022527 | 0.047116 | 0.00093805 | 0 | 0.13635 | 0.1103 | 0.00049844 | 0
Uungula | NSW | 330 | 0.47577 | 0.064778 | 0.0501 | 0.073557 | 0.05486 | 0.0075854 | 0.0027967 | 0.0088544 | 0.15653 | 0.011587 | 0.0022103 | 0.0077015
Vales Pt. | NSW | 132 | 0.81398 | 0.24281 | 0.0083701 | 0.062795 | 0.1407 | 0.02097 | 0.00024037 | 0 | 0.44849 | 0.090895 | 0.00090407 | 0.024011
Vales Pt. | NSW | 330 | 0.86176 | 0.21342 | 0.021284 | 0.051899 | 0.13123 | 0.022965 | 2.2919e-05 | 0 | 0.54493 | 0.090839 | 0 | 0.019187
Vineyard | NSW | 330 | 1 | 0.12788 | 0.0095484 | 0.073198 | 0.12253 | 0.01084 | 0 | 0 | 0.32605 | 0.05677 | 0 | 0
Wagga | NSW | 132 | 0.035527 | 0.0076403 | 0.02408 | 0.23299 | 0 | 0 | 0.0040717 | 0 | 0.015925 | 0.00030773 | 1.348e-05 | 0.0094261
Wagga | NSW | 330 | 0.035527 | 0.0076403 | 0.02408 | 0.23299 | 0 | 0 | 0.0040717 | 0 | 0.015925 | 0.00030773 | 1.348e-05 | 0.0094261
Wagga North | NSW | 132 | 0.035527 | 0.0076403 | 0.02408 | 0.23299 | 0 | 0 | 0.0040717 | 0 | 0.015925 | 0.00030773 | 1.348e-05 | 0.0094261
Wallerawang | NSW | 132 | 0.44386 | 0.082062 | 0.047044 | 0.066824 | 0.026862 | 0.011602 | 0.0026339 | 0.0060795 | 0.19265 | 0.025837 | 0.0023041 | 0.0089137
Wallerawang | NSW | 330 | 0.44386 | 0.083301 | 0.047456 | 0.078726 | 0.026862 | 0.010793 | 0.0026712 | 0.0070747 | 0.19265 | 0.04693 | 0.0040162 | 0.0094711
Waratah | NSW | 132 | 0.80765 | 0.2548 | 0.020914 | 0.092221 | 0.13526 | 0.019404 | 0 | 0 | 0.41388 | 0.092797 | 0 | 0.0069866
Waratah West | NSW | 330 | 0.80434 | 0.25384 | 0.020953 | 0.079518 | 0.14151 | 0.02313 | 0.00026775 | 0.00087048 | 0.47599 | 0.10448 | 0.0020331 | 0.023888
Wellington | NSW | 132 | 0.45155 | 0.071628 | 0.049966 | 0.043888 | 0.056228 | 0.012012 | 0.0026783 | 0 | 0.12835 | 0.018803 | 0 | 0
Wellington | NSW | 330 | 0.47196 | 0.068239 | 0.050159 | 0.045453 | 0.048652 | 0.0072914 | 0.0026935 | 0 | 0.12632 | 0.011897 | 0.0021967 | 0
Williamsdale | NSW | 132 | 0.072469 | 0.025684 | 0.022448 | 0.067917 | 0 | 0.00015263 | 0.001893 | 0 | 0.015712 | 0.0044622 | 1.1817e-05 | 0
Williamsdale | NSW | 330 | 0.072469 | 0.025684 | 0.022448 | 0.067917 | 0 | 0.00015263 | 0.001893 | 0 | 0.015712 | 0.0044622 | 1.1817e-05 | 0
Wollar | NSW | 330 | 0.49912 | 0.058539 | 0.049333 | 0.041824 | 0.058799 | 0.010262 | 0.0026497 | 0.0043152 | 0.16471 | 0.027045 | 0.0021907 | 0.01078
Wollar | NSW | 500 | 0.50775 | 0.056273 | 0.040953 | 0.044778 | 0.067172 | 0.0072667 | 0.0026796 | 0.0015541 | 0.16974 | 0.022089 | 0 | 0
Wollar West | NSW | 330 | 0.49912 | 0.058539 | 0.049333 | 0.041824 | 0.058799 | 0.010262 | 0.0026497 | 0.0043152 | 0.16471 | 0.027045 | 0.0021907 | 0.01078
Yanco | NSW | 132 | 0.047189 | 0.009238 | 0.024043 | 0.23338 | 0 | 0 | 0.0080864 | 0 | 0.011788 | 0 | 0 | 0.011194
Yass | NSW | 132 | 0.072469 | 0.025684 | 0.022448 | 0.067917 | 0 | 0.00015263 | 0.001893 | 0 | 0.015712 | 0.0044622 | 1.1817e-05 | 0
Yass | NSW | 330 | 0.072469 | 0.025684 | 0.022448 | 0.067917 | 0 | 0.00015263 | 0.001893 | 0 | 0.015712 | 0.0044622 | 1.1817e-05 | 0
Altona | VIC | 220 | 0 | 0.00089958 | 0.026513 | 1 | 0 | 0 | 0 | 0.1962 | 0 | 9.4722e-05 | 0.0019309 | 0.13766
Ararat | VIC | 220 | 0.0026325 | 0 | 0.01689 | 0.8481 | 0.0053757 | 0 | 0 | 0.1597 | 0 | 0.00016791 | 0.0016016 | 0.17175
Ballarat | VIC | 220 | 0.00096206 | 0.00028073 | 0.017841 | 0.88513 | 0 | 0 | 0 | 0.20477 | 0.0061383 | 0.0001589 | 0.011782 | 0.24468
Bendigo | VIC | 220 | 0 | 0.002451 | 0 | 0.83628 | 0.00058237 | 0.00059514 | 0 | 0.1556 | 0 | 0.00024255 | 0.0053555 | 0.11124
Brooklyn | VIC | 220 | 0 | 0.00089958 | 0.026513 | 1 | 0 | 0 | 0 | 0.1962 | 0 | 9.4722e-05 | 0.0019309 | 0.13766
Brunswick | VIC | 220 | 0 | 0 | 0.0264 | 1 | 0 | 0.00045357 | 4.1556e-05 | 0.16441 | 0.0051169 | 0 | 0.016083 | 0.19726
Bulgana | VIC | 220 | 5.327e-05 | 0.001277 | 0.020535 | 0.86162 | 0 | 0.0023278 | 0.0027804 | 0.14696 | 0.0067352 | 0 | 0 | 0.14034
Cranbourne | VIC | 220 | 0 | 0 | 0.020404 | 0.96474 | 0 | 0 | 0 | 0.1685 | 0 | 0 | 0.0014418 | 0.20365
Cranbourne | VIC | 500 | 0 | 0 | 0.020404 | 0.96474 | 0 | 0 | 0 | 0.1685 | 0 | 0 | 0.0014418 | 0.20365
Cressy | VIC | 500 | 0 | 0.0011657 | 0.026448 | 0.99179 | 0 | 0 | 0.00079177 | 0.15547 | 0 | 0 | 0.00026838 | 0.13879
Dederang | VIC | 220 | 0 | 0.0006662 | 0.016945 | 0.29209 | 0 | 2.5892e-05 | 0 | 0 | 0 | 0 | 0 | 0.0093124
Dederang | VIC | 330 | 0 | 0 | 0.01724 | 0.29209 | 0 | 0.00035769 | 3.8488e-05 | 0 | 0 | 0 | 0.00056785 | 0.0093124
Deer Park | VIC | 220 | 0.0003295 | 0 | 0.026531 | 1 | 0 | 0 | 0 | 0.20206 | 0 | 0 | 0.007081 | 0.11298
East Rowville | VIC | 220 | 0 | 0 | 0.020404 | 0.96474 | 0 | 0 | 0 | 0.1685 | 0 | 0 | 0.0014418 | 0.20365
Eildon | VIC | 220 | 0 | 0 | 0 | 0.052561 | 0 | 0.00039568 | 0 | 0 | 0 | 0 | 0.0006689 | 0.0081905
Elaine | VIC | 220 | 0 | 0.0014158 | 0.02555 | 0.96148 | 0 | 0 | 0 | 0.19808 | 0 | 0 | 0.015418 | 0.1126
Fishermens Bend | VIC | 220 | 0 | 0.00089958 | 0.026513 | 1 | 0 | 0 | 0 | 0.1962 | 0 | 9.4722e-05 | 0.0019309 | 0.13766
Fosterville | VIC | 220 | 0 | 0.002451 | 0 | 0.83628 | 0.00058237 | 0.00059514 | 0 | 0.1556 | 0 | 0.00024255 | 0.0053555 | 0.11124
Geelong | VIC | 220 | 0 | 0.00089047 | 0.026452 | 1 | 0 | 0 | 0 | 0.18892 | 0 | 0 | 0 | 0.13632
Glenrowan | VIC | 220 | 0.0053051 | 0 | 0.004839 | 0.64531 | 0.0014133 | 0 | 0 | 0.096073 | 0 | 0 | 0.015388 | 0.11575
Haunted Gully | VIC | 500 | 0 | 0.0011657 | 0.026448 | 0.99179 | 0 | 0 | 0.00079177 | 0.15547 | 0 | 0 | 0.00026838 | 0.13879
Hazelwood | VIC | 220 | 0 | 0.001251 | 0.020499 | 0.97817 | 0.0045234 | 1.7401e-05 | 0.0001083 | 0.16621 | 0 | 0 | 0.0020443 | 0.22233
Hazelwood | VIC | 220 | 0 | 0.001251 | 0.020499 | 0.97817 | 0.0045234 | 1.7401e-05 | 0.0001083 | 0.16621 | 0 | 0 | 0.0020443 | 0.22233
Hazelwood | VIC | 500 | 0 | 0.001251 | 0.020499 | 0.97817 | 0.0045234 | 1.7401e-05 | 0.0001083 | 0.16621 | 0 | 0 | 0.0020443 | 0.22233
Heatherton | VIC | 220 | 0 | 0.0011362 | 0.026378 | 0.99671 | 0 | 0.00094849 | 0.00010251 | 0.16553 | 0 | 0.003622 | 0.0078514 | 0.1943
Heywood | VIC | 275 | 0 | 0 | 0.020509 | 0.97852 | 0 | 0.00032471 | 0.0024528 | 0.17603 | 0 | 0.0035025 | 0.00098691 | 0.12482
Heywood | VIC | 500 | 0 | 0 | 0.020509 | 0.97852 | 0 | 0.00032471 | 0.0024528 | 0.17603 | 0 | 0.0035025 | 0.00098691 | 0.12482
Horsham | VIC | 220 | 0.00013192 | 0.0014902 | 0.077381 | 0.74524 | 0 | 0.00051534 | 0.012333 | 0.11397 | 0 | 0.00045114 | 0 | 0.13911
Jerralang | VIC | 220 | 0 | 0.0013087 | 0.026385 | 1 | 0.0058404 | 0 | 1.9915e-05 | 0.15133 | 0 | 0 | 0.0020493 | 0.23023
JLA (BHP Western) | VIC | 220 | 0 | 0 | 0.020404 | 0.96474 | 0 | 0 | 0 | 0.1685 | 0 | 0 | 0.0014418 | 0.20365
Keilor | VIC | 220 | 0 | 0.0062631 | 0.020394 | 0.97633 | 0 | 0 | 0 | 0.13509 | 0 | 0 | 0.010695 | 0.12608
Keilor | VIC | 220 | 0 | 0.0062631 | 0.020394 | 0.97633 | 0 | 0 | 0 | 0.13509 | 0 | 0 | 0.010695 | 0.12608
Keilor | VIC | 500 | 0 | 0 | 0.020382 | 0.95993 | 0 | 0 | 0 | 0.15762 | 0 | 0 | 0.00074254 | 0.098897
Kerang | VIC | 220 | 0.0013169 | 0 | 0 | 0.93275 | 0 | 0 | 0 | 0.21758 | 0 | 0 | 0.0049329 | 0.11424
Kiamal | VIC | 220 | 0 | 0.001422 | 0.14473 | 0.6049 | 0 | 0 | 0.022488 | 0.083416 | 0.00072305 | 0 | 0.0019479 | 0.085034
Korrangie | VIC | 220 | 0.0013169 | 0 | 0 | 0.93275 | 0 | 0 | 0 | 0.21758 | 0 | 0 | 0.0049329 | 0.11424
Laverton North | VIC | 220 | 0 | 0.00089958 | 0.026513 | 1 | 0 | 0 | 0 | 0.1962 | 0 | 9.4722e-05 | 0.0019309 | 0.13766
Loy Yang | VIC | 500 | 0 | 0.001251 | 0.020499 | 0.97817 | 0.0045234 | 1.7401e-05 | 0.0001083 | 0.16621 | 0 | 0 | 0.0020443 | 0.22233
Malvern | VIC | 220 | 0 | 8.789e-06 | 0.026494 | 0.98639 | 0 | 0 | 0 | 0.13889 | 0 | 0.00072425 | 0.012116 | 0.17327
Moorabool | VIC | 220 | 0 | 0 | 0.02042 | 0.94462 | 0.0017566 | 0 | 0 | 0.16705 | 0.00027554 | 0 | 0 | 0.10505
Moorabool | VIC | 500 | 0 | 0 | 0.02042 | 0.94462 | 0.0017566 | 0 | 0 | 0.16705 | 0.00027554 | 0 | 0 | 0.10505
Mortlake | VIC | 500 | 0 | 0.0011657 | 0.026448 | 0.99179 | 0 | 0 | 0.00079177 | 0.15547 | 0 | 0 | 0.00026838 | 0.13879
Morwell TS | VIC | 220 | 0 | 0.0013087 | 0.026385 | 1 | 0.0058404 | 0 | 1.9915e-05 | 0.15133 | 0 | 0 | 0.0020493 | 0.23023
Mt Beauty | VIC | 220 | 0 | 0 | 0 | 0.052561 | 0 | 0.00039568 | 0 | 0 | 0 | 0 | 0.0006689 | 0.0081905
Murrawarra | VIC | 220 | 0 | 0.001422 | 0.14473 | 0.6049 | 0 | 0 | 0.022488 | 0.083416 | 0.00072305 | 0 | 0.0019479 | 0.085034
Murray | VIC | 330 | 0 | 0 | 0.01724 | 0.062454 | 0 | 0.00035769 | 3.8488e-05 | 0 | 0 | 0 | 0.00056785 | 0
Newport | VIC | 220 | 0 | 0.00089958 | 0.026513 | 1 | 0 | 0 | 0 | 0.1962 | 0 | 9.4722e-05 | 0.0019309 | 0.13766
Portland | VIC | 220 | 0 | 0 | 0.020509 | 0.97852 | 0 | 0.00032471 | 0.0024528 | 0.17603 | 0 | 0.0035025 | 0.00098691 | 0.12482
Red Cliffs | VIC | 220 | 0.0028181 | 9.3303e-05 | 0.11711 | 0.58204 | 0 | 0.00023933 | 0.020432 | 0.079768 | 0 | 0.00050282 | 0.01719 | 0.054904
Richmond | VIC | 220 | 0 | 0 | 0.020404 | 0.96474 | 0 | 0 | 0 | 0.1685 | 0 | 0 | 0.0014418 | 0.20365
Ringwood | VIC | 220 | 0 | 0.00054539 | 0.026674 | 1 | 0 | 0 | 0 | 0.18269 | 0 | 0 | 0.0074153 | 0.20453
Rowville | VIC | 220 | 0 | 0.0011362 | 0.026378 | 0.99671 | 0 | 0.00094849 | 0.00010251 | 0.16553 | 0 | 0.003622 | 0.0078514 | 0.1943
Rowville | VIC | 220 | 0 | 0 | 0.020404 | 0.96474 | 0 | 0 | 0 | 0.1685 | 0 | 0 | 0.0014418 | 0.20365
Rowville | VIC | 500 | 0 | 0.00054539 | 0.026674 | 1 | 0 | 0 | 0 | 0.18269 | 0 | 0 | 0.0074153 | 0.20453
Shepparton | VIC | 220 | 0.0053051 | 0 | 0.004839 | 0.64531 | 0.0014133 | 0 | 0 | 0.096073 | 0 | 0 | 0.015388 | 0.11575
South Morang | VIC | 220 | 0 | 0.00054539 | 0.026674 | 1 | 0 | 0 | 0 | 0.18269 | 0 | 0 | 0.0074153 | 0.20453
South Morang | VIC | 330 | 0 | 0.00054539 | 0.026674 | 1 | 0 | 0 | 0 | 0.18269 | 0 | 0 | 0.0074153 | 0.20453
South Morang | VIC | 500 | 0 | 0.00054539 | 0.026674 | 1 | 0 | 0 | 0 | 0.18269 | 0 | 0 | 0.0074153 | 0.20453
Springvale | VIC | 220 | 0 | 0.0011362 | 0.026378 | 0.99671 | 0 | 0.00094849 | 0.00010251 | 0.16553 | 0 | 0.003622 | 0.0078514 | 0.1943
Sydenham | VIC | 500 | 0 | 0 | 0.020382 | 0.95993 | 0 | 0 | 0 | 0.15762 | 0 | 0 | 0.00074254 | 0.098897
Tarrone | VIC | 500 | 0 | 0 | 0.020509 | 0.97852 | 0 | 0.00032471 | 0.0024528 | 0.17603 | 0 | 0.0035025 | 0.00098691 | 0.12482
Templestowe | VIC | 220 | 0 | 0.00054539 | 0.026674 | 1 | 0 | 0 | 0 | 0.18269 | 0 | 0 | 0.0074153 | 0.20453
Terang | VIC | 220 | 0 | 0 | 0.025632 | 0.96039 | 0.0019428 | 0 | 0 | 0.19696 | 0 | 0 | 0 | 0.16537
Thomastown | VIC | 220 | 0 | 0 | 0.0264 | 1 | 0 | 0.00045357 | 4.1556e-05 | 0.16441 | 0.0051169 | 0 | 0.016083 | 0.19726
Thomastown | VIC | 220 | 0 | 0 | 0.0264 | 1 | 0 | 0.00045357 | 4.1556e-05 | 0.16441 | 0.0051169 | 0 | 0.016083 | 0.19726
Thomastown | VIC | 220 | 0 | 0 | 0.0264 | 1 | 0 | 0.00045357 | 4.1556e-05 | 0.16441 | 0.0051169 | 0 | 0.016083 | 0.19726
Thomastown | VIC | 66 | 0 | 0 | 0.0264 | 1 | 0 | 0.00045357 | 4.1556e-05 | 0.16441 | 0.0051169 | 0 | 0.016083 | 0.19726
Tyabb | VIC | 220 | 0 | 0 | 0.020404 | 0.96474 | 0 | 0 | 0 | 0.1685 | 0 | 0 | 0.0014418 | 0.20365
Wemen | VIC | 220 | 0 | 0.00028361 | 0.16083 | 0.46837 | 0 | 0 | 0.062764 | 0.028497 | 0 | 0 | 0.0037582 | 0.0837
West Melbourne | VIC | 220 | 0 | 0.00089958 | 0.026513 | 1 | 0 | 0 | 0 | 0.1962 | 0 | 9.4722e-05 | 0.0019309 | 0.13766
Wodonga | VIC | 330 | 0 | 0 | 0.01724 | 0.29209 | 0 | 0.00035769 | 3.8488e-05 | 0 | 0 | 0 | 0.00056785 | 0.0093124
Yallourn | VIC | 220 | 0 | 0.00049628 | 0.026503 | 1 | 0 | 0 | 0.00025423 | 0.15118 | 0 | 0 | 0 | 0.2201
Abermain | QLD | 110 | 0.13505 | 1 | 0.011153 | 0.027855 | 0 | 0.057065 | 0.00018509 | 0 | 0.054385 | 0.38055 | 0.00096785 | 0
Abermain | QLD | 275 | 0.13729 | 1 | 0.025144 | 0.045697 | 0.014089 | 0.058154 | 0.00022348 | 0 | 0.044331 | 0.32918 | 0.0023717 | 0.00055387
Alan Sherriff | QLD | 132 | 0.060472 | 0.75864 | 0.034198 | 0.038337 | 0 | 0.077322 | 8.457e-06 | 0 | 0.0075406 | 0.14628 | 6.3552e-06 | 0
Aramara | QLD | 132 | 0.14965 | 1 | 0.011154 | 0.019973 | 0.012972 | 0.06476 | 8.392e-05 | 0 | 0.033219 | 0.35508 | 8.7933e-05 | 0
Baralaba | QLD | 132 | 0.11263 | 0.86017 | 0.02837 | 0.029973 | 0.0056659 | 0.066948 | 7.3426e-05 | 0.00035059 | 0.053136 | 0.2324 | 0.0063126 | 0.0032425
Barcaldine | QLD | 132 | 0.068354 | 0.76561 | 0.035037 | 0.052786 | 0 | 0.041191 | 0 | 0 | 0.011539 | 0.13002 | 0.0091151 | 1.8825e-07
Belmont | QLD | 110 | 0.13505 | 1 | 0.011153 | 0.027855 | 0 | 0.057065 | 0.00018509 | 0 | 0.054385 | 0.38055 | 0.00096785 | 0
Belmont | QLD | 275 | 0.14399 | 1 | 0.025144 | 0.044969 | 0.00011203 | 0.058459 | 0.00022852 | 0 | 0.047902 | 0.32233 | 0 | 0
Biloela | QLD | 132 | 0.11263 | 0.86017 | 0.02837 | 0.029973 | 0.0056659 | 0.066948 | 7.3426e-05 | 0.00035059 | 0.053136 | 0.2324 | 0.0063126 | 0.0032425
Blackstone | QLD | 110 | 0.13505 | 1 | 0.011153 | 0.027855 | 0 | 0.057065 | 0.00018509 | 0 | 0.054385 | 0.38055 | 0.00096785 | 0
Blackstone | QLD | 275 | 0.13729 | 1 | 0.025144 | 0.045697 | 0.014089 | 0.058154 | 0.00022348 | 0 | 0.044331 | 0.32918 | 0.0023717 | 0.00055387
Blackwall | QLD | 275 | 0.13729 | 1 | 0.025144 | 0.045697 | 0.014089 | 0.058154 | 0.00022348 | 0 | 0.044331 | 0.32918 | 0.0023717 | 0.00055387
Blackwater | QLD | 132 | 0.068354 | 0.76561 | 0.035037 | 0.052786 | 0 | 0.041191 | 0 | 0 | 0.011539 | 0.13002 | 0.0091151 | 1.8825e-07
Bouldercombe | QLD | 132 | 0.041736 | 0.74143 | 0.031723 | 0.047255 | 0.0055587 | 0.041172 | 0 | 0 | 0.018154 | 0.17602 | 0.0021961 | 0.0040195
Bouldercombe | QLD | 275 | 0.041736 | 0.74143 | 0.031723 | 0.047255 | 0.0055587 | 0.041172 | 0 | 0 | 0.018154 | 0.17602 | 0.0021961 | 0.0040195
Boyne Island | QLD | 132 | 0.14662 | 1 | 0.025143 | 0.034598 | 0.010331 | 0.074089 | 0.0001827 | 0 | 0.04554 | 0.2585 | 0.00011328 | 0.0024383
Boyne Island | QLD | 275 | 0.14662 | 1 | 0.025143 | 0.034598 | 0.010331 | 0.074089 | 0.0001827 | 0 | 0.04554 | 0.2585 | 0.00011328 | 0.0024383
Braemar | QLD | 275 | 0.12992 | 0.96218 | 0.011151 | 0.025513 | 5.7316e-05 | 0.066402 | 0.00017642 | 0 | 0.015433 | 0.13883 | 1.9326e-05 | 0
Braemar | QLD | 330 | 0.13901 | 0.7776 | 0.025143 | 0.043451 | 0.0056238 | 0.05532 | 0 | 0 | 0.023299 | 0.1826 | 4.2501e-05 | 0
Broadsound | QLD | 275 | 0.058703 | 0.75952 | 0.019419 | 0.029152 | 0 | 0.045275 | 0 | 0 | 0.027496 | 0.23191 | 0.0063147 | 0.0016503
Bulli Creek | QLD | 132 | 0.12965 | 0.84366 | 0.01116 | 0.017505 | 0.0079741 | 0.059711 | 0 | 0 | 0.013069 | 0.152 | 0 | 0
Bulli Creek | QLD | 330 | 0.12965 | 0.84366 | 0.01116 | 0.017505 | 0.0079741 | 0.059711 | 0 | 0 | 0.013069 | 0.152 | 0 | 0
Bundaberg | QLD | 132 | 0.14965 | 1 | 0.011154 | 0.019973 | 0.012972 | 0.06476 | 8.392e-05 | 0 | 0.033219 | 0.35508 | 8.7933e-05 | 0
Bundoora | QLD | 132 | 0.068354 | 0.76561 | 0.035037 | 0.052786 | 0 | 0.041191 | 0 | 0 | 0.011539 | 0.13002 | 0.0091151 | 1.8825e-07
Cairns | QLD | 132 | 0.060899 | 0.75816 | 0.034193 | 0.033457 | 0.0075446 | 0.058156 | 8.6385e-06 | 0 | 0.0067347 | 0.12005 | 0 | 0
Calliope River | QLD | 132 | 0.17087 | 0.85031 | 0.025142 | 0.042964 | 0.015097 | 0.063545 | 0.00015766 | 0 | 0.036465 | 0.24334 | 0 | 0
Calliope River | QLD | 275 | 0.17087 | 0.85031 | 0.025142 | 0.042964 | 0.015097 | 0.063545 | 0.00015766 | 0 | 0.036465 | 0.24334 | 0 | 0
Calvale | QLD | 132 | 0.11263 | 0.86017 | 0.02837 | 0.029973 | 0.0056659 | 0.066948 | 7.3426e-05 | 0.00035059 | 0.053136 | 0.2324 | 0.0063126 | 0.0032425
Calvale | QLD | 275 | 0.11263 | 0.86017 | 0.02837 | 0.029973 | 0.0056659 | 0.066948 | 7.3426e-05 | 0.00035059 | 0.053136 | 0.2324 | 0.0063126 | 0.0032425
Chalumbin | QLD | 132 | 0.055417 | 0.75868 | 0.034029 | 0.026179 | 0 | 0.05972 | 1.2162e-05 | 0 | 0.013812 | 0.092214 | 4.1798e-06 | 0
Chalumbin | QLD | 275 | 0.055417 | 0.75868 | 0.034029 | 0.026179 | 0 | 0.05972 | 1.2162e-05 | 0 | 0.013812 | 0.092214 | 4.1798e-06 | 0
Clare South | QLD | 132 | 0.057408 | 0.75737 | 0.019283 | 0.033507 | 0 | 0.051999 | 1.4638e-06 | 0 | 0.042394 | 0.25585 | 1.0319e-06 | 0
Collinsville North | QLD | 132 | 0.057408 | 0.75737 | 0.019283 | 0.033507 | 0 | 0.051999 | 1.4638e-06 | 0 | 0.042394 | 0.25585 | 1.0319e-06 | 0
Columboola | QLD | 132 | 0.1424 | 0.96394 | 0.02514 | 0.045075 | 0.015724 | 0.063817 | 0.00017484 | 0 | 0.011934 | 0.16193 | 4.2046e-06 | 0
Columboola | QLD | 275 | 0.1424 | 0.96394 | 0.02514 | 0.045075 | 0.015724 | 0.063817 | 0.00017484 | 0 | 0.011934 | 0.16193 | 4.2046e-06 | 0
Coopers Gap | QLD | 275 | 0.12391 | 0.99105 | 0.025144 | 0.031581 | 0 | 0.057464 | 0.00022753 | 0 | 0.047096 | 0.21571 | 0.0034362 | 0.00080624
Cooroy | QLD | 132 | 0.14517 | 1 | 0.011163 | 0.020589 | 0.018328 | 0.064505 | 0.0001794 | 0 | 0.043935 | 0.36585 | 9.8271e-05 | 0
Dysart | QLD | 132 | 0.068354 | 0.76561 | 0.035037 | 0.052786 | 0 | 0.041191 | 0 | 0 | 0.011539 | 0.13002 | 0.0091151 | 1.8825e-07
Gin Gin | QLD | 275 | 0.14525 | 0.99779 | 0.025143 | 0.038322 | 0.0095176 | 0.057501 | 0 | 0 | 0.040356 | 0.34332 | 0.0061428 | 0.0042371
Gin Gin | QLD | 132 | 0.14525 | 0.99779 | 0.025143 | 0.038322 | 0.0095176 | 0.057501 | 0 | 0 | 0.040356 | 0.34332 | 0.0061428 | 0.0042371
Gladstone North | QLD | 132 | 0.17087 | 0.85031 | 0.025142 | 0.042964 | 0.015097 | 0.063545 | 0.00015766 | 0 | 0.036465 | 0.24334 | 0 | 0
Gladstone South | QLD | 132 | 0.17087 | 0.85031 | 0.025142 | 0.042964 | 0.015097 | 0.063545 | 0.00015766 | 0 | 0.036465 | 0.24334 | 0 | 0
Gladstone | QLD | 275 | 0.16904 | 0.85057 | 0.011141 | 0.025137 | 0.02349 | 0.06192 | 0.00016751 | 0 | 0.044838 | 0.24716 | 8.6816e-05 | 0
Goodna | QLD | 110 | 0.13505 | 1 | 0.011153 | 0.027855 | 0 | 0.057065 | 0.00018509 | 0 | 0.054385 | 0.38055 | 0.00096785 | 0
Goodna | QLD | 275 | 0.14399 | 1 | 0.025144 | 0.044969 | 0.00011203 | 0.058459 | 0.00022852 | 0 | 0.047902 | 0.32233 | 0 | 0
Greenbank | QLD | 275 | 0.1472 | 1 | 0.025144 | 0.03766 | 0 | 0.050397 | 0.0002251 | 0 | 0.037935 | 0.33752 | 0.0013454 | 0.0031437
Gympie | QLD | 132 | 0.14517 | 1 | 0.011163 | 0.020589 | 0.018328 | 0.064505 | 0.0001794 | 0 | 0.043935 | 0.36585 | 9.8271e-05 | 0
Halys | QLD | 275 | 0.12391 | 0.99105 | 0.025144 | 0.031581 | 0 | 0.057464 | 0.00022753 | 0 | 0.047096 | 0.21571 | 0.0034362 | 0.00080624
Haughton River | QLD | 275 | 0.069898 | 0.75878 | 0.034194 | 0.047837 | 0 | 0.076287 | 0 | 0 | 0.020211 | 0.18896 | 0 | 0
Kemmis | QLD | 132 | 0.057408 | 0.75737 | 0.019283 | 0.033507 | 0 | 0.051999 | 1.4638e-06 | 0 | 0.042394 | 0.25585 | 1.0319e-06 | 0
Kidston | QLD | 132 | 0.069898 | 0.75878 | 0.034194 | 0.047837 | 0 | 0.076287 | 0 | 0 | 0.020211 | 0.18896 | 0 | 0
Kilkivan | QLD | 132 | 0.14965 | 1 | 0.011154 | 0.019973 | 0.012972 | 0.06476 | 8.392e-05 | 0 | 0.033219 | 0.35508 | 8.7933e-05 | 0
King Creek | QLD | 132 | 0.057408 | 0.75737 | 0.019283 | 0.033507 | 0 | 0.051999 | 1.4638e-06 | 0 | 0.042394 | 0.25585 | 1.0319e-06 | 0
Larcom Creek | QLD | 132 | 0.041736 | 0.74143 | 0.031723 | 0.047255 | 0.0055587 | 0.041172 | 0 | 0 | 0.018154 | 0.17602 | 0.0021961 | 0.0040195
Larcom Creek | QLD | 275 | 0.041736 | 0.74143 | 0.031723 | 0.047255 | 0.0055587 | 0.041172 | 0 | 0 | 0.018154 | 0.17602 | 0.0021961 | 0.0040195
Lilyvale | QLD | 132 | 0.068354 | 0.76561 | 0.035037 | 0.052786 | 0 | 0.041191 | 0 | 0 | 0.011539 | 0.13002 | 0.0091151 | 1.8825e-07
Lilyvale | QLD | 275 | 0.068354 | 0.76561 | 0.035037 | 0.052786 | 0 | 0.041191 | 0 | 0 | 0.011539 | 0.13002 | 0.0091151 | 1.8825e-07
Loganlea | QLD | 110 | 0.13505 | 1 | 0.011153 | 0.027855 | 0 | 0.057065 | 0.00018509 | 0 | 0.054385 | 0.38055 | 0.00096785 | 0
Loganlea | QLD | 275 | 0.1472 | 1 | 0.025144 | 0.03766 | 0 | 0.050397 | 0.0002251 | 0 | 0.037935 | 0.33752 | 0.0013454 | 0.0031437
Middle Ridge | QLD | 110 | 0.13612 | 1 | 0.025144 | 0.038574 | 0.013385 | 0.056179 | 0.00017645 | 0 | 0.036944 | 0.21607 | 3.2969e-06 | 0
Middle Ridge | QLD | 275 | 0.13612 | 1 | 0.025144 | 0.038574 | 0.013385 | 0.056179 | 0.00017645 | 0 | 0.036944 | 0.21607 | 3.2969e-06 | 0
Middle Ridge | QLD | 330 | 0.13612 | 1 | 0.025144 | 0.038574 | 0.013385 | 0.056179 | 0.00017645 | 0 | 0.036944 | 0.21607 | 3.2969e-06 | 0
Millmerran | QLD | 330 | 0.13901 | 0.7776 | 0.025143 | 0.043451 | 0.0056238 | 0.05532 | 0 | 0 | 0.023299 | 0.1826 | 4.2501e-05 | 0
Molendinar | QLD | 110 | 0.1366 | 1 | 0.025144 | 0.036653 | 0.0041478 | 0.041862 | 7.0407e-05 | 0 | 0.049312 | 0.36808 | 4.5765e-05 | 0
Molendinar | QLD | 275 | 0.1366 | 1 | 0.025144 | 0.036653 | 0.0041478 | 0.041862 | 7.0407e-05 | 0 | 0.049312 | 0.36808 | 4.5765e-05 | 0
Moranbah | QLD | 132 | 0.057408 | 0.75737 | 0.019283 | 0.033507 | 0 | 0.051999 | 1.4638e-06 | 0 | 0.042394 | 0.25585 | 1.0319e-06 | 0
Moura | QLD | 132 | 0.11263 | 0.86017 | 0.02837 | 0.029973 | 0.0056659 | 0.066948 | 7.3426e-05 | 0.00035059 | 0.053136 | 0.2324 | 0.0063126 | 0.0032425
Mt England | QLD | 275 | 0.12779 | 1 | 0.025144 | 0.033534 | 0 | 0.060456 | 0.00022603 | 0 | 0.04729 | 0.28326 | 0.00016823 | 0
Mt Stuart | QLD | 132 | 0.069898 | 0.75878 | 0.034194 | 0.047837 | 0 | 0.076287 | 0 | 0 | 0.020211 | 0.18896 | 0 | 0
Mudgeeraba | QLD | 110 | 0.12992 | 1 | 0.024979 | 0.038583 | 0.0022903 | 0.043066 | 4.3115e-05 | 0 | 0.048328 | 0.34006 | 0 | 0
Mudgeeraba | QLD | 275 | 0.13751 | 1 | 0.025144 | 0.035936 | 0.0096199 | 0.043753 | 4.497e-05 | 0 | 0.047766 | 0.34316 | 5.275e-05 | 0
Murarrie | QLD | 110 | 0.13505 | 1 | 0.011153 | 0.027855 | 0 | 0.057065 | 0.00018509 | 0 | 0.054385 | 0.38055 | 0.00096785 | 0
Murarrie | QLD | 275 | 0.11901 | 1 | 0.025143 | 0.027529 | 0.0016658 | 0.060882 | 0.0001063 | 0 | 0.04678 | 0.43665 | 5.8572e-05 | 0
Nebo | QLD | 132 | 0.057408 | 0.75737 | 0.019283 | 0.033507 | 0 | 0.051999 | 1.4638e-06 | 0 | 0.042394 | 0.25585 | 1.0319e-06 | 0
Nebo | QLD | 275 | 0.057408 | 0.75737 | 0.019283 | 0.033507 | 0 | 0.051999 | 1.4638e-06 | 0 | 0.042394 | 0.25585 | 1.0319e-06 | 0
Newlands | QLD | 132 | 0.057408 | 0.75737 | 0.019283 | 0.033507 | 0 | 0.051999 | 1.4638e-06 | 0 | 0.042394 | 0.25585 | 1.0319e-06 | 0
Orana | QLD | 275 | 0.1424 | 0.96394 | 0.02514 | 0.045075 | 0.015724 | 0.063817 | 0.00017484 | 0 | 0.011934 | 0.16193 | 4.2046e-06 | 0
Palmwoods | QLD | 132 | 0.14428 | 1 | 0.025143 | 0.041754 | 0.0082191 | 0.064372 | 0 | 0 | 0.049086 | 0.4039 | 5.6872e-05 | 0
Palmwoods | QLD | 275 | 0.14786 | 1 | 0.025143 | 0.050215 | 0 | 0.06497 | 0.00017937 | 0 | 0.04796 | 0.35521 | 0.00015236 | 0
Peak Downs | QLD | 132 | 0.057408 | 0.75737 | 0.019283 | 0.033507 | 0 | 0.051999 | 1.4638e-06 | 0 | 0.042394 | 0.25585 | 1.0319e-06 | 0
Raglan | QLD | 275 | 0.041736 | 0.74143 | 0.031723 | 0.047255 | 0.0055587 | 0.041172 | 0 | 0 | 0.018154 | 0.17602 | 0.0021961 | 0.0040195
Rocklea | QLD | 110 | 0.13505 | 1 | 0.011153 | 0.027855 | 0 | 0.057065 | 0.00018509 | 0 | 0.054385 | 0.38055 | 0.00096785 | 0
Rocklea | QLD | 275 | 0.13729 | 1 | 0.025144 | 0.045697 | 0.014089 | 0.058154 | 0.00022348 | 0 | 0.044331 | 0.32918 | 0.0023717 | 0.00055387
Ross | QLD | 132 | 0.069898 | 0.75878 | 0.034194 | 0.047837 | 0 | 0.076287 | 0 | 0 | 0.020211 | 0.18896 | 0 | 0
Ross | QLD | 275 | 0.069898 | 0.75878 | 0.034194 | 0.047837 | 0 | 0.076287 | 0 | 0 | 0.020211 | 0.18896 | 0 | 0
South Pine | QLD | 132 | 0.14466 | 1 | 0.025144 | 0.044744 | 0 | 0.0662 | 0.00022292 | 0 | 0.047868 | 0.38915 | 0 | 0
South Pine | QLD | 275 | 0.14466 | 1 | 0.025144 | 0.044744 | 0 | 0.0662 | 0.00022292 | 0 | 0.047868 | 0.38915 | 0 | 0
Stanwell | QLD | 275 | 0.070897 | 0.76374 | 0.01943 | 0.021965 | 0.0033138 | 0.05038 | 1.3015e-05 | 0 | 0.03252 | 0.22107 | 0.0063168 | 0.0048516
Stony Creek | QLD | 132 | 0.057408 | 0.75737 | 0.019283 | 0.033507 | 0 | 0.051999 | 1.4638e-06 | 0 | 0.042394 | 0.25585 | 1.0319e-06 | 0
Strathmore | QLD | 132 | 0.057408 | 0.75737 | 0.019283 | 0.033507 | 0 | 0.051999 | 1.4638e-06 | 0 | 0.042394 | 0.25585 | 1.0319e-06 | 0
Strathmore | QLD | 275 | 0.057408 | 0.75737 | 0.019283 | 0.033507 | 0 | 0.051999 | 1.4638e-06 | 0 | 0.042394 | 0.25585 | 1.0319e-06 | 0
Swanbank | QLD | 275 | 0.1472 | 1 | 0.025144 | 0.03766 | 0 | 0.050397 | 0.0002251 | 0 | 0.037935 | 0.33752 | 0.0013454 | 0.0031437
Tarong | QLD | 275 | 0.12391 | 0.99105 | 0.025144 | 0.031581 | 0 | 0.057464 | 0.00022753 | 0 | 0.047096 | 0.21571 | 0.0034362 | 0.00080624
Teebar Creek | QLD | 132 | 0.14965 | 1 | 0.011154 | 0.019973 | 0.012972 | 0.06476 | 8.392e-05 | 0 | 0.033219 | 0.35508 | 8.7933e-05 | 0
Teebar Creek | QLD | 275 | 0.14786 | 1 | 0.025143 | 0.050215 | 0 | 0.06497 | 0.00017937 | 0 | 0.04796 | 0.35521 | 0.00015236 | 0
Townsville East | QLD | 132 | 0.069898 | 0.75878 | 0.034194 | 0.047837 | 0 | 0.076287 | 0 | 0 | 0.020211 | 0.18896 | 0 | 0
Townsville | QLD | 132 | 0.060472 | 0.75864 | 0.034198 | 0.038337 | 0 | 0.077322 | 8.457e-06 | 0 | 0.0075406 | 0.14628 | 6.3552e-06 | 0
Townsville South | QLD | 132 | 0.069898 | 0.75878 | 0.034194 | 0.047837 | 0 | 0.076287 | 0 | 0 | 0.020211 | 0.18896 | 0 | 0
Traverston | QLD | 132 | 0.14517 | 1 | 0.011163 | 0.020589 | 0.018328 | 0.064505 | 0.0001794 | 0 | 0.043935 | 0.36585 | 9.8271e-05 | 0
Tully | QLD | 132 | 0.060472 | 0.75864 | 0.034198 | 0.038337 | 0 | 0.077322 | 8.457e-06 | 0 | 0.0075406 | 0.14628 | 6.3552e-06 | 0
Tumoulin | QLD | 275 | 0.055417 | 0.75868 | 0.034029 | 0.026179 | 0 | 0.05972 | 1.2162e-05 | 0 | 0.013812 | 0.092214 | 4.1798e-06 | 0
Walkamin | QLD | 275 | 0.060899 | 0.75816 | 0.034193 | 0.033457 | 0.0075446 | 0.058156 | 8.6385e-06 | 0 | 0.0067347 | 0.12005 | 0 | 0
Wandoan South | QLD | 132 | 0.1424 | 0.96394 | 0.02514 | 0.045075 | 0.015724 | 0.063817 | 0.00017484 | 0 | 0.011934 | 0.16193 | 4.2046e-06 | 0
Wandoan South | QLD | 275 | 0.1424 | 0.96394 | 0.02514 | 0.045075 | 0.015724 | 0.063817 | 0.00017484 | 0 | 0.011934 | 0.16193 | 4.2046e-06 | 0
Western Downs | QLD | 275 | 0.12992 | 0.96218 | 0.011151 | 0.025513 | 5.7316e-05 | 0.066402 | 0.00017642 | 0 | 0.015433 | 0.13883 | 1.9326e-05 | 0
Wivenhoe | QLD | 275 | 0.12779 | 1 | 0.025144 | 0.033534 | 0 | 0.060456 | 0.00022603 | 0 | 0.04729 | 0.28326 | 0.00016823 | 0
Woolooga | QLD | 132 | 0.14786 | 1 | 0.025143 | 0.050215 | 0 | 0.06497 | 0.00017937 | 0 | 0.04796 | 0.35521 | 0.00015236 | 0
Woolooga | QLD | 275 | 0.14786 | 1 | 0.025143 | 0.050215 | 0 | 0.06497 | 0.00017937 | 0 | 0.04796 | 0.35521 | 0.00015236 | 0
Woree | QLD | 132 | 0.060899 | 0.75816 | 0.034193 | 0.033457 | 0.0075446 | 0.058156 | 8.6385e-06 | 0 | 0.0067347 | 0.12005 | 0 | 0
Woree | QLD | 275 | 0.060899 | 0.75816 | 0.034193 | 0.033457 | 0.0075446 | 0.058156 | 8.6385e-06 | 0 | 0.0067347 | 0.12005 | 0 | 0
Wurdong | QLD | 275 | 0.14662 | 1 | 0.025143 | 0.034598 | 0.010331 | 0.074089 | 0.0001827 | 0 | 0.04554 | 0.2585 | 0.00011328 | 0.0024383
Yabulu South | QLD | 132 | 0.060472 | 0.75864 | 0.034198 | 0.038337 | 0 | 0.077322 | 8.457e-06 | 0 | 0.0075406 | 0.14628 | 6.3552e-06 | 0
Yarwun | QLD | 132 | 0.041736 | 0.74143 | 0.031723 | 0.047255 | 0.0055587 | 0.041172 | 0 | 0 | 0.018154 | 0.17602 | 0.0021961 | 0.0040195
Angas Creek | SA | 132 | 0 | 0.00021537 | 0.99995 | 0.57254 | 0 | 0 | 0.11965 | 0.10841 | 0 | 0 | 0.21995 | 0.089698
Belalie | SA | 275 | 0 | 0.0045385 | 0.95277 | 0.57277 | 0 | 0 | 0.15837 | 0.12265 | 0.0023287 | 0 | 0.080208 | 0.1379
Blyth West | SA | 275 | 0 | 0 | 1 | 0.55972 | 0 | 0 | 0.15846 | 0.10867 | 0.00025878 | 0 | 0.068116 | 0.07978
Brinkworth | SA | 132 | 0 | 0 | 1 | 0.54317 | 0.00050122 | 0.0005514 | 0.16047 | 0.11784 | 0.0088465 | 0 | 0.13441 | 0.1094
Brinkworth | SA | 275 | 0.0021897 | 0.00031413 | 1 | 0.57419 | 0 | 0.00021683 | 0.14465 | 0.1103 | 0 | 0 | 0.066571 | 0.068886
Bundy | SA | 275 | 2.5658e-05 | 0.00031816 | 0.93625 | 0.58882 | 0 | 0 | 0.12839 | 0.1138 | 0 | 0 | 0.10277 | 0.095218
Bundy | SA | 330 | 2.5658e-05 | 0.00031816 | 0.93625 | 0.58882 | 0 | 0 | 0.12839 | 0.1138 | 0 | 0 | 0.10277 | 0.095218
Bungama | SA | 132 | 0 | 0 | 1 | 0.54317 | 0.00050122 | 0.0005514 | 0.16047 | 0.11784 | 0.0088465 | 0 | 0.13441 | 0.1094
Bungama | SA | 275 | 0.0021897 | 0.00031413 | 1 | 0.57419 | 0 | 0.00021683 | 0.14465 | 0.1103 | 0 | 0 | 0.066571 | 0.068886
Canowie | SA | 275 | 0 | 0 | 0.95207 | 0.57283 | 0.0014357 | 0.00036986 | 0.15822 | 0.12139 | 0 | 1.8317e-05 | 0.070712 | 0.12915
Cherry Gardens | SA | 275 | 0 | 0 | 1 | 0.56836 | 0 | 0.0032072 | 0.13164 | 0.12632 | 0.0012807 | 0 | 0.15234 | 0.060296
Cultana | SA | 132 | 0 | 0 | 0.65154 | 0.25251 | 0 | 0.00038462 | 0.1049 | 0.048684 | 0 | 0 | 0.26117 | 0.062439
Cultana | SA | 275 | 0 | 0 | 0.96642 | 0.56653 | 0.0010476 | 0.00015064 | 0.13917 | 0.11001 | 0 | 0.0029456 | 0.088769 | 0.10869
Dalrymple | SA | 132 | 0.00023043 | 0 | 0.40451 | 0.27117 | 0 | 0.00015446 | 0.12107 | 0.075231 | 0.00013733 | 0 | 0.1244 | 0.057663
Davenport | SA | 132 | 0 | 0 | 0.96642 | 0.56653 | 0.0010476 | 0.00015064 | 0.13917 | 0.11001 | 0 | 0.0029456 | 0.088769 | 0.10869
Davenport | SA | 275 | 0 | 0 | 0.96642 | 0.56653 | 0.0010476 | 0.00015064 | 0.13917 | 0.11001 | 0 | 0.0029456 | 0.088769 | 0.10869
Dorrien | SA | 132 | 0 | 0 | 1 | 0.53226 | 0 | 0 | 0.14243 | 0.086714 | 0.00085307 | 0 | 0.14151 | 0.071187
Dry Creek | SA | 66 | 0 | 0 | 1 | 0.56647 | 0 | 0.00012492 | 0.099033 | 0.10816 | 0 | 0 | 0.18341 | 0.037616
Happy Valley | SA | 275 | 0 | 0 | 1 | 0.56836 | 0 | 0.0032072 | 0.13164 | 0.12632 | 0.0012807 | 0 | 0.15234 | 0.060296
Hummocks | SA | 132 | 0.00023043 | 0 | 0.40451 | 0.27117 | 0 | 0.00015446 | 0.12107 | 0.075231 | 0.00013733 | 0 | 0.1244 | 0.057663
Keith | SA | 132 | 0 | 0.00047109 | 1 | 0.5278 | 0 | 0 | 0.21314 | 0.12234 | 0 | 0 | 0.20615 | 0.089181
Kilburn | SA | 275 | 0 | 0 | 1 | 0.56647 | 0 | 0.00012492 | 0.099033 | 0.10816 | 0 | 0 | 0.18341 | 0.037616
Kilburn | SA | 66 | 0 | 0 | 1 | 0.56647 | 0 | 0.00012492 | 0.099033 | 0.10816 | 0 | 0 | 0.18341 | 0.037616
Kincraig | SA | 132 | 0 | 0.00047109 | 1 | 0.5278 | 0 | 0 | 0.21314 | 0.12234 | 0 | 0 | 0.20615 | 0.089181
Lefevre | SA | 275 | 0 | 0 | 1 | 0.56647 | 0 | 0.00012492 | 0.099033 | 0.10816 | 0 | 0 | 0.18341 | 0.037616
Lefevre | SA | 66 | 0 | 0 | 1 | 0.56647 | 0 | 0.00012492 | 0.099033 | 0.10816 | 0 | 0 | 0.18341 | 0.037616
Magill | SA | 275 | 0 | 0 | 1 | 0.56836 | 0 | 0.0032072 | 0.13164 | 0.12632 | 0.0012807 | 0 | 0.15234 | 0.060296
Mintaro | SA | 132 | 0 | 0 | 0.96794 | 0.56301 | 0.0053255 | 0 | 0.13459 | 0.094577 | 0 | 0 | 0.096798 | 0.099963
Mobilong | SA | 132 | 0 | 0.00021537 | 0.99995 | 0.57254 | 0 | 0 | 0.11965 | 0.10841 | 0 | 0 | 0.21995 | 0.089698
Mokota | SA | 275 | 0 | 0.0045385 | 0.95277 | 0.57277 | 0 | 0 | 0.15837 | 0.12265 | 0.0023287 | 0 | 0.080208 | 0.1379
Monash | SA | 132 | 0 | 0 | 0.87803 | 0.56213 | 0 | 0 | 0.1758 | 0.10135 | 0.0086646 | 0 | 0.123 | 0.11731
Morphett Vale East | SA | 275 | 0 | 0 | 1 | 0.58746 | 0 | 3.8292e-06 | 0.11699 | 0.11938 | 0 | 0 | 0.23887 | 0.10777
Mt Barker | SA | 132 | 0 | 0.00021537 | 0.99995 | 0.57254 | 0 | 0 | 0.11965 | 0.10841 | 0 | 0 | 0.21995 | 0.089698
Mt Barker South | SA | 275 | 0 | 0 | 1 | 0.58746 | 0 | 3.8292e-06 | 0.11699 | 0.11938 | 0 | 0 | 0.23887 | 0.10777
Mt Gambier | SA | 132 | 0 | 0.00047109 | 1 | 0.5278 | 0 | 0 | 0.21314 | 0.12234 | 0 | 0 | 0.20615 | 0.089181
Mt Gunson | SA | 132 | 0 | 0 | 0.96642 | 0.56653 | 0.0010476 | 0.00015064 | 0.13917 | 0.11001 | 0 | 0.0029456 | 0.088769 | 0.10869
Mt Gunson South | SA | 132 | 0 | 0 | 0.96642 | 0.56653 | 0.0010476 | 0.00015064 | 0.13917 | 0.11001 | 0 | 0.0029456 | 0.088769 | 0.10869
Mt Gunson South | SA | 275 | 0 | 0 | 0.96642 | 0.56653 | 0.0010476 | 0.00015064 | 0.13917 | 0.11001 | 0 | 0.0029456 | 0.088769 | 0.10869
Mt Lock | SA | 275 | 0 | 0 | 0.95207 | 0.57283 | 0.0014357 | 0.00036986 | 0.15822 | 0.12139 | 0 | 1.8317e-05 | 0.070712 | 0.12915
Munno Para | SA | 275 | 0 | 0 | 1 | 0.56836 | 0 | 0.0032072 | 0.13164 | 0.12632 | 0.0012807 | 0 | 0.15234 | 0.060296
New Osborne | SA | 66 | 0 | 0 | 1 | 0.56647 | 0 | 0.00012492 | 0.099033 | 0.10816 | 0 | 0 | 0.18341 | 0.037616
Northfield | SA | 275 | 0 | 0 | 1 | 0.56647 | 0 | 0.00012492 | 0.099033 | 0.10816 | 0 | 0 | 0.18341 | 0.037616
Northfield | SA | 66 | 0 | 0 | 1 | 0.56647 | 0 | 0.00012492 | 0.099033 | 0.10816 | 0 | 0 | 0.18341 | 0.037616
North West Bend | SA | 132 | 0 | 0 | 0.87803 | 0.56213 | 0 | 0 | 0.1758 | 0.10135 | 0.0086646 | 0 | 0.123 | 0.11731
Olymbic Dam West | SA | 132 | 0 | 0 | 0.96031 | 0.56031 | 0.00091167 | 0 | 0.15164 | 0.13159 | 0 | 0 | 0.10671 | 0.069556
Olymbic Dam West | SA | 275 | 0 | 0 | 0.96031 | 0.56031 | 0.00091167 | 0 | 0.15164 | 0.13159 | 0 | 0 | 0.10671 | 0.069556
Para | SA | 132 | 0 | 0 | 1 | 0.56836 | 0 | 0.0032072 | 0.13164 | 0.12632 | 0.0012807 | 0 | 0.15234 | 0.060296
Para | SA | 275 | 0 | 0 | 1 | 0.56836 | 0 | 0.0032072 | 0.13164 | 0.12632 | 0.0012807 | 0 | 0.15234 | 0.060296
Parafield Gardens West | SA | 275 | 0 | 0 | 1 | 0.56836 | 0 | 0.0032072 | 0.13164 | 0.12632 | 0.0012807 | 0 | 0.15234 | 0.060296
Peligan Point | SA | 275 | 0 | 0 | 1 | 0.56836 | 0 | 0.0032072 | 0.13164 | 0.12632 | 0.0012807 | 0 | 0.15234 | 0.060296
Penola West | SA | 132 | 0 | 0.00047109 | 1 | 0.5278 | 0 | 0 | 0.21314 | 0.12234 | 0 | 0 | 0.20615 | 0.089181
Pimba | SA | 132 | 0 | 0 | 0.96031 | 0.56031 | 0.00091167 | 0 | 0.15164 | 0.13159 | 0 | 0 | 0.10671 | 0.069556
Port Lincoln | SA | 132 | 0 | 0 | 0.64709 | 0.23358 | 0 | 0 | 0.11161 | 0.039331 | 0 | 0 | 0.28119 | 0.054923
Robertstown | SA | 132 | 0 | 0 | 0.96794 | 0.56301 | 0.0053255 | 0 | 0.13459 | 0.094577 | 0 | 0 | 0.096798 | 0.099963
Robertstown | SA | 275 | 2.5658e-05 | 0.00031816 | 0.93625 | 0.58882 | 0 | 0 | 0.12839 | 0.1138 | 0 | 0 | 0.10277 | 0.095218
Snuggery | SA | 132 | 0 | 0.00047109 | 1 | 0.5278 | 0 | 0 | 0.21314 | 0.12234 | 0 | 0 | 0.20615 | 0.089181
South East | SA | 132 | 0 | 0.00047109 | 1 | 0.5278 | 0 | 0 | 0.21314 | 0.12234 | 0 | 0 | 0.20615 | 0.089181
South East | SA | 275 | 0 | 0.00018099 | 1 | 0.5742 | 0 | 0.0005867 | 0.12932 | 0.11445 | 0.0041771 | 1.1541e-05 | 0.28913 | 0.094031
Tailem Bend | SA | 132 | 0 | 0.00018099 | 1 | 0.5742 | 0 | 0.0005867 | 0.12932 | 0.11445 | 0.0041771 | 1.1541e-05 | 0.28913 | 0.094031
Tailem Bend | SA | 275 | 0 | 0.00018099 | 1 | 0.5742 | 0 | 0.0005867 | 0.12932 | 0.11445 | 0.0041771 | 1.1541e-05 | 0.28913 | 0.094031
Templers | SA | 132 | 0 | 0 | 1 | 0.53226 | 0 | 0 | 0.14243 | 0.086714 | 0.00085307 | 0 | 0.14151 | 0.071187
Templers West | SA | 132 | 0 | 0 | 1 | 0.53226 | 0 | 0 | 0.14243 | 0.086714 | 0.00085307 | 0 | 0.14151 | 0.071187
Templers West | SA | 275 | 0.0052673 | 0 | 0.99388 | 0.55281 | 0 | 0.00046115 | 0.15027 | 0.082002 | 0 | 0 | 0.14206 | 0.072952
Torrens Island | SA | 275 | 0 | 0 | 1 | 0.56647 | 0 | 0.00012492 | 0.099033 | 0.10816 | 0 | 0 | 0.18341 | 0.037616
Torrens Island | SA | 66 | 0 | 0 | 1 | 0.56647 | 0 | 0.00012492 | 0.099033 | 0.10816 | 0 | 0 | 0.18341 | 0.037616
Tungkillo | SA | 275 | 0 | 0 | 1 | 0.58746 | 0 | 3.8292e-06 | 0.11699 | 0.11938 | 0 | 0 | 0.23887 | 0.10777
Waterloo | SA | 132 | 0 | 0 | 0.96794 | 0.56301 | 0.0053255 | 0 | 0.13459 | 0.094577 | 0 | 0 | 0.096798 | 0.099963
Waterloo East | SA | 132 | 0 | 0 | 0.96794 | 0.56301 | 0.0053255 | 0 | 0.13459 | 0.094577 | 0 | 0 | 0.096798 | 0.099963
Willalo | SA | 275 | 0 | 0.0045385 | 0.95277 | 0.57277 | 0 | 0 | 0.15837 | 0.12265 | 0.0023287 | 0 | 0.080208 | 0.1379
Yadnarie | SA | 132 | 0 | 0 | 0.65154 | 0.25251 | 0 | 0.00038462 | 0.1049 | 0.048684 | 0 | 0 | 0.26117 | 0.062439
Burnie | TAS | 110 | 0 | 4.3121e-05 | 0 | 0 | 0 | 0.00015237 | 0 | 0 | 0 | 0 | 0 | 0
Burnie | TAS | 220 | 0 | 0 | 0 | 0 | 0 | 0 | 0 | 0 | 0.000711 | 0.00017066 | 0 | 0
Chapel St. | TAS | 110 | 0 | 0.00019721 | 0 | 0 | 0 | 0 | 0 | 0 | 0 | 8.8513e-05 | 0 | 0
Chapel St. | TAS | 220 | 0 | 0 | 0 | 0 | 0.001078 | 6.4983e-05 | 0 | 0 | 0.0017351 | 0 | 0 | 0
Comalco | TAS | 220 | 0.0010813 | 0.00036564 | 3.6839e-05 | 0 | 0.0013681 | 0 | 3.5171e-05 | 0 | 0 | 0.00025184 | 1.3484e-05 | 0
Creek Road | TAS | 110 | 0 | 0.00019721 | 0 | 0 | 0 | 0 | 0 | 0 | 0 | 8.8513e-05 | 0 | 0
Devonport | TAS | 110 | 0 | 4.3121e-05 | 0 | 0 | 0 | 0.00015237 | 0 | 0 | 0 | 0 | 0 | 0
Emu Bay | TAS | 110 | 0 | 4.3121e-05 | 0 | 0 | 0 | 0.00015237 | 0 | 0 | 0 | 0 | 0 | 0
Farrell | TAS | 110 | 0 | 0 | 0 | 0 | 0 | 0 | 0 | 0 | 0.00052001 | 0 | 0 | 0
Farrell | TAS | 220 | 0 | 0 | 0 | 0 | 0.00084377 | 0 | 0 | 0.00071337 | 0 | 0 | 0 | 0
George Town | TAS | 110 | 0.0010813 | 0.00036564 | 3.6839e-05 | 0 | 0.0013681 | 0 | 3.5171e-05 | 0 | 0 | 0.00025184 | 1.3484e-05 | 0
George Town | TAS | 220 | 0.0010813 | 0.00036564 | 3.6839e-05 | 0 | 0.0013681 | 0 | 3.5171e-05 | 0 | 0 | 0.00025184 | 1.3484e-05 | 0
Gordon | TAS | 220 | 0 | 0.00019872 | 0 | 0 | 0.0048409 | 0 | 0 | 0 | 0.0070133 | 0 | 0 | 0
Hadspen | TAS | 110 | 0 | 0.00015309 | 0 | 0 | 0 | 0.0017536 | 0 | 0 | 0 | 0 | 0 | 0
Hadspen | TAS | 220 | 0 | 0 | 0 | 0 | 0 | 0 | 0 | 0 | 0 | 0 | 0 | 0
Kingston | TAS | 110 | 0 | 0.00019721 | 0 | 0 | 0 | 0 | 0 | 0 | 0 | 8.8513e-05 | 0 | 0
Knights Road | TAS | 110 | 0 | 0.00019721 | 0 | 0 | 0 | 0 | 0 | 0 | 0 | 8.8513e-05 | 0 | 0
Liapootah | TAS | 220 | 0 | 0.00019872 | 0 | 0 | 0.0048409 | 0 | 0 | 0 | 0.0070133 | 0 | 0 | 0
Lindisfarne | TAS | 110 | 0 | 0.00019721 | 0 | 0 | 0 | 0 | 0 | 0 | 0 | 8.8513e-05 | 0 | 0
Lindisfarne | TAS | 220 | 0 | 0 | 0 | 0 | 0 | 0 | 0 | 0 | 0.0064558 | 0 | 0 | 0
Meadowbank | TAS | 110 | 0 | 0.00019721 | 0 | 0 | 0 | 0 | 0 | 0 | 0 | 8.8513e-05 | 0 | 0
Mowbray | TAS | 110 | 0 | 0.00015309 | 0 | 0 | 0 | 0.0017536 | 0 | 0 | 0 | 0 | 0 | 0
New Norfolk | TAS | 110 | 0 | 0.00019721 | 0 | 0 | 0 | 0 | 0 | 0 | 0 | 8.8513e-05 | 0 | 0
Norwood | TAS | 110 | 0 | 0.00015309 | 0 | 0 | 0 | 0.0017536 | 0 | 0 | 0 | 0 | 0 | 0
Palmerston | TAS | 110 | 0 | 0.00015309 | 0 | 0 | 0 | 0.0017536 | 0 | 0 | 0 | 0 | 0 | 0
Palmerston | TAS | 220 | 0 | 0 | 0 | 0 | 0 | 0 | 0 | 0 | 0 | 0 | 0 | 0
Port Latta | TAS | 110 | 0 | 0 | 0 | 0 | 0 | 0 | 0 | 0 | 0.00099013 | 0 | 0 | 0
Que | TAS | 110 | 0 | 0 | 0 | 0 | 0 | 0 | 0 | 0 | 0.00052001 | 0 | 0 | 0
Queenstown | TAS | 110 | 0 | 0 | 0 | 0 | 0 | 0 | 0 | 0 | 0.00052001 | 0 | 0 | 0
Railton | TAS | 110 | 0 | 4.3121e-05 | 0 | 0 | 0 | 0.00015237 | 0 | 0 | 0 | 0 | 0 | 0
Risdon | TAS | 110 | 0 | 0.00019721 | 0 | 0 | 0 | 0 | 0 | 0 | 0 | 8.8513e-05 | 0 | 0
Rosebery | TAS | 110 | 0 | 0 | 0 | 0 | 0 | 0 | 0 | 0 | 0.00052001 | 0 | 0 | 0
Savage River | TAS | 110 | 0 | 0 | 0 | 0 | 0 | 0 | 0 | 0 | 0.00052001 | 0 | 0 | 0
Scottsdale | TAS | 110 | 0 | 0 | 0 | 0 | 0.001309 | 0 | 0 | 0 | 0 | 0 | 0 | 0
Sheffield | TAS | 110 | 0 | 4.3121e-05 | 0 | 0 | 0 | 0.00015237 | 0 | 0 | 0 | 0 | 0 | 0
Sheffield | TAS | 220 | 0.0020797 | 0 | 0 | 0 | 0 | 0 | 0 | 0 | 0 | 0.003049 | 0 | 0
Smithton | TAS | 110 | 0 | 0 | 0 | 0 | 0 | 0 | 0 | 0 | 0.00099013 | 0 | 0 | 0
St. Marys | TAS | 110 | 0 | 0 | 0 | 0 | 0.00099046 | 0 | 0 | 0 | 0 | 0 | 0 | 0
Trevallyn | TAS | 110 | 0 | 0.00015309 | 0 | 0 | 0 | 0.0017536 | 0 | 0 | 0 | 0 | 0 | 0
Tungatinah | TAS | 110 | 0.00094742 | 0.00018516 | 0 | 0 | 0.00023274 | 0 | 0 | 0 | 0 | 0 | 0 | 0
Ulverstone | TAS | 110 | 0 | 4.3121e-05 | 0 | 0 | 0 | 0.00015237 | 0 | 0 | 0 | 0 | 0 | 0
Waddamana | TAS | 110 | 0.00094742 | 0.00018516 | 0 | 0 | 0.00023274 | 0 | 0 | 0 | 0 | 0 | 0 | 0
Waddamana | TAS | 220 | 0 | 0.00019872 | 0 | 0 | 0.0048409 | 0 | 0 | 0 | 0.0070133 | 0 | 0 | 0
Wesley Vale | TAS | 110 | 0 | 4.3121e-05 | 0 | 0 | 0 | 0.00015237 | 0 | 0 | 0 | 0 | 0 | 0

## Med Term Loc Rel Factor
Medium Term Operating Conditions Locational Reliability Factor Outcomes
Location | Region | Voltage (kV) | Battery Benefit NSW | Battery Benefit QLD | Battery Benefit SA | Battery Benefit VIC | Solar Benefit NSW | Solar Benefit QLD | Solar Benefit SA | Solar Benefit VIC | Wind Benefit NSW | Wind Benefit QLD | Wind Benefit SA | Wind Benefit VIC
Albury | NSW | 132 | 0.010851 | 0.0059992 | 0.13128 | 0.31165 | 0.0050903 | 0 | 0.033492 | 0 | 0.0058806 | 0.00073018 | 0.039492 | 0.02179
ANM | NSW | 132 | 0.010851 | 0.0059992 | 0.13128 | 0.31165 | 0.0050903 | 0 | 0.033492 | 0 | 0.0058806 | 0.00073018 | 0.039492 | 0.02179
Armidale | NSW | 132 | 0.33139 | 0.025321 | 0 | 0.036851 | 0.023207 | 0.0069768 | 0 | 0 | 0.073733 | 0.0084965 | 0.03403 | 0.0029158
Armidale | NSW | 330 | 0.30765 | 0.023819 | 0.0081319 | 0 | 0.021879 | 0.0056749 | 0.028873 | 0 | 0.070702 | 0.0084495 | 0.029154 | 0
Avon | NSW | 330 | 0.24466 | 0.023829 | 0.094831 | 0.19134 | 0.017575 | 0.013652 | 0.00055067 | 0 | 0.094891 | 0.012728 | 0.056219 | 0
Balranald | NSW | 220 | 0.018613 | 0.0019094 | 0.19058 | 0.2991 | 0 | 0.0011829 | 0.053867 | 0.021687 | 0.0078357 | 0 | 0.0067671 | 0.052312
Bannaby | NSW | 330 | 0.13968 | 0.018483 | 0.13753 | 0.22506 | 0.0030933 | 0 | 0.028577 | 0.0063905 | 0 | 0 | 0 | 0.0067496
Bannaby | NSW | 500 | 0.57073 | 0 | 0.13965 | 0.20226 | 0.05672 | 0 | 0 | 0 | 0.23935 | 0 | 0.038598 | 0.049789
Bayswater | NSW | 330 | 0.78049 | 0.021142 | 0.1325 | 0.19633 | 0.1108 | 0 | 0 | 0 | 0.21863 | 0.011522 | 0.037109 | 0
Bayswater | NSW | 500 | 0.78049 | 0.021142 | 0.1325 | 0.19633 | 0.1108 | 0 | 0 | 0 | 0.21863 | 0.011522 | 0.037109 | 0
Beaconsfield | NSW | 330 | 0.99181 | 0.013615 | 0.1302 | 0.2045 | 0.12598 | 0.0024954 | 0.00075645 | 0.026189 | 0.55133 | 0 | 0.058568 | 0.094399
Belmore Park | NSW | 132 | 0.99181 | 0.013615 | 0.1302 | 0.2045 | 0.12598 | 0.0024954 | 0.00075645 | 0.026189 | 0.55133 | 0 | 0.058568 | 0.094399
Bendela | NSW | 330 | 0.14234 | 0.030155 | 0.094489 | 0.22733 | 0.010521 | 0.013757 | 0.00034843 | 0.0049474 | 0.060317 | 0.0091702 | 0.020841 | 0
Beresfield | NSW | 132 | 1 | 0.022946 | 0.1296 | 0.30245 | 0.18248 | 0 | 0.032083 | 0.0057452 | 0.51594 | 0 | 0.029617 | 0.12114
Beryl | NSW | 132 | 0.71662 | 0 | 0.13025 | 0.19987 | 0.10231 | 0 | 0.033847 | 0.012974 | 0.18721 | 0 | 0.039635 | 0.054151
Brandy Hill | NSW | 132 | 1 | 0.022946 | 0.1296 | 0.30245 | 0.18248 | 0 | 0.032083 | 0.0057452 | 0.51594 | 0 | 0.029617 | 0.12114
Broken Hill | NSW | 220 | 0.0064076 | 0.003835 | 0.18604 | 0.272 | 0.0062167 | 0 | 0.035147 | 0.017659 | 0.0074408 | 0 | 0.032516 | 0.0034743
Buronga | NSW | 220 | 0.016643 | 0.0069713 | 0.22954 | 0.3115 | 0.0081284 | 0 | 0.041954 | 0.041585 | 0.01049 | 0.0014878 | 0.041319 | 0.037034
Burrinjuck | NSW | 132 | 0 | 0.017843 | 0.12908 | 0.18714 | 0 | 0.011221 | 0.028673 | 0 | 0 | 0.010571 | 0.034935 | 0.0084076
Canberaa | NSW | 132 | 0 | 0.017843 | 0.12908 | 0.18714 | 0 | 0.011221 | 0.028673 | 0 | 0 | 0.010571 | 0.034935 | 0.0084076
Canberaa | NSW | 330 | 0 | 0.017843 | 0.12908 | 0.18714 | 0 | 0.011221 | 0.028673 | 0 | 0 | 0.010571 | 0.034935 | 0.0084076
Capital | NSW | 330 | 0 | 0.017843 | 0.12908 | 0.18714 | 0 | 0.011221 | 0.028673 | 0 | 0 | 0.010571 | 0.034935 | 0.0084076
Casino | NSW | 132 | 0.30416 | 0.02516 | 0 | 0.034008 | 0.018067 | 0.0011264 | 0.029122 | 0 | 0.13545 | 0.0071903 | 0.035531 | 0
Coffs Harbour | NSW | 132 | 0.47923 | 0.026483 | 0 | 0.026242 | 0.053544 | 0 | 0.00053885 | 0.014655 | 0.23199 | 0.0053049 | 0.048132 | 0.030723
Coffs Harbour | NSW | 330 | 0.33621 | 0.023329 | 0.014646 | 0.042972 | 0.019712 | 0.0047764 | 0.033756 | 0 | 0.14114 | 0.0048898 | 0 | 0
Coleambally | NSW | 132 | 0.016615 | 0.00097513 | 0.085438 | 0.17004 | 0.0040747 | 0.0023064 | 0 | 0.0042457 | 0.0070971 | 0.0035461 | 0.0052996 | 0.02664
Collector | NSW | 330 | 0 | 0.017843 | 0.12908 | 0.18714 | 0 | 0.011221 | 0.028673 | 0 | 0 | 0.010571 | 0.034935 | 0.0084076
Cooma | NSW | 132 | 0 | 0.011543 | 0.13195 | 0.23956 | 0 | 0.0049126 | 0.028755 | 0 | 0 | 0.0060098 | 0.038394 | 0
Cowra | NSW | 132 | 0.50503 | 0 | 0.15307 | 0.16532 | 0.035778 | 0 | 0.033875 | 0 | 0.1936 | 0 | 0.05029 | 0.00098522
Crookwell | NSW | 330 | 0.13968 | 0.018483 | 0.13753 | 0.22506 | 0.0030933 | 0 | 0.028577 | 0.0063905 | 0 | 0 | 0 | 0.0067496
Dapto | NSW | 132 | 0.24466 | 0.023829 | 0.094831 | 0.19134 | 0.017575 | 0.013652 | 0.00055067 | 0 | 0.094891 | 0.012728 | 0.056219 | 0
Dapto | NSW | 330 | 0.24466 | 0.023829 | 0.094831 | 0.19134 | 0.017575 | 0.013652 | 0.00055067 | 0 | 0.094891 | 0.012728 | 0.056219 | 0
Darlington Point | NSW | 132 | 0.016615 | 0.00097513 | 0.085438 | 0.17004 | 0.0040747 | 0.0023064 | 0 | 0.0042457 | 0.0070971 | 0.0035461 | 0.0052996 | 0.02664
Darlington Point | NSW | 220 | 0.018613 | 0.0019094 | 0.19058 | 0.2991 | 0 | 0.0011829 | 0.053867 | 0.021687 | 0.0078357 | 0 | 0.0067671 | 0.052312
Darlington Point | NSW | 330 | 0.018613 | 0.0019094 | 0.19058 | 0.2991 | 0 | 0.0011829 | 0.053867 | 0.021687 | 0.0078357 | 0 | 0.0067671 | 0.052312
Deniliquin | NSW | 132 | 0.016615 | 0.00097513 | 0.085438 | 0.17004 | 0.0040747 | 0.0023064 | 0 | 0.0042457 | 0.0070971 | 0.0035461 | 0.0052996 | 0.02664
Dinawan | NSW | 330 | 0.0256 | 0.0018927 | 0.12859 | 0.33632 | 0.0053084 | 0.0014308 | 0.028186 | 0.010629 | 0.015272 | 0 | 0.0077518 | 0.02722
Dumaresq | NSW | 330 | 0.30765 | 0.023819 | 0.0081319 | 0 | 0.021879 | 0.0056749 | 0.028873 | 0 | 0.070702 | 0.0084495 | 0.029154 | 0
Dunoon | NSW | 132 | 0.30416 | 0.02516 | 0 | 0.034008 | 0.018067 | 0.0011264 | 0.029122 | 0 | 0.13545 | 0.0071903 | 0.035531 | 0
Elong Elong | NSW | 330 | 0.68498 | 0 | 0.1377 | 0.19917 | 0.10395 | 0 | 0.029092 | 0 | 0.17271 | 0 | 0.048091 | 0.018278
Eraring | NSW | 330 | 0.8839 | 0.023804 | 0.08469 | 0.20066 | 0.13289 | 0.0012069 | 0.00050857 | 0.041366 | 0.53578 | 0 | 0.08441 | 0.12465
Eraring | NSW | 500 | 0.8839 | 0.023804 | 0.08469 | 0.20066 | 0.13289 | 0.0012069 | 0.00050857 | 0.041366 | 0.53578 | 0 | 0.08441 | 0.12465
Finley | NSW | 132 | 0.015848 | 0.0042142 | 0.13097 | 0.22747 | 0.0068614 | 0 | 0.031438 | 0 | 0.011157 | 0.00083995 | 0.034148 | 0.020597
Forbes | NSW | 132 | 0.50503 | 0 | 0.15307 | 0.16532 | 0.035778 | 0 | 0.033875 | 0 | 0.1936 | 0 | 0.05029 | 0.00098522
Gadara | NSW | 132 | 0 | 0.011543 | 0.13195 | 0.23956 | 0 | 0.0049126 | 0.028755 | 0 | 0 | 0.0060098 | 0.038394 | 0
Glen Innes | NSW | 132 | 0.33139 | 0.025321 | 0 | 0.036851 | 0.023207 | 0.0069768 | 0 | 0 | 0.073733 | 0.0084965 | 0.03403 | 0.0029158
Griffith | NSW | 132 | 0.015848 | 0.0042142 | 0.13097 | 0.22747 | 0.0068614 | 0 | 0.031438 | 0 | 0.011157 | 0.00083995 | 0.034148 | 0.020597
Gullen Range | NSW | 330 | 0.13968 | 0.018483 | 0.13753 | 0.22506 | 0.0030933 | 0 | 0.028577 | 0.0063905 | 0 | 0 | 0 | 0.0067496
Gunnedah | NSW | 132 | 0.4598 | 0.01095 | 0.09069 | 0.07528 | 0.041946 | 0.003271 | 0.00012548 | 0 | 0.13625 | 0.004473 | 0.029506 | 0
Hawks Nest | NSW | 132 | 1 | 0.022946 | 0.1296 | 0.30245 | 0.18248 | 0 | 0.032083 | 0.0057452 | 0.51594 | 0 | 0.029617 | 0.12114
Haymarket | NSW | 132 | 0.99181 | 0.013615 | 0.1302 | 0.2045 | 0.12598 | 0.0024954 | 0.00075645 | 0.026189 | 0.55133 | 0 | 0.058568 | 0.094399
Haymarket | NSW | 330 | 0.99181 | 0.013615 | 0.1302 | 0.2045 | 0.12598 | 0.0024954 | 0.00075645 | 0.026189 | 0.55133 | 0 | 0.058568 | 0.094399
Holroyd | NSW | 132 | 1 | 0.0020971 | 0.13068 | 0.2056 | 0.094605 | 0 | 0.034397 | 0.027308 | 0.25507 | 0 | 0.047803 | 0.038748
Holroyd | NSW | 330 | 1 | 0.0020971 | 0.13068 | 0.2056 | 0.094605 | 0 | 0.034397 | 0.027308 | 0.25507 | 0 | 0.047803 | 0.038748
Ingleburn | NSW | 330 | 1 | 0.0020971 | 0.13068 | 0.2056 | 0.094605 | 0 | 0.034397 | 0.027308 | 0.25507 | 0 | 0.047803 | 0.038748
Inverell | NSW | 132 | 0.33139 | 0.025321 | 0 | 0.036851 | 0.023207 | 0.0069768 | 0 | 0 | 0.073733 | 0.0084965 | 0.03403 | 0.0029158
Jindera | NSW | 330 | 0.015408 | 0.012872 | 0.13053 | 0.20627 | 0.0046897 | 0 | 0.028697 | 0 | 0.010486 | 0 | 0.038075 | 0
Kangaroo Valley | NSW | 330 | 0.14234 | 0.030155 | 0.094489 | 0.22733 | 0.010521 | 0.013757 | 0.00034843 | 0.0049474 | 0.060317 | 0.0091702 | 0.020841 | 0
Kemps Creek | NSW | 330 | 1 | 0.0020971 | 0.13068 | 0.2056 | 0.094605 | 0 | 0.034397 | 0.027308 | 0.25507 | 0 | 0.047803 | 0.038748
Kemps Creek | NSW | 500 | 1 | 0.0020971 | 0.13068 | 0.2056 | 0.094605 | 0 | 0.034397 | 0.027308 | 0.25507 | 0 | 0.047803 | 0.038748
Kempsey | NSW | 132 | 0.47923 | 0.026483 | 0 | 0.026242 | 0.053544 | 0 | 0.00053885 | 0.014655 | 0.23199 | 0.0053049 | 0.048132 | 0.030723
Koolkhan | NSW | 132 | 0.30416 | 0.02516 | 0 | 0.034008 | 0.018067 | 0.0011264 | 0.029122 | 0 | 0.13545 | 0.0071903 | 0.035531 | 0
Kurri | NSW | 132 | 1 | 0.022946 | 0.1296 | 0.30245 | 0.18248 | 0 | 0.032083 | 0.0057452 | 0.51594 | 0 | 0.029617 | 0.12114
Liddell | NSW | 330 | 0.82629 | 0.024468 | 0.084649 | 0.19597 | 0.11434 | 0.005304 | 0.029169 | 0 | 0.23423 | 0.013029 | 0.03712 | 0
Lismore | NSW | 132 | 0.30416 | 0.02516 | 0 | 0.034008 | 0.018067 | 0.0011264 | 0.029122 | 0 | 0.13545 | 0.0071903 | 0.035531 | 0
Lismore | NSW | 330 | 0.33621 | 0.023329 | 0.014646 | 0.042972 | 0.019712 | 0.0047764 | 0.033756 | 0 | 0.14114 | 0.0048898 | 0 | 0
Liverpool | NSW | 132 | 1 | 0.0020971 | 0.13068 | 0.2056 | 0.094605 | 0 | 0.034397 | 0.027308 | 0.25507 | 0 | 0.047803 | 0.038748
Liverpool | NSW | 330 | 1 | 0.0020971 | 0.13068 | 0.2056 | 0.094605 | 0 | 0.034397 | 0.027308 | 0.25507 | 0 | 0.047803 | 0.038748
Lower Tumut | NSW | 330 | 0 | 0.011543 | 0.13195 | 0.23956 | 0 | 0.0049126 | 0.028755 | 0 | 0 | 0.0060098 | 0.038394 | 0
Macarthur | NSW | 132 | 1 | 0.0020971 | 0.13068 | 0.2056 | 0.094605 | 0 | 0.034397 | 0.027308 | 0.25507 | 0 | 0.047803 | 0.038748
Macarthur | NSW | 330 | 1 | 0.0020971 | 0.13068 | 0.2056 | 0.094605 | 0 | 0.034397 | 0.027308 | 0.25507 | 0 | 0.047803 | 0.038748
Marulan | NSW | 132 | 0.13968 | 0.018483 | 0.13753 | 0.22506 | 0.0030933 | 0 | 0.028577 | 0.0063905 | 0 | 0 | 0 | 0.0067496
Marulan | NSW | 330 | 0.13968 | 0.018483 | 0.13753 | 0.22506 | 0.0030933 | 0 | 0.028577 | 0.0063905 | 0 | 0 | 0 | 0.0067496
Merotherie | NSW | 330 | 0.68498 | 0 | 0.1377 | 0.19917 | 0.10395 | 0 | 0.029092 | 0 | 0.17271 | 0 | 0.048091 | 0.018278
Merotherie | NSW | 500 | 0.68498 | 0 | 0.1377 | 0.19917 | 0.10395 | 0 | 0.029092 | 0 | 0.17271 | 0 | 0.048091 | 0.018278
Mitchell | NSW | 132 | 1 | 0.023463 | 0.19789 | 0.39154 | 0.20807 | 0 | 0.034144 | 0.0086868 | 0.39555 | 0.012979 | 0.0381 | 0.034468
Molong | NSW | 132 | 0.36165 | 0 | 0.086161 | 0.093875 | 0.028612 | 0 | 0.035209 | 0 | 0.16902 | 0 | 0.060904 | 0.024181
Moree | NSW | 132 | 0.58531 | 0.024175 | 0.074766 | 0.10625 | 0.070889 | 0.0059077 | 0.033818 | 0 | 0.099701 | 0.008077 | 0.016658 | 0.037649
Mt Piper | NSW | 330 | 0.76593 | 0 | 0.087226 | 0.22671 | 0.083271 | 0 | 0.00055902 | 0.018004 | 0.32866 | 0 | 0.030383 | 0.019466
Mt Piper | NSW | 500 | 0.57073 | 0 | 0.13965 | 0.20226 | 0.05672 | 0 | 0 | 0 | 0.23935 | 0 | 0.038598 | 0.049789
Mullumbimby | NSW | 132 | 0.30416 | 0.02516 | 0 | 0.034008 | 0.018067 | 0.0011264 | 0.029122 | 0 | 0.13545 | 0.0071903 | 0.035531 | 0
Munmorah | NSW | 330 | 0.8839 | 0.023804 | 0.08469 | 0.20066 | 0.13289 | 0.0012069 | 0.00050857 | 0.041366 | 0.53578 | 0 | 0.08441 | 0.12465
Munyang | NSW | 132 | 0 | 0.011543 | 0.13195 | 0.23956 | 0 | 0.0049126 | 0.028755 | 0 | 0 | 0.0060098 | 0.038394 | 0
Murrumbateman | NSW | 132 | 0 | 0.017843 | 0.12908 | 0.18714 | 0 | 0.011221 | 0.028673 | 0 | 0 | 0.010571 | 0.034935 | 0.0084076
Murrumburrah | NSW | 132 | 0.015408 | 0.012872 | 0.13053 | 0.20627 | 0.0046897 | 0 | 0.028697 | 0 | 0.010486 | 0 | 0.038075 | 0
Muswellbrook | NSW | 132 | 0.82445 | 0.024682 | 0.13042 | 0.22614 | 0.13592 | 0.0018694 | 0.034415 | 0 | 0.21708 | 0.005576 | 0.035011 | 0.017444
Muswellbrook | NSW | 330 | 0.82353 | 0.022435 | 0.085 | 0.19278 | 0.1322 | 0.0051527 | 0.03394 | 0 | 0.21817 | 0.0023146 | 0.035028 | 0.014547
Nambucca Heads | NSW | 132 | 0.47923 | 0.026483 | 0 | 0.026242 | 0.053544 | 0 | 0.00053885 | 0.014655 | 0.23199 | 0.0053049 | 0.048132 | 0.030723
Narrabri | NSW | 132 | 0.68306 | 0.023313 | 0.058957 | 0.13698 | 0.091062 | 0.0037493 | 0 | 0.0052277 | 0.17872 | 0.0069645 | 0.0024224 | 0.062267
Newcastle | NSW | 132 | 0.86295 | 0.026436 | 0.13075 | 0.23076 | 0.14755 | 0 | 0.033935 | 0.019677 | 0.43048 | 0 | 0.038546 | 0.11348
Newcastle | NSW | 330 | 0.85881 | 0.02585 | 0.12954 | 0.20836 | 0.14541 | 0.0046078 | 0.03382 | 0 | 0.48117 | 0 | 0.038302 | 0.12609
New Wollar | NSW | 500 | 0.69068 | 0 | 0.084146 | 0.19623 | 0.096476 | 0 | 0 | 0 | 0.20135 | 0 | 0.037603 | 0.054877
Orange North | NSW | 132 | 0.75602 | 0 | 0.089022 | 0.22454 | 0.10741 | 0 | 0.00065434 | 0.0014411 | 0.28138 | 0 | 0.046697 | 0.045368
Panorama | NSW | 132 | 0.75602 | 0 | 0.089022 | 0.22454 | 0.10741 | 0 | 0.00065434 | 0.0014411 | 0.28138 | 0 | 0.046697 | 0.045368
Parkes | NSW | 132 | 0.50503 | 0 | 0.15307 | 0.16532 | 0.035778 | 0 | 0.033875 | 0 | 0.1936 | 0 | 0.05029 | 0.00098522
Pt Macquarie | NSW | 132 | 0.47923 | 0.026483 | 0 | 0.026242 | 0.053544 | 0 | 0.00053885 | 0.014655 | 0.23199 | 0.0053049 | 0.048132 | 0.030723
Queanbeyan 132 | NSW | 132 | 0 | 0.017843 | 0.12908 | 0.18714 | 0 | 0.011221 | 0.028673 | 0 | 0 | 0.010571 | 0.034935 | 0.0084076
Raleigh | NSW | 132 | 0.47923 | 0.026483 | 0 | 0.026242 | 0.053544 | 0 | 0.00053885 | 0.014655 | 0.23199 | 0.0053049 | 0.048132 | 0.030723
Ravine | NSW | 330 | 0 | 0.011543 | 0.13195 | 0.23956 | 0 | 0.0049126 | 0.028755 | 0 | 0 | 0.0060098 | 0.038394 | 0
Regentville | NSW | 132 | 1 | 0.0020971 | 0.13068 | 0.2056 | 0.094605 | 0 | 0.034397 | 0.027308 | 0.25507 | 0 | 0.047803 | 0.038748
Regentville | NSW | 330 | 1 | 0.0020971 | 0.13068 | 0.2056 | 0.094605 | 0 | 0.034397 | 0.027308 | 0.25507 | 0 | 0.047803 | 0.038748
Rookwood | NSW | 132 | 1 | 0.0020971 | 0.13068 | 0.2056 | 0.094605 | 0 | 0.034397 | 0.027308 | 0.25507 | 0 | 0.047803 | 0.038748
Rookwood | NSW | 330 | 1 | 0.0020971 | 0.13068 | 0.2056 | 0.094605 | 0 | 0.034397 | 0.027308 | 0.25507 | 0 | 0.047803 | 0.038748
Rye Park | NSW | 330 | 0 | 0.017843 | 0.12908 | 0.18714 | 0 | 0.011221 | 0.028673 | 0 | 0 | 0.010571 | 0.034935 | 0.0084076
Sapphire | NSW | 330 | 0.30765 | 0.023819 | 0.0081319 | 0 | 0.021879 | 0.0056749 | 0.028873 | 0 | 0.070702 | 0.0084495 | 0.029154 | 0
Singleton | NSW | 132 | 1 | 0.023463 | 0.19789 | 0.39154 | 0.20807 | 0 | 0.034144 | 0.0086868 | 0.39555 | 0.012979 | 0.0381 | 0.034468
Stockdill | NSW | 330 | 0 | 0.017843 | 0.12908 | 0.18714 | 0 | 0.011221 | 0.028673 | 0 | 0 | 0.010571 | 0.034935 | 0.0084076
Stroud | NSW | 132 | 1 | 0.022946 | 0.1296 | 0.30245 | 0.18248 | 0 | 0.032083 | 0.0057452 | 0.51594 | 0 | 0.029617 | 0.12114
Stubbo | NSW | 330 | 0.70691 | 0 | 0.13703 | 0.21468 | 0.098804 | 0 | 0.033864 | 0 | 0.19786 | 0 | 0.040494 | 0.051221
Sydney East | NSW | 132 | 0.99181 | 0.013615 | 0.1302 | 0.2045 | 0.12598 | 0.0024954 | 0.00075645 | 0.026189 | 0.55133 | 0 | 0.058568 | 0.094399
Sydney East | NSW | 330 | 0.99181 | 0.013615 | 0.1302 | 0.2045 | 0.12598 | 0.0024954 | 0.00075645 | 0.026189 | 0.55133 | 0 | 0.058568 | 0.094399
Sydney North | NSW | 132 | 1 | 0.0020971 | 0.13068 | 0.2056 | 0.094605 | 0 | 0.034397 | 0.027308 | 0.25507 | 0 | 0.047803 | 0.038748
Sydney North | NSW | 330 | 1 | 0.0020971 | 0.13068 | 0.2056 | 0.094605 | 0 | 0.034397 | 0.027308 | 0.25507 | 0 | 0.047803 | 0.038748
Sydney South | NSW | 132 | 1 | 0.0020971 | 0.13068 | 0.2056 | 0.094605 | 0 | 0.034397 | 0.027308 | 0.25507 | 0 | 0.047803 | 0.038748
Sydney South | NSW | 330 | 1 | 0.0020971 | 0.13068 | 0.2056 | 0.094605 | 0 | 0.034397 | 0.027308 | 0.25507 | 0 | 0.047803 | 0.038748
Sydney West | NSW | 132 | 1 | 0.0020971 | 0.13068 | 0.2056 | 0.094605 | 0 | 0.034397 | 0.027308 | 0.25507 | 0 | 0.047803 | 0.038748
Sydney West | NSW | 330 | 1 | 0.0020971 | 0.13068 | 0.2056 | 0.094605 | 0 | 0.034397 | 0.027308 | 0.25507 | 0 | 0.047803 | 0.038748
Tamworth | NSW | 132 | 0.4598 | 0.01095 | 0.09069 | 0.07528 | 0.041946 | 0.003271 | 0.00012548 | 0 | 0.13625 | 0.004473 | 0.029506 | 0
Tamworth | NSW | 330 | 0.82858 | 0.02258 | 0.084649 | 0.19597 | 0.16693 | 0.0053519 | 0.00060356 | 0.052173 | 0.13358 | 0.0026679 | 0.029857 | 0.037612
Taree | NSW | 132 | 0.47923 | 0.026483 | 0 | 0.026242 | 0.053544 | 0 | 0.00053885 | 0.014655 | 0.23199 | 0.0053049 | 0.048132 | 0.030723
Terranora | NSW | 110 | 0.30416 | 0.02516 | 0 | 0.034008 | 0.018067 | 0.0011264 | 0.029122 | 0 | 0.13545 | 0.0071903 | 0.035531 | 0
Tomago | NSW | 132 | 0.85824 | 0.025608 | 0.084544 | 0.20206 | 0.13081 | 0.0043711 | 0.03376 | 0.020178 | 0.44804 | 0 | 0.031963 | 0.1267
Tomago | NSW | 330 | 0.85881 | 0.02585 | 0.12954 | 0.20836 | 0.14541 | 0.0046078 | 0.03382 | 0 | 0.48117 | 0 | 0.038302 | 0.12609
Tuggerah | NSW | 132 | 0.8839 | 0.023804 | 0.08469 | 0.20066 | 0.13289 | 0.0012069 | 0.00050857 | 0.041366 | 0.53578 | 0 | 0.08441 | 0.12465
Tuggerah | NSW | 330 | 0.8839 | 0.023804 | 0.08469 | 0.20066 | 0.13289 | 0.0012069 | 0.00050857 | 0.041366 | 0.53578 | 0 | 0.08441 | 0.12465
Tumut | NSW | 132 | 0 | 0.011543 | 0.13195 | 0.23956 | 0 | 0.0049126 | 0.028755 | 0 | 0 | 0.0060098 | 0.038394 | 0
Upper Tumut | NSW | 330 | 0 | 0.011543 | 0.13195 | 0.23956 | 0 | 0.0049126 | 0.028755 | 0 | 0 | 0.0060098 | 0.038394 | 0
Uralla | NSW | 330 | 0.30708 | 0.016761 | 0.0058999 | 0 | 0.01973 | 0.0059481 | 0.00018987 | 0 | 0.066231 | 0.0063068 | 0.00090673 | 0
Uungula | NSW | 330 | 0.71259 | 0 | 0.13581 | 0.19197 | 0.098608 | 0 | 0.033984 | 0.038889 | 0.22001 | 0 | 0.051678 | 0.049841
Vales Pt. | NSW | 132 | 0.86295 | 0.026436 | 0.13075 | 0.23076 | 0.14755 | 0 | 0.033935 | 0.019677 | 0.43048 | 0 | 0.038546 | 0.11348
Vales Pt. | NSW | 330 | 0.8839 | 0.023804 | 0.08469 | 0.20066 | 0.13289 | 0.0012069 | 0.00050857 | 0.041366 | 0.53578 | 0 | 0.08441 | 0.12465
Vineyard | NSW | 330 | 1 | 0.0020971 | 0.13068 | 0.2056 | 0.094605 | 0 | 0.034397 | 0.027308 | 0.25507 | 0 | 0.047803 | 0.038748
Wagga | NSW | 132 | 0.015408 | 0.012872 | 0.13053 | 0.20627 | 0.0046897 | 0 | 0.028697 | 0 | 0.010486 | 0 | 0.038075 | 0
Wagga | NSW | 330 | 0.015408 | 0.012872 | 0.13053 | 0.20627 | 0.0046897 | 0 | 0.028697 | 0 | 0.010486 | 0 | 0.038075 | 0
Wagga North | NSW | 132 | 0.015408 | 0.012872 | 0.13053 | 0.20627 | 0.0046897 | 0 | 0.028697 | 0 | 0.010486 | 0 | 0.038075 | 0
Wallerawang | NSW | 132 | 0.75602 | 0 | 0.089022 | 0.22454 | 0.10741 | 0 | 0.00065434 | 0.0014411 | 0.28138 | 0 | 0.046697 | 0.045368
Wallerawang | NSW | 330 | 0.76593 | 0 | 0.087226 | 0.22671 | 0.083271 | 0 | 0.00055902 | 0.018004 | 0.32866 | 0 | 0.030383 | 0.019466
Waratah | NSW | 132 | 1 | 0.022946 | 0.1296 | 0.30245 | 0.18248 | 0 | 0.032083 | 0.0057452 | 0.51594 | 0 | 0.029617 | 0.12114
Waratah West | NSW | 330 | 0.85881 | 0.02585 | 0.12954 | 0.20836 | 0.14541 | 0.0046078 | 0.03382 | 0 | 0.48117 | 0 | 0.038302 | 0.12609
Wellington | NSW | 132 | 0.71662 | 0 | 0.13025 | 0.19987 | 0.10231 | 0 | 0.033847 | 0.012974 | 0.18721 | 0 | 0.039635 | 0.054151
Wellington | NSW | 330 | 0.71201 | 0 | 0.090024 | 0.22575 | 0.1022 | 0 | 0.033791 | 0 | 0.1924 | 0 | 0.02486 | 0.023467
Williamsdale | NSW | 132 | 0 | 0.017843 | 0.12908 | 0.18714 | 0 | 0.011221 | 0.028673 | 0 | 0 | 0.010571 | 0.034935 | 0.0084076
Williamsdale | NSW | 330 | 0 | 0.017843 | 0.12908 | 0.18714 | 0 | 0.011221 | 0.028673 | 0 | 0 | 0.010571 | 0.034935 | 0.0084076
Wollar | NSW | 330 | 0.69752 | 0 | 0.084455 | 0.17289 | 0.097507 | 0 | 0 | 0 | 0.20034 | 0 | 0.037617 | 0.036351
Wollar | NSW | 500 | 0.69068 | 0 | 0.084146 | 0.19623 | 0.096476 | 0 | 0 | 0 | 0.20135 | 0 | 0.037603 | 0.054877
Wollar West | NSW | 330 | 0.69752 | 0 | 0.084455 | 0.17289 | 0.097507 | 0 | 0 | 0 | 0.20034 | 0 | 0.037617 | 0.036351
Yanco | NSW | 132 | 0.015848 | 0.0042142 | 0.13097 | 0.22747 | 0.0068614 | 0 | 0.031438 | 0 | 0.011157 | 0.00083995 | 0.034148 | 0.020597
Yass | NSW | 132 | 0 | 0.017843 | 0.12908 | 0.18714 | 0 | 0.011221 | 0.028673 | 0 | 0 | 0.010571 | 0.034935 | 0.0084076
Yass | NSW | 330 | 0 | 0.017843 | 0.12908 | 0.18714 | 0 | 0.011221 | 0.028673 | 0 | 0 | 0.010571 | 0.034935 | 0.0084076
Altona | VIC | 220 | 0.0013458 | 0.0059978 | 0.18124 | 0.93608 | 0.00065653 | 0.0011422 | 0.033763 | 0.18063 | 0 | 0.00287 | 0.042554 | 0.081463
Ararat | VIC | 220 | 0.013201 | 0 | 0.17077 | 0.81177 | 0 | 0.0015442 | 0.033264 | 0.15314 | 0.0027939 | 0.0030004 | 0.0071467 | 0.11252
Ballarat | VIC | 220 | 0.01171 | 0 | 0.18214 | 0.85782 | 0 | 0.0021767 | 0.033578 | 0.13913 | 0.0054166 | 0 | 0.04014 | 0.19342
Bendigo | VIC | 220 | 0.011223 | 0.00020354 | 0.18297 | 0.66213 | 0.0055462 | 0 | 0.032991 | 0.097568 | 0.00068883 | 0.0010002 | 0.0013663 | 0.078571
Brooklyn | VIC | 220 | 0.0013458 | 0.0059978 | 0.18124 | 0.93608 | 0.00065653 | 0.0011422 | 0.033763 | 0.18063 | 0 | 0.00287 | 0.042554 | 0.081463
Brunswick | VIC | 220 | 0.0053933 | 0.00067566 | 0.18444 | 1 | 0.0017129 | 0 | 0.0011157 | 0.12657 | 0 | 0.0022115 | 0.054941 | 0.20623
Bulgana | VIC | 220 | 0.013052 | 0 | 0.18018 | 0.77566 | 0.0068025 | 0 | 0.03298 | 0.1565 | 0.0049127 | 0 | 0.0095975 | 0.14073
Cranbourne | VIC | 220 | 0.01138 | 0 | 0.18104 | 0.95686 | 0.0016235 | 0.0005852 | 0.029322 | 0.14411 | 0 | 0.0064497 | 0.034364 | 0.15903
Cranbourne | VIC | 500 | 0.01138 | 0 | 0.18104 | 0.95686 | 0.0016235 | 0.0005852 | 0.029322 | 0.14411 | 0 | 0.0064497 | 0.034364 | 0.15903
Cressy | VIC | 500 | 0.0063116 | 0.0052026 | 0.17042 | 0.88113 | 0.0014528 | 0.0011395 | 0.033572 | 0.13642 | 0.0022094 | 0 | 0.034492 | 0.13083
Dederang | VIC | 220 | 0.0070845 | 0.0057905 | 0.1782 | 0.42827 | 0 | 0.0038208 | 0.028828 | 0 | 0.0027703 | 0.0018585 | 0.0061134 | 0.0062683
Dederang | VIC | 330 | 0.013176 | 0.00031375 | 0.13072 | 0.36298 | 0.0021663 | 0.0004617 | 0.033593 | 0.0056724 | 0.0018457 | 0 | 0 | 0.013038
Deer Park | VIC | 220 | 0.0099615 | 0.0027021 | 0.18289 | 0.8568 | 0 | 0.0048125 | 0.033673 | 0.1525 | 0 | 0.0023823 | 0.014582 | 0.073217
East Rowville | VIC | 220 | 0.01138 | 0 | 0.18104 | 0.95686 | 0.0016235 | 0.0005852 | 0.029322 | 0.14411 | 0 | 0.0064497 | 0.034364 | 0.15903
Eildon | VIC | 220 | 0.00081073 | 0 | 0.161 | 0.10386 | 0.0016159 | 0 | 0.033696 | 0 | 0 | 0.0017984 | 0.045318 | 0.016123
Elaine | VIC | 220 | 0.0074515 | 0.00093166 | 0.18291 | 0.80515 | 0 | 0.0016004 | 0.0339 | 0.14214 | 0.0027666 | 0 | 0.047035 | 0.083195
Fishermens Bend | VIC | 220 | 0.0013458 | 0.0059978 | 0.18124 | 0.93608 | 0.00065653 | 0.0011422 | 0.033763 | 0.18063 | 0 | 0.00287 | 0.042554 | 0.081463
Fosterville | VIC | 220 | 0.011223 | 0.00020354 | 0.18297 | 0.66213 | 0.0055462 | 0 | 0.032991 | 0.097568 | 0.00068883 | 0.0010002 | 0.0013663 | 0.078571
Geelong | VIC | 220 | 0.010188 | 0.00034534 | 0.18294 | 0.85245 | 0 | 0.0063074 | 0.033344 | 0.16654 | 0 | 0.0052755 | 0.030893 | 0.090522
Glenrowan | VIC | 220 | 0.010862 | 0 | 0.13747 | 0.3507 | 0.00029546 | 0.0052563 | 0 | 0.013285 | 0 | 0.0086241 | 0.063482 | 0.036733
Haunted Gully | VIC | 500 | 0.0063116 | 0.0052026 | 0.17042 | 0.88113 | 0.0014528 | 0.0011395 | 0.033572 | 0.13642 | 0.0022094 | 0 | 0.034492 | 0.13083
Hazelwood | VIC | 220 | 0.0085882 | 0.0056199 | 0.18353 | 0.9199 | 0.00067552 | 0.00035811 | 0.034305 | 0.13797 | 0 | 0.0052702 | 0.012703 | 0.2147
Hazelwood | VIC | 220 | 0.0085882 | 0.0056199 | 0.18353 | 0.9199 | 0.00067552 | 0.00035811 | 0.034305 | 0.13797 | 0 | 0.0052702 | 0.012703 | 0.2147
Hazelwood | VIC | 500 | 0.0085882 | 0.0056199 | 0.18353 | 0.9199 | 0.00067552 | 0.00035811 | 0.034305 | 0.13797 | 0 | 0.0052702 | 0.012703 | 0.2147
Heatherton | VIC | 220 | 0.0028168 | 0.0050003 | 0.1371 | 0.9712 | 0 | 0.0034586 | 0.034347 | 0.13924 | 0.0013813 | 0 | 0.046241 | 0.14327
Heywood | VIC | 275 | 0.010369 | 0 | 0.13547 | 0.92659 | 0 | 0.0063146 | 0.029069 | 0.16257 | 0.0009257 | 0 | 0.02941 | 0.10977
Heywood | VIC | 500 | 0.010369 | 0 | 0.13547 | 0.92659 | 0 | 0.0063146 | 0.029069 | 0.16257 | 0.0009257 | 0 | 0.02941 | 0.10977
Horsham | VIC | 220 | 0.0034711 | 0.0059831 | 0.17779 | 0.72175 | 0.0015614 | 0.00090265 | 0.053777 | 0.10897 | 0.00051225 | 0.0019131 | 0.038193 | 0.14978
Jerralang | VIC | 220 | 0.0038529 | 0.0024941 | 0.13627 | 0.94947 | 0.0031012 | 0 | 0 | 0.10203 | 0.00021161 | 0.0039035 | 0.046023 | 0.19563
JLA (BHP Western) | VIC | 220 | 0.01138 | 0 | 0.18104 | 0.95686 | 0.0016235 | 0.0005852 | 0.029322 | 0.14411 | 0 | 0.0064497 | 0.034364 | 0.15903
Keilor | VIC | 220 | 0.0060061 | 0.0014155 | 0.18442 | 0.9765 | 0 | 0.0031479 | 0.034526 | 0.14545 | 0 | 0.0072875 | 0.038254 | 0.078447
Keilor | VIC | 220 | 0.0060061 | 0.0014155 | 0.18442 | 0.9765 | 0 | 0.0031479 | 0.034526 | 0.14545 | 0 | 0.0072875 | 0.038254 | 0.078447
Keilor | VIC | 500 | 0.014904 | 0 | 0.18289 | 0.94142 | 0.00040509 | 0.0021982 | 0 | 0.10069 | 0.003338 | 0 | 0.01711 | 0.097011
Kerang | VIC | 220 | 0.014614 | 0 | 0.17777 | 0.71547 | 0.0029501 | 0.0012052 | 0 | 0.15586 | 0.00069375 | 0.00070461 | 0.033656 | 0.087558
Kiamal | VIC | 220 | 0.010358 | 0 | 0.30475 | 0.58208 | 0.0056237 | 0 | 0.046897 | 0.061863 | 0.0012508 | 0.002117 | 0.040859 | 0.1013
Korrangie | VIC | 220 | 0.014614 | 0 | 0.17777 | 0.71547 | 0.0029501 | 0.0012052 | 0 | 0.15586 | 0.00069375 | 0.00070461 | 0.033656 | 0.087558
Laverton North | VIC | 220 | 0.0013458 | 0.0059978 | 0.18124 | 0.93608 | 0.00065653 | 0.0011422 | 0.033763 | 0.18063 | 0 | 0.00287 | 0.042554 | 0.081463
Loy Yang | VIC | 500 | 0.0085882 | 0.0056199 | 0.18353 | 0.9199 | 0.00067552 | 0.00035811 | 0.034305 | 0.13797 | 0 | 0.0052702 | 0.012703 | 0.2147
Malvern | VIC | 220 | 0.0020162 | 0.0071312 | 0.18436 | 0.96988 | 0.00088863 | 0 | 0.034302 | 0.10671 | 0 | 0.0027677 | 0.047707 | 0.14362
Moorabool | VIC | 220 | 0.013913 | 0 | 0.13568 | 0.85426 | 0.0013419 | 0.0030364 | 0.028753 | 0.13898 | 0.001651 | 0 | 0.038685 | 0.10275
Moorabool | VIC | 500 | 0.013913 | 0 | 0.13568 | 0.85426 | 0.0013419 | 0.0030364 | 0.028753 | 0.13898 | 0.001651 | 0 | 0.038685 | 0.10275
Mortlake | VIC | 500 | 0.0063116 | 0.0052026 | 0.17042 | 0.88113 | 0.0014528 | 0.0011395 | 0.033572 | 0.13642 | 0.0022094 | 0 | 0.034492 | 0.13083
Morwell TS | VIC | 220 | 0.0038529 | 0.0024941 | 0.13627 | 0.94947 | 0.0031012 | 0 | 0 | 0.10203 | 0.00021161 | 0.0039035 | 0.046023 | 0.19563
Mt Beauty | VIC | 220 | 0.00081073 | 0 | 0.161 | 0.10386 | 0.0016159 | 0 | 0.033696 | 0 | 0 | 0.0017984 | 0.045318 | 0.016123
Murrawarra | VIC | 220 | 0.010358 | 0 | 0.30475 | 0.58208 | 0.0056237 | 0 | 0.046897 | 0.061863 | 0.0012508 | 0.002117 | 0.040859 | 0.1013
Murray | VIC | 330 | 0.013176 | 0.00031375 | 0.13072 | 0.36298 | 0.0021663 | 0.0004617 | 0.033593 | 0.0056724 | 0.0018457 | 0 | 0 | 0.013038
Newport | VIC | 220 | 0.0013458 | 0.0059978 | 0.18124 | 0.93608 | 0.00065653 | 0.0011422 | 0.033763 | 0.18063 | 0 | 0.00287 | 0.042554 | 0.081463
Portland | VIC | 220 | 0.010369 | 0 | 0.13547 | 0.92659 | 0 | 0.0063146 | 0.029069 | 0.16257 | 0.0009257 | 0 | 0.02941 | 0.10977
Red Cliffs | VIC | 220 | 0.0094659 | 0 | 0.27352 | 0.5443 | 0.0038419 | 0.0028992 | 0.064899 | 0.042412 | 0.0036583 | 0 | 0.05273 | 0.053222
Richmond | VIC | 220 | 0.01138 | 0 | 0.18104 | 0.95686 | 0.0016235 | 0.0005852 | 0.029322 | 0.14411 | 0 | 0.0064497 | 0.034364 | 0.15903
Ringwood | VIC | 220 | 0.0054246 | 0.001996 | 0.13423 | 0.95573 | 0 | 0.0052534 | 0.034492 | 0.18495 | 0 | 0.0049566 | 0.022176 | 0.23463
Rowville | VIC | 220 | 0.0028168 | 0.0050003 | 0.1371 | 0.9712 | 0 | 0.0034586 | 0.034347 | 0.13924 | 0.0013813 | 0 | 0.046241 | 0.14327
Rowville | VIC | 220 | 0.01138 | 0 | 0.18104 | 0.95686 | 0.0016235 | 0.0005852 | 0.029322 | 0.14411 | 0 | 0.0064497 | 0.034364 | 0.15903
Rowville | VIC | 500 | 0.0054246 | 0.001996 | 0.13423 | 0.95573 | 0 | 0.0052534 | 0.034492 | 0.18495 | 0 | 0.0049566 | 0.022176 | 0.23463
Shepparton | VIC | 220 | 0.010862 | 0 | 0.13747 | 0.3507 | 0.00029546 | 0.0052563 | 0 | 0.013285 | 0 | 0.0086241 | 0.063482 | 0.036733
South Morang | VIC | 220 | 0.0054246 | 0.001996 | 0.13423 | 0.95573 | 0 | 0.0052534 | 0.034492 | 0.18495 | 0 | 0.0049566 | 0.022176 | 0.23463
South Morang | VIC | 330 | 0.0054246 | 0.001996 | 0.13423 | 0.95573 | 0 | 0.0052534 | 0.034492 | 0.18495 | 0 | 0.0049566 | 0.022176 | 0.23463
South Morang | VIC | 500 | 0.0054246 | 0.001996 | 0.13423 | 0.95573 | 0 | 0.0052534 | 0.034492 | 0.18495 | 0 | 0.0049566 | 0.022176 | 0.23463
Springvale | VIC | 220 | 0.0028168 | 0.0050003 | 0.1371 | 0.9712 | 0 | 0.0034586 | 0.034347 | 0.13924 | 0.0013813 | 0 | 0.046241 | 0.14327
Sydenham | VIC | 500 | 0.014904 | 0 | 0.18289 | 0.94142 | 0.00040509 | 0.0021982 | 0 | 0.10069 | 0.003338 | 0 | 0.01711 | 0.097011
Tarrone | VIC | 500 | 0.010369 | 0 | 0.13547 | 0.92659 | 0 | 0.0063146 | 0.029069 | 0.16257 | 0.0009257 | 0 | 0.02941 | 0.10977
Templestowe | VIC | 220 | 0.0054246 | 0.001996 | 0.13423 | 0.95573 | 0 | 0.0052534 | 0.034492 | 0.18495 | 0 | 0.0049566 | 0.022176 | 0.23463
Terang | VIC | 220 | 0.0039578 | 0.0060027 | 0.15086 | 0.77158 | 0.0018524 | 0 | 0.033214 | 0.14288 | 0 | 0.0071822 | 0.030035 | 0.089936
Thomastown | VIC | 220 | 0.0053933 | 0.00067566 | 0.18444 | 1 | 0.0017129 | 0 | 0.0011157 | 0.12657 | 0 | 0.0022115 | 0.054941 | 0.20623
Thomastown | VIC | 220 | 0.0053933 | 0.00067566 | 0.18444 | 1 | 0.0017129 | 0 | 0.0011157 | 0.12657 | 0 | 0.0022115 | 0.054941 | 0.20623
Thomastown | VIC | 220 | 0.0053933 | 0.00067566 | 0.18444 | 1 | 0.0017129 | 0 | 0.0011157 | 0.12657 | 0 | 0.0022115 | 0.054941 | 0.20623
Thomastown | VIC | 66 | 0.0053933 | 0.00067566 | 0.18444 | 1 | 0.0017129 | 0 | 0.0011157 | 0.12657 | 0 | 0.0022115 | 0.054941 | 0.20623
Tyabb | VIC | 220 | 0.01138 | 0 | 0.18104 | 0.95686 | 0.0016235 | 0.0005852 | 0.029322 | 0.14411 | 0 | 0.0064497 | 0.034364 | 0.15903
Wemen | VIC | 220 | 0.0046701 | 0.00472 | 0.19967 | 0.50472 | 0 | 0.0072549 | 0.098159 | 0.031266 | 0.0025143 | 0.0019311 | 0.02204 | 0.069656
West Melbourne | VIC | 220 | 0.0013458 | 0.0059978 | 0.18124 | 0.93608 | 0.00065653 | 0.0011422 | 0.033763 | 0.18063 | 0 | 0.00287 | 0.042554 | 0.081463
Wodonga | VIC | 330 | 0.013176 | 0.00031375 | 0.13072 | 0.36298 | 0.0021663 | 0.0004617 | 0.033593 | 0.0056724 | 0.0018457 | 0 | 0 | 0.013038
Yallourn | VIC | 220 | 0.012002 | 0 | 0.18103 | 0.93215 | 0.0020588 | 0.0020861 | 0.033964 | 0.10948 | 0.0041648 | 0.0018985 | 0.029569 | 0.20693
Abermain | QLD | 110 | 0.22439 | 0.99536 | 0 | 0.0038154 | 0.01412 | 0.047864 | 0.033737 | 0 | 0.06386 | 0.35103 | 0.028779 | 0
Abermain | QLD | 275 | 0.21752 | 1 | 0 | 0 | 0.019025 | 0.04499 | 0.00033816 | 0 | 0.059879 | 0.33231 | 0.028667 | 0
Alan Sherriff | QLD | 132 | 0.14272 | 0.95679 | 0.0052135 | 0 | 0.019078 | 0.10049 | 0.033724 | 0 | 0.040572 | 0.15407 | 0.0013828 | 0
Aramara | QLD | 132 | 0.22673 | 0.99255 | 0 | 0.023053 | 0.015595 | 0.045076 | 0.033467 | 0 | 0.070838 | 0.33761 | 0.035902 | 0
Baralaba | QLD | 132 | 0.14988 | 0.96016 | 0 | 0 | 0.024753 | 0.05552 | 0 | 0 | 0.067474 | 0.23642 | 0.037053 | 0
Barcaldine | QLD | 132 | 0.14292 | 0.9589 | 0 | 0 | 0.017339 | 0.054187 | 0.033532 | 0 | 0.062539 | 0.11846 | 0.036771 | 0.0083681
Belmont | QLD | 110 | 0.22439 | 0.99536 | 0 | 0.0038154 | 0.01412 | 0.047864 | 0.033737 | 0 | 0.06386 | 0.35103 | 0.028779 | 0
Belmont | QLD | 275 | 0.22496 | 0.99045 | 0 | 0 | 0.01545 | 0.049022 | 0.028727 | 0 | 0.062072 | 0.30802 | 0.033895 | 0
Biloela | QLD | 132 | 0.14988 | 0.96016 | 0 | 0 | 0.024753 | 0.05552 | 0 | 0 | 0.067474 | 0.23642 | 0.037053 | 0
Blackstone | QLD | 110 | 0.22439 | 0.99536 | 0 | 0.0038154 | 0.01412 | 0.047864 | 0.033737 | 0 | 0.06386 | 0.35103 | 0.028779 | 0
Blackstone | QLD | 275 | 0.21752 | 1 | 0 | 0 | 0.019025 | 0.04499 | 0.00033816 | 0 | 0.059879 | 0.33231 | 0.028667 | 0
Blackwall | QLD | 275 | 0.21752 | 1 | 0 | 0 | 0.019025 | 0.04499 | 0.00033816 | 0 | 0.059879 | 0.33231 | 0.028667 | 0
Blackwater | QLD | 132 | 0.14292 | 0.9589 | 0 | 0 | 0.017339 | 0.054187 | 0.033532 | 0 | 0.062539 | 0.11846 | 0.036771 | 0.0083681
Bouldercombe | QLD | 132 | 0.13963 | 0.9586 | 0.0049052 | 0 | 0.026784 | 0.049147 | 0.033676 | 0 | 0.062983 | 0.20122 | 0.036894 | 0.00092164
Bouldercombe | QLD | 275 | 0.13963 | 0.9586 | 0.0049052 | 0 | 0.026784 | 0.049147 | 0.033676 | 0 | 0.062983 | 0.20122 | 0.036894 | 0.00092164
Boyne Island | QLD | 132 | 0.1447 | 0.97517 | 0.0056956 | 0 | 0.020061 | 0.038032 | 0.028915 | 0 | 0.058148 | 0.23551 | 0 | 0
Boyne Island | QLD | 275 | 0.1447 | 0.97517 | 0.0056956 | 0 | 0.020061 | 0.038032 | 0.028915 | 0 | 0.058148 | 0.23551 | 0 | 0
Braemar | QLD | 275 | 0.22201 | 0.91361 | 0 | 0.028802 | 0.015302 | 0.047828 | 0.033641 | 0 | 0.049205 | 0.11121 | 0.03445 | 0
Braemar | QLD | 330 | 0.23713 | 0.54308 | 0 | 0.021477 | 0.013707 | 0.047021 | 0.033347 | 0 | 0.069855 | 0.12336 | 0.03406 | 0.0010853
Broadsound | QLD | 275 | 0.14471 | 0.95812 | 0 | 0 | 0.024067 | 0.05801 | 0 | 0 | 0.070046 | 0.27054 | 0.036883 | 0
Bulli Creek | QLD | 132 | 0.23508 | 0.66095 | 0 | 0 | 0.015859 | 0.046853 | 0.00020865 | 0 | 0.050091 | 0.11119 | 0.033378 | 0.0017845
Bulli Creek | QLD | 330 | 0.23508 | 0.66095 | 0 | 0 | 0.015859 | 0.046853 | 0.00020865 | 0 | 0.050091 | 0.11119 | 0.033378 | 0.0017845
Bundaberg | QLD | 132 | 0.22673 | 0.99255 | 0 | 0.023053 | 0.015595 | 0.045076 | 0.033467 | 0 | 0.070838 | 0.33761 | 0.035902 | 0
Bundoora | QLD | 132 | 0.14292 | 0.9589 | 0 | 0 | 0.017339 | 0.054187 | 0.033532 | 0 | 0.062539 | 0.11846 | 0.036771 | 0.0083681
Cairns | QLD | 132 | 0.14067 | 0.95618 | 0.0052146 | 0.008497 | 0.019751 | 0.081631 | 0.033555 | 0.0012155 | 0.067878 | 0.11712 | 0.03511 | 0.0012921
Calliope River | QLD | 132 | 0.13282 | 0.95205 | 0 | 0 | 0.02236 | 0.038107 | 0.00020437 | 0 | 0.057386 | 0.26502 | 0.028723 | 0
Calliope River | QLD | 275 | 0.13282 | 0.95205 | 0 | 0 | 0.02236 | 0.038107 | 0.00020437 | 0 | 0.057386 | 0.26502 | 0.028723 | 0
Calvale | QLD | 132 | 0.14988 | 0.96016 | 0 | 0 | 0.024753 | 0.05552 | 0 | 0 | 0.067474 | 0.23642 | 0.037053 | 0
Calvale | QLD | 275 | 0.14988 | 0.96016 | 0 | 0 | 0.024753 | 0.05552 | 0 | 0 | 0.067474 | 0.23642 | 0.037053 | 0
Chalumbin | QLD | 132 | 0.1401 | 0.96142 | 0 | 0 | 0.009646 | 0.074073 | 0.033474 | 0 | 0.074375 | 0.10113 | 0.028777 | 0
Chalumbin | QLD | 275 | 0.1401 | 0.96142 | 0 | 0 | 0.009646 | 0.074073 | 0.033474 | 0 | 0.074375 | 0.10113 | 0.028777 | 0
Clare South | QLD | 132 | 0.14134 | 0.95555 | 0.0055223 | 0 | 0.018 | 0.073141 | 0.028719 | 0 | 0.065068 | 0.31146 | 0.0036292 | 0
Collinsville North | QLD | 132 | 0.14134 | 0.95555 | 0.0055223 | 0 | 0.018 | 0.073141 | 0.028719 | 0 | 0.065068 | 0.31146 | 0.0036292 | 0
Columboola | QLD | 132 | 0.22138 | 0.91778 | 0 | 0 | 0.0087797 | 0.053225 | 0.033632 | 0 | 0.054828 | 0.14489 | 0.034283 | 0
Columboola | QLD | 275 | 0.22138 | 0.91778 | 0 | 0 | 0.0087797 | 0.053225 | 0.033632 | 0 | 0.054828 | 0.14489 | 0.034283 | 0
Coopers Gap | QLD | 275 | 0.21527 | 0.98967 | 0 | 0 | 0.012464 | 0.048119 | 0.028644 | 0 | 0.067696 | 0.2145 | 0.028951 | 0
Cooroy | QLD | 132 | 0.22007 | 0.98098 | 0 | 0.030423 | 0.019076 | 0.045931 | 0.02869 | 0 | 0.07321 | 0.33973 | 0.035188 | 0
Dysart | QLD | 132 | 0.14292 | 0.9589 | 0 | 0 | 0.017339 | 0.054187 | 0.033532 | 0 | 0.062539 | 0.11846 | 0.036771 | 0.0083681
Gin Gin | QLD | 275 | 0.2016 | 0.99249 | 0 | 0 | 0.0093177 | 0.05377 | 0.033526 | 0.0013047 | 0.065337 | 0.31569 | 0.036846 | 0.005924
Gin Gin | QLD | 132 | 0.2016 | 0.99249 | 0 | 0 | 0.0093177 | 0.05377 | 0.033526 | 0.0013047 | 0.065337 | 0.31569 | 0.036846 | 0.005924
Gladstone North | QLD | 132 | 0.13282 | 0.95205 | 0 | 0 | 0.02236 | 0.038107 | 0.00020437 | 0 | 0.057386 | 0.26502 | 0.028723 | 0
Gladstone South | QLD | 132 | 0.13282 | 0.95205 | 0 | 0 | 0.02236 | 0.038107 | 0.00020437 | 0 | 0.057386 | 0.26502 | 0.028723 | 0
Gladstone | QLD | 275 | 0.12928 | 0.95422 | 0 | 0 | 0.021499 | 0.045601 | 0.00030162 | 0 | 0.05127 | 0.26529 | 0.035363 | 0.00091682
Goodna | QLD | 110 | 0.22439 | 0.99536 | 0 | 0.0038154 | 0.01412 | 0.047864 | 0.033737 | 0 | 0.06386 | 0.35103 | 0.028779 | 0
Goodna | QLD | 275 | 0.22496 | 0.99045 | 0 | 0 | 0.01545 | 0.049022 | 0.028727 | 0 | 0.062072 | 0.30802 | 0.033895 | 0
Greenbank | QLD | 275 | 0.21868 | 1 | 0 | 0.024076 | 0.01463 | 0.038244 | 0.033466 | 0 | 0.05671 | 0.33442 | 0.00067869 | 0
Gympie | QLD | 132 | 0.22007 | 0.98098 | 0 | 0.030423 | 0.019076 | 0.045931 | 0.02869 | 0 | 0.07321 | 0.33973 | 0.035188 | 0
Halys | QLD | 275 | 0.21527 | 0.98967 | 0 | 0 | 0.012464 | 0.048119 | 0.028644 | 0 | 0.067696 | 0.2145 | 0.028951 | 0
Haughton River | QLD | 275 | 0.1433 | 0.95961 | 0 | 0 | 0.023133 | 0.10063 | 5.5841e-05 | 0.00087019 | 0.050356 | 0.21681 | 0 | 0
Kemmis | QLD | 132 | 0.14134 | 0.95555 | 0.0055223 | 0 | 0.018 | 0.073141 | 0.028719 | 0 | 0.065068 | 0.31146 | 0.0036292 | 0
Kidston | QLD | 132 | 0.1433 | 0.95961 | 0 | 0 | 0.023133 | 0.10063 | 5.5841e-05 | 0.00087019 | 0.050356 | 0.21681 | 0 | 0
Kilkivan | QLD | 132 | 0.22673 | 0.99255 | 0 | 0.023053 | 0.015595 | 0.045076 | 0.033467 | 0 | 0.070838 | 0.33761 | 0.035902 | 0
King Creek | QLD | 132 | 0.14134 | 0.95555 | 0.0055223 | 0 | 0.018 | 0.073141 | 0.028719 | 0 | 0.065068 | 0.31146 | 0.0036292 | 0
Larcom Creek | QLD | 132 | 0.13963 | 0.9586 | 0.0049052 | 0 | 0.026784 | 0.049147 | 0.033676 | 0 | 0.062983 | 0.20122 | 0.036894 | 0.00092164
Larcom Creek | QLD | 275 | 0.13963 | 0.9586 | 0.0049052 | 0 | 0.026784 | 0.049147 | 0.033676 | 0 | 0.062983 | 0.20122 | 0.036894 | 0.00092164
Lilyvale | QLD | 132 | 0.14292 | 0.9589 | 0 | 0 | 0.017339 | 0.054187 | 0.033532 | 0 | 0.062539 | 0.11846 | 0.036771 | 0.0083681
Lilyvale | QLD | 275 | 0.14292 | 0.9589 | 0 | 0 | 0.017339 | 0.054187 | 0.033532 | 0 | 0.062539 | 0.11846 | 0.036771 | 0.0083681
Loganlea | QLD | 110 | 0.22439 | 0.99536 | 0 | 0.0038154 | 0.01412 | 0.047864 | 0.033737 | 0 | 0.06386 | 0.35103 | 0.028779 | 0
Loganlea | QLD | 275 | 0.21868 | 1 | 0 | 0.024076 | 0.01463 | 0.038244 | 0.033466 | 0 | 0.05671 | 0.33442 | 0.00067869 | 0
Middle Ridge | QLD | 110 | 0.21734 | 1 | 0 | 0.027925 | 0.018518 | 0.046952 | 0.00012856 | 0 | 0.054933 | 0.24227 | 0.028679 | 0
Middle Ridge | QLD | 275 | 0.21734 | 1 | 0 | 0.027925 | 0.018518 | 0.046952 | 0.00012856 | 0 | 0.054933 | 0.24227 | 0.028679 | 0
Middle Ridge | QLD | 330 | 0.21734 | 1 | 0 | 0.027925 | 0.018518 | 0.046952 | 0.00012856 | 0 | 0.054933 | 0.24227 | 0.028679 | 0
Millmerran | QLD | 330 | 0.23713 | 0.54308 | 0 | 0.021477 | 0.013707 | 0.047021 | 0.033347 | 0 | 0.069855 | 0.12336 | 0.03406 | 0.0010853
Molendinar | QLD | 110 | 0.22134 | 1 | 0 | 0.002527 | 0.0097313 | 0.034973 | 0.00034931 | 0 | 0.07341 | 0.32685 | 0.033671 | 0.0052203
Molendinar | QLD | 275 | 0.22134 | 1 | 0 | 0.002527 | 0.0097313 | 0.034973 | 0.00034931 | 0 | 0.07341 | 0.32685 | 0.033671 | 0.0052203
Moranbah | QLD | 132 | 0.14134 | 0.95555 | 0.0055223 | 0 | 0.018 | 0.073141 | 0.028719 | 0 | 0.065068 | 0.31146 | 0.0036292 | 0
Moura | QLD | 132 | 0.14988 | 0.96016 | 0 | 0 | 0.024753 | 0.05552 | 0 | 0 | 0.067474 | 0.23642 | 0.037053 | 0
Mt England | QLD | 275 | 0.21908 | 0.9987 | 0 | 0 | 0.020811 | 0.042809 | 0.028819 | 0 | 0.047362 | 0.29757 | 0.033925 | 0
Mt Stuart | QLD | 132 | 0.1433 | 0.95961 | 0 | 0 | 0.023133 | 0.10063 | 5.5841e-05 | 0.00087019 | 0.050356 | 0.21681 | 0 | 0
Mudgeeraba | QLD | 110 | 0.22313 | 1 | 0 | 0 | 0.0097212 | 0.037284 | 0.033457 | 0 | 0.071076 | 0.28741 | 0.028713 | 0
Mudgeeraba | QLD | 275 | 0.22644 | 1 | 0 | 0 | 0.011654 | 0.029642 | 5.5205e-05 | 0 | 0.071855 | 0.28578 | 0.028694 | 0
Murarrie | QLD | 110 | 0.22439 | 0.99536 | 0 | 0.0038154 | 0.01412 | 0.047864 | 0.033737 | 0 | 0.06386 | 0.35103 | 0.028779 | 0
Murarrie | QLD | 275 | 0.22528 | 0.9996 | 0 | 0 | 0.012758 | 0.05185 | 7.4091e-05 | 0 | 0.077333 | 0.39978 | 0.033492 | 0
Nebo | QLD | 132 | 0.14134 | 0.95555 | 0.0055223 | 0 | 0.018 | 0.073141 | 0.028719 | 0 | 0.065068 | 0.31146 | 0.0036292 | 0
Nebo | QLD | 275 | 0.14134 | 0.95555 | 0.0055223 | 0 | 0.018 | 0.073141 | 0.028719 | 0 | 0.065068 | 0.31146 | 0.0036292 | 0
Newlands | QLD | 132 | 0.14134 | 0.95555 | 0.0055223 | 0 | 0.018 | 0.073141 | 0.028719 | 0 | 0.065068 | 0.31146 | 0.0036292 | 0
Orana | QLD | 275 | 0.22138 | 0.91778 | 0 | 0 | 0.0087797 | 0.053225 | 0.033632 | 0 | 0.054828 | 0.14489 | 0.034283 | 0
Palmwoods | QLD | 132 | 0.22052 | 1 | 0 | 0 | 0.017201 | 0.044063 | 0.00022898 | 0 | 0.065446 | 0.36217 | 0.034552 | 0
Palmwoods | QLD | 275 | 0.22094 | 1 | 0 | 0 | 0.018745 | 0.053216 | 0.033176 | 0 | 0.071176 | 0.30614 | 0.036066 | 0
Peak Downs | QLD | 132 | 0.14134 | 0.95555 | 0.0055223 | 0 | 0.018 | 0.073141 | 0.028719 | 0 | 0.065068 | 0.31146 | 0.0036292 | 0
Raglan | QLD | 275 | 0.13963 | 0.9586 | 0.0049052 | 0 | 0.026784 | 0.049147 | 0.033676 | 0 | 0.062983 | 0.20122 | 0.036894 | 0.00092164
Rocklea | QLD | 110 | 0.22439 | 0.99536 | 0 | 0.0038154 | 0.01412 | 0.047864 | 0.033737 | 0 | 0.06386 | 0.35103 | 0.028779 | 0
Rocklea | QLD | 275 | 0.21752 | 1 | 0 | 0 | 0.019025 | 0.04499 | 0.00033816 | 0 | 0.059879 | 0.33231 | 0.028667 | 0
Ross | QLD | 132 | 0.1433 | 0.95961 | 0 | 0 | 0.023133 | 0.10063 | 5.5841e-05 | 0.00087019 | 0.050356 | 0.21681 | 0 | 0
Ross | QLD | 275 | 0.1433 | 0.95961 | 0 | 0 | 0.023133 | 0.10063 | 5.5841e-05 | 0.00087019 | 0.050356 | 0.21681 | 0 | 0
South Pine | QLD | 132 | 0.21932 | 1 | 0 | 0 | 0.019321 | 0.045485 | 0.028818 | 0 | 0.064178 | 0.36232 | 0.033679 | 0
South Pine | QLD | 275 | 0.21932 | 1 | 0 | 0 | 0.019321 | 0.045485 | 0.028818 | 0 | 0.064178 | 0.36232 | 0.033679 | 0
Stanwell | QLD | 275 | 0.13794 | 0.95892 | 0 | 0 | 0.021472 | 0.055673 | 0.033554 | 0.0026453 | 0.068372 | 0.26828 | 0.036781 | 0.0041837
Stony Creek | QLD | 132 | 0.14134 | 0.95555 | 0.0055223 | 0 | 0.018 | 0.073141 | 0.028719 | 0 | 0.065068 | 0.31146 | 0.0036292 | 0
Strathmore | QLD | 132 | 0.14134 | 0.95555 | 0.0055223 | 0 | 0.018 | 0.073141 | 0.028719 | 0 | 0.065068 | 0.31146 | 0.0036292 | 0
Strathmore | QLD | 275 | 0.14134 | 0.95555 | 0.0055223 | 0 | 0.018 | 0.073141 | 0.028719 | 0 | 0.065068 | 0.31146 | 0.0036292 | 0
Swanbank | QLD | 275 | 0.21868 | 1 | 0 | 0.024076 | 0.01463 | 0.038244 | 0.033466 | 0 | 0.05671 | 0.33442 | 0.00067869 | 0
Tarong | QLD | 275 | 0.21527 | 0.98967 | 0 | 0 | 0.012464 | 0.048119 | 0.028644 | 0 | 0.067696 | 0.2145 | 0.028951 | 0
Teebar Creek | QLD | 132 | 0.22673 | 0.99255 | 0 | 0.023053 | 0.015595 | 0.045076 | 0.033467 | 0 | 0.070838 | 0.33761 | 0.035902 | 0
Teebar Creek | QLD | 275 | 0.22094 | 1 | 0 | 0 | 0.018745 | 0.053216 | 0.033176 | 0 | 0.071176 | 0.30614 | 0.036066 | 0
Townsville East | QLD | 132 | 0.1433 | 0.95961 | 0 | 0 | 0.023133 | 0.10063 | 5.5841e-05 | 0.00087019 | 0.050356 | 0.21681 | 0 | 0
Townsville | QLD | 132 | 0.14272 | 0.95679 | 0.0052135 | 0 | 0.019078 | 0.10049 | 0.033724 | 0 | 0.040572 | 0.15407 | 0.0013828 | 0
Townsville South | QLD | 132 | 0.1433 | 0.95961 | 0 | 0 | 0.023133 | 0.10063 | 5.5841e-05 | 0.00087019 | 0.050356 | 0.21681 | 0 | 0
Traverston | QLD | 132 | 0.22007 | 0.98098 | 0 | 0.030423 | 0.019076 | 0.045931 | 0.02869 | 0 | 0.07321 | 0.33973 | 0.035188 | 0
Tully | QLD | 132 | 0.14272 | 0.95679 | 0.0052135 | 0 | 0.019078 | 0.10049 | 0.033724 | 0 | 0.040572 | 0.15407 | 0.0013828 | 0
Tumoulin | QLD | 275 | 0.1401 | 0.96142 | 0 | 0 | 0.009646 | 0.074073 | 0.033474 | 0 | 0.074375 | 0.10113 | 0.028777 | 0
Walkamin | QLD | 275 | 0.14067 | 0.95618 | 0.0052146 | 0.008497 | 0.019751 | 0.081631 | 0.033555 | 0.0012155 | 0.067878 | 0.11712 | 0.03511 | 0.0012921
Wandoan South | QLD | 132 | 0.22138 | 0.91778 | 0 | 0 | 0.0087797 | 0.053225 | 0.033632 | 0 | 0.054828 | 0.14489 | 0.034283 | 0
Wandoan South | QLD | 275 | 0.22138 | 0.91778 | 0 | 0 | 0.0087797 | 0.053225 | 0.033632 | 0 | 0.054828 | 0.14489 | 0.034283 | 0
Western Downs | QLD | 275 | 0.22201 | 0.91361 | 0 | 0.028802 | 0.015302 | 0.047828 | 0.033641 | 0 | 0.049205 | 0.11121 | 0.03445 | 0
Wivenhoe | QLD | 275 | 0.21908 | 0.9987 | 0 | 0 | 0.020811 | 0.042809 | 0.028819 | 0 | 0.047362 | 0.29757 | 0.033925 | 0
Woolooga | QLD | 132 | 0.22094 | 1 | 0 | 0 | 0.018745 | 0.053216 | 0.033176 | 0 | 0.071176 | 0.30614 | 0.036066 | 0
Woolooga | QLD | 275 | 0.22094 | 1 | 0 | 0 | 0.018745 | 0.053216 | 0.033176 | 0 | 0.071176 | 0.30614 | 0.036066 | 0
Woree | QLD | 132 | 0.14067 | 0.95618 | 0.0052146 | 0.008497 | 0.019751 | 0.081631 | 0.033555 | 0.0012155 | 0.067878 | 0.11712 | 0.03511 | 0.0012921
Woree | QLD | 275 | 0.14067 | 0.95618 | 0.0052146 | 0.008497 | 0.019751 | 0.081631 | 0.033555 | 0.0012155 | 0.067878 | 0.11712 | 0.03511 | 0.0012921
Wurdong | QLD | 275 | 0.1447 | 0.97517 | 0.0056956 | 0 | 0.020061 | 0.038032 | 0.028915 | 0 | 0.058148 | 0.23551 | 0 | 0
Yabulu South | QLD | 132 | 0.14272 | 0.95679 | 0.0052135 | 0 | 0.019078 | 0.10049 | 0.033724 | 0 | 0.040572 | 0.15407 | 0.0013828 | 0
Yarwun | QLD | 132 | 0.13963 | 0.9586 | 0.0049052 | 0 | 0.026784 | 0.049147 | 0.033676 | 0 | 0.062983 | 0.20122 | 0.036894 | 0.00092164
Angas Creek | SA | 132 | 0.013766 | 0 | 1 | 0.55955 | 0.0062612 | 0 | 0.08637 | 0.092699 | 0.0022693 | 0.001149 | 0.23853 | 0.067884
Belalie | SA | 275 | 0.010218 | 0 | 1 | 0.56924 | 0.0053586 | 0 | 0.091354 | 0.13875 | 0.0047092 | 0 | 0.1262 | 0.11373
Blyth West | SA | 275 | 0.0075256 | 0.0017238 | 1 | 0.57207 | 0.0037993 | 0.00064855 | 0.1469 | 0.10626 | 0 | 0.0038516 | 0.10941 | 0.027669
Brinkworth | SA | 132 | 0.0077845 | 0 | 0.99699 | 0.53807 | 0.0030388 | 0.0014879 | 0.089697 | 0.13366 | 0 | 0.0042641 | 0.11706 | 0.093291
Brinkworth | SA | 275 | 0.010177 | 0 | 1 | 0.56349 | 0 | 0.0059144 | 0.12172 | 0.088884 | 0.0037073 | 0.00065327 | 0.092595 | 0.034698
Bundy | SA | 275 | 0.01218 | 0 | 1 | 0.54197 | 0.0038927 | 0 | 0.052779 | 0.11162 | 0.00027738 | 0.0040737 | 0.094305 | 0.084553
Bundy | SA | 330 | 0.01218 | 0 | 1 | 0.54197 | 0.0038927 | 0 | 0.052779 | 0.11162 | 0.00027738 | 0.0040737 | 0.094305 | 0.084553
Bungama | SA | 132 | 0.0077845 | 0 | 0.99699 | 0.53807 | 0.0030388 | 0.0014879 | 0.089697 | 0.13366 | 0 | 0.0042641 | 0.11706 | 0.093291
Bungama | SA | 275 | 0.010177 | 0 | 1 | 0.56349 | 0 | 0.0059144 | 0.12172 | 0.088884 | 0.0037073 | 0.00065327 | 0.092595 | 0.034698
Canowie | SA | 275 | 0.007982 | 0.0060573 | 1 | 0.53983 | 0.0021657 | 1.954e-05 | 0.091186 | 0.11769 | 0.0045492 | 0.002518 | 0.11106 | 0.090525
Cherry Gardens | SA | 275 | 0.010211 | 0.0019014 | 1 | 0.50914 | 0.0010154 | 0.0014385 | 0.11683 | 0.091087 | 0.0043203 | 0.00034356 | 0.18083 | 0.052282
Cultana | SA | 132 | 0 | 0.0058584 | 0.67981 | 0.33002 | 0.001605 | 0 | 0.09857 | 0.053239 | 0 | 0.0022244 | 0.26289 | 0.072937
Cultana | SA | 275 | 0.0087896 | 0.00064271 | 1 | 0.56788 | 0.0035441 | 0 | 0.078998 | 0.099614 | 0 | 0.0038557 | 0.10058 | 0.10872
Dalrymple | SA | 132 | 0.0093512 | 0 | 0.5955 | 0.29929 | 0.0028277 | 0.00030237 | 0.10386 | 0.078935 | 0.0020281 | 0.0012746 | 0.28204 | 0.053557
Davenport | SA | 132 | 0.0087896 | 0.00064271 | 1 | 0.56788 | 0.0035441 | 0 | 0.078998 | 0.099614 | 0 | 0.0038557 | 0.10058 | 0.10872
Davenport | SA | 275 | 0.0087896 | 0.00064271 | 1 | 0.56788 | 0.0035441 | 0 | 0.078998 | 0.099614 | 0 | 0.0038557 | 0.10058 | 0.10872
Dorrien | SA | 132 | 0.0079098 | 0.00063272 | 1 | 0.48213 | 0.001594 | 0 | 0.14118 | 0.063969 | 0.0034191 | 0 | 0.14085 | 0.043192
Dry Creek | SA | 66 | 0.011273 | 0.00027631 | 1 | 0.56604 | 0.0014965 | 0 | 0.10619 | 0.079616 | 0 | 0.0071392 | 0.18505 | 0.045224
Happy Valley | SA | 275 | 0.010211 | 0.0019014 | 1 | 0.50914 | 0.0010154 | 0.0014385 | 0.11683 | 0.091087 | 0.0043203 | 0.00034356 | 0.18083 | 0.052282
Hummocks | SA | 132 | 0.0093512 | 0 | 0.5955 | 0.29929 | 0.0028277 | 0.00030237 | 0.10386 | 0.078935 | 0.0020281 | 0.0012746 | 0.28204 | 0.053557
Keith | SA | 132 | 0.011028 | 0 | 1 | 0.51944 | 0 | 0 | 0.15071 | 0.11962 | 0.0035529 | 0 | 0.13871 | 0.060489
Kilburn | SA | 275 | 0.011273 | 0.00027631 | 1 | 0.56604 | 0.0014965 | 0 | 0.10619 | 0.079616 | 0 | 0.0071392 | 0.18505 | 0.045224
Kilburn | SA | 66 | 0.011273 | 0.00027631 | 1 | 0.56604 | 0.0014965 | 0 | 0.10619 | 0.079616 | 0 | 0.0071392 | 0.18505 | 0.045224
Kincraig | SA | 132 | 0.011028 | 0 | 1 | 0.51944 | 0 | 0 | 0.15071 | 0.11962 | 0.0035529 | 0 | 0.13871 | 0.060489
Lefevre | SA | 275 | 0.011273 | 0.00027631 | 1 | 0.56604 | 0.0014965 | 0 | 0.10619 | 0.079616 | 0 | 0.0071392 | 0.18505 | 0.045224
Lefevre | SA | 66 | 0.011273 | 0.00027631 | 1 | 0.56604 | 0.0014965 | 0 | 0.10619 | 0.079616 | 0 | 0.0071392 | 0.18505 | 0.045224
Magill | SA | 275 | 0.010211 | 0.0019014 | 1 | 0.50914 | 0.0010154 | 0.0014385 | 0.11683 | 0.091087 | 0.0043203 | 0.00034356 | 0.18083 | 0.052282
Mintaro | SA | 132 | 0.0083539 | 0 | 1 | 0.54467 | 0.0034687 | 0.00063918 | 0.093365 | 0.060044 | 0.0030712 | 9.938e-05 | 0.1412 | 0.099017
Mobilong | SA | 132 | 0.013766 | 0 | 1 | 0.55955 | 0.0062612 | 0 | 0.08637 | 0.092699 | 0.0022693 | 0.001149 | 0.23853 | 0.067884
Mokota | SA | 275 | 0.010218 | 0 | 1 | 0.56924 | 0.0053586 | 0 | 0.091354 | 0.13875 | 0.0047092 | 0 | 0.1262 | 0.11373
Monash | SA | 132 | 0.0068162 | 0.0056795 | 1 | 0.51929 | 0 | 0.0075209 | 0.14081 | 0.088157 | 0.003055 | 0.0024859 | 0.12827 | 0.087616
Morphett Vale East | SA | 275 | 0.0095248 | 0 | 1 | 0.53613 | 0 | 0.0029658 | 0.12942 | 0.089051 | 0.0008223 | 0.0025945 | 0.25092 | 0.10948
Mt Barker | SA | 132 | 0.013766 | 0 | 1 | 0.55955 | 0.0062612 | 0 | 0.08637 | 0.092699 | 0.0022693 | 0.001149 | 0.23853 | 0.067884
Mt Barker South | SA | 275 | 0.0095248 | 0 | 1 | 0.53613 | 0 | 0.0029658 | 0.12942 | 0.089051 | 0.0008223 | 0.0025945 | 0.25092 | 0.10948
Mt Gambier | SA | 132 | 0.011028 | 0 | 1 | 0.51944 | 0 | 0 | 0.15071 | 0.11962 | 0.0035529 | 0 | 0.13871 | 0.060489
Mt Gunson | SA | 132 | 0.0087896 | 0.00064271 | 1 | 0.56788 | 0.0035441 | 0 | 0.078998 | 0.099614 | 0 | 0.0038557 | 0.10058 | 0.10872
Mt Gunson South | SA | 132 | 0.0087896 | 0.00064271 | 1 | 0.56788 | 0.0035441 | 0 | 0.078998 | 0.099614 | 0 | 0.0038557 | 0.10058 | 0.10872
Mt Gunson South | SA | 275 | 0.0087896 | 0.00064271 | 1 | 0.56788 | 0.0035441 | 0 | 0.078998 | 0.099614 | 0 | 0.0038557 | 0.10058 | 0.10872
Mt Lock | SA | 275 | 0.007982 | 0.0060573 | 1 | 0.53983 | 0.0021657 | 1.954e-05 | 0.091186 | 0.11769 | 0.0045492 | 0.002518 | 0.11106 | 0.090525
Munno Para | SA | 275 | 0.010211 | 0.0019014 | 1 | 0.50914 | 0.0010154 | 0.0014385 | 0.11683 | 0.091087 | 0.0043203 | 0.00034356 | 0.18083 | 0.052282
New Osborne | SA | 66 | 0.011273 | 0.00027631 | 1 | 0.56604 | 0.0014965 | 0 | 0.10619 | 0.079616 | 0 | 0.0071392 | 0.18505 | 0.045224
Northfield | SA | 275 | 0.011273 | 0.00027631 | 1 | 0.56604 | 0.0014965 | 0 | 0.10619 | 0.079616 | 0 | 0.0071392 | 0.18505 | 0.045224
Northfield | SA | 66 | 0.011273 | 0.00027631 | 1 | 0.56604 | 0.0014965 | 0 | 0.10619 | 0.079616 | 0 | 0.0071392 | 0.18505 | 0.045224
North West Bend | SA | 132 | 0.0068162 | 0.0056795 | 1 | 0.51929 | 0 | 0.0075209 | 0.14081 | 0.088157 | 0.003055 | 0.0024859 | 0.12827 | 0.087616
Olymbic Dam West | SA | 132 | 0.012219 | 0 | 1 | 0.56699 | 0.002723 | 0.0034159 | 0.13609 | 0.10662 | 0 | 0.0020739 | 0.094782 | 0.086354
Olymbic Dam West | SA | 275 | 0.012219 | 0 | 1 | 0.56699 | 0.002723 | 0.0034159 | 0.13609 | 0.10662 | 0 | 0.0020739 | 0.094782 | 0.086354
Para | SA | 132 | 0.010211 | 0.0019014 | 1 | 0.50914 | 0.0010154 | 0.0014385 | 0.11683 | 0.091087 | 0.0043203 | 0.00034356 | 0.18083 | 0.052282
Para | SA | 275 | 0.010211 | 0.0019014 | 1 | 0.50914 | 0.0010154 | 0.0014385 | 0.11683 | 0.091087 | 0.0043203 | 0.00034356 | 0.18083 | 0.052282
Parafield Gardens West | SA | 275 | 0.010211 | 0.0019014 | 1 | 0.50914 | 0.0010154 | 0.0014385 | 0.11683 | 0.091087 | 0.0043203 | 0.00034356 | 0.18083 | 0.052282
Peligan Point | SA | 275 | 0.010211 | 0.0019014 | 1 | 0.50914 | 0.0010154 | 0.0014385 | 0.11683 | 0.091087 | 0.0043203 | 0.00034356 | 0.18083 | 0.052282
Penola West | SA | 132 | 0.011028 | 0 | 1 | 0.51944 | 0 | 0 | 0.15071 | 0.11962 | 0.0035529 | 0 | 0.13871 | 0.060489
Pimba | SA | 132 | 0.012219 | 0 | 1 | 0.56699 | 0.002723 | 0.0034159 | 0.13609 | 0.10662 | 0 | 0.0020739 | 0.094782 | 0.086354
Port Lincoln | SA | 132 | 0.00038847 | 0.0010458 | 0.6314 | 0.34963 | 0 | 0.0039607 | 0.12484 | 0.0013712 | 0.0015591 | 0 | 0.3165 | 0.060404
Robertstown | SA | 132 | 0.0083539 | 0 | 1 | 0.54467 | 0.0034687 | 0.00063918 | 0.093365 | 0.060044 | 0.0030712 | 9.938e-05 | 0.1412 | 0.099017
Robertstown | SA | 275 | 0.01218 | 0 | 1 | 0.54197 | 0.0038927 | 0 | 0.052779 | 0.11162 | 0.00027738 | 0.0040737 | 0.094305 | 0.084553
Snuggery | SA | 132 | 0.011028 | 0 | 1 | 0.51944 | 0 | 0 | 0.15071 | 0.11962 | 0.0035529 | 0 | 0.13871 | 0.060489
South East | SA | 132 | 0.011028 | 0 | 1 | 0.51944 | 0 | 0 | 0.15071 | 0.11962 | 0.0035529 | 0 | 0.13871 | 0.060489
South East | SA | 275 | 0.010929 | 0 | 1 | 0.55492 | 0.0028507 | 0 | 0.14917 | 0.10013 | 0.0019244 | 0.0010228 | 0.29929 | 0.098121
Tailem Bend | SA | 132 | 0.010929 | 0 | 1 | 0.55492 | 0.0028507 | 0 | 0.14917 | 0.10013 | 0.0019244 | 0.0010228 | 0.29929 | 0.098121
Tailem Bend | SA | 275 | 0.010929 | 0 | 1 | 0.55492 | 0.0028507 | 0 | 0.14917 | 0.10013 | 0.0019244 | 0.0010228 | 0.29929 | 0.098121
Templers | SA | 132 | 0.0079098 | 0.00063272 | 1 | 0.48213 | 0.001594 | 0 | 0.14118 | 0.063969 | 0.0034191 | 0 | 0.14085 | 0.043192
Templers West | SA | 132 | 0.0079098 | 0.00063272 | 1 | 0.48213 | 0.001594 | 0 | 0.14118 | 0.063969 | 0.0034191 | 0 | 0.14085 | 0.043192
Templers West | SA | 275 | 0.011358 | 0.00026209 | 0.99699 | 0.50625 | 0.0037794 | 0 | 0.1281 | 0.084177 | 0 | 0.0047443 | 0.17892 | 0.080328
Torrens Island | SA | 275 | 0.011273 | 0.00027631 | 1 | 0.56604 | 0.0014965 | 0 | 0.10619 | 0.079616 | 0 | 0.0071392 | 0.18505 | 0.045224
Torrens Island | SA | 66 | 0.011273 | 0.00027631 | 1 | 0.56604 | 0.0014965 | 0 | 0.10619 | 0.079616 | 0 | 0.0071392 | 0.18505 | 0.045224
Tungkillo | SA | 275 | 0.0095248 | 0 | 1 | 0.53613 | 0 | 0.0029658 | 0.12942 | 0.089051 | 0.0008223 | 0.0025945 | 0.25092 | 0.10948
Waterloo | SA | 132 | 0.0083539 | 0 | 1 | 0.54467 | 0.0034687 | 0.00063918 | 0.093365 | 0.060044 | 0.0030712 | 9.938e-05 | 0.1412 | 0.099017
Waterloo East | SA | 132 | 0.0083539 | 0 | 1 | 0.54467 | 0.0034687 | 0.00063918 | 0.093365 | 0.060044 | 0.0030712 | 9.938e-05 | 0.1412 | 0.099017
Willalo | SA | 275 | 0.010218 | 0 | 1 | 0.56924 | 0.0053586 | 0 | 0.091354 | 0.13875 | 0.0047092 | 0 | 0.1262 | 0.11373
Yadnarie | SA | 132 | 0 | 0.0058584 | 0.67981 | 0.33002 | 0.001605 | 0 | 0.09857 | 0.053239 | 0 | 0.0022244 | 0.26289 | 0.072937
Burnie | TAS | 110 | 0.010243 | 0 | 0.12404 | 0.79686 | 0 | 0.0065381 | 0.03353 | 0.093416 | 0.0020747 | 0.0013051 | 0.030734 | 0.062944
Burnie | TAS | 220 | 0.013399 | 0 | 0.17454 | 0.81555 | 0.0016444 | 0 | 0.029034 | 0.073791 | 0 | 0.0019748 | 0.063313 | 0.061509
Chapel St. | TAS | 110 | 0.0040752 | 0 | 0.045744 | 0.17889 | 0.0009335 | 0.0024759 | 0.033522 | 0.038164 | 0 | 0.0037884 | 0.012202 | 0.063928
Chapel St. | TAS | 220 | 0.010964 | 0 | 0.17406 | 0.8401 | 0 | 0 | 0.028507 | 0.097337 | 0.0026304 | 0.0015022 | 0.065904 | 0.16034
Comalco | TAS | 220 | 0.012883 | 0 | 0.17262 | 0.82595 | 0 | 0.003354 | 0.033315 | 0.12571 | 0 | 0.0060325 | 0.045332 | 0.13189
Creek Road | TAS | 110 | 0.0040752 | 0 | 0.045744 | 0.17889 | 0.0009335 | 0.0024759 | 0.033522 | 0.038164 | 0 | 0.0037884 | 0.012202 | 0.063928
Devonport | TAS | 110 | 0.010243 | 0 | 0.12404 | 0.79686 | 0 | 0.0065381 | 0.03353 | 0.093416 | 0.0020747 | 0.0013051 | 0.030734 | 0.062944
Emu Bay | TAS | 110 | 0.010243 | 0 | 0.12404 | 0.79686 | 0 | 0.0065381 | 0.03353 | 0.093416 | 0.0020747 | 0.0013051 | 0.030734 | 0.062944
Farrell | TAS | 110 | 0.0036444 | 0 | 0.17143 | 0.82157 | 0 | 0.0028276 | 0.033658 | 0.088486 | 0.0023645 | 0 | 0.054349 | 0.13362
Farrell | TAS | 220 | 0.0076903 | 0 | 0.17437 | 0.8115 | 0.00073962 | 0.002168 | 0.033511 | 0.13705 | 0.0022903 | 0.0030382 | 0.050879 | 0.19615
George Town | TAS | 110 | 0.012883 | 0 | 0.17262 | 0.82595 | 0 | 0.003354 | 0.033315 | 0.12571 | 0 | 0.0060325 | 0.045332 | 0.13189
George Town | TAS | 220 | 0.012883 | 0 | 0.17262 | 0.82595 | 0 | 0.003354 | 0.033315 | 0.12571 | 0 | 0.0060325 | 0.045332 | 0.13189
Gordon | TAS | 220 | 0.0092902 | 0 | 0.1711 | 0.82536 | 0.00010953 | 0.0016909 | 0 | 0.11547 | 0 | 0.0034403 | 0.054052 | 0.21862
Hadspen | TAS | 110 | 0.0086658 | 0 | 0.12666 | 0.79167 | 0 | 0.0030505 | 0.033305 | 0.12726 | 0.0024383 | 0 | 0.029427 | 0.19086
Hadspen | TAS | 220 | 0.006585 | 0 | 0.17111 | 0.79426 | 0.0027807 | 0.00042459 | 0.033534 | 0.075928 | 0.0010066 | 0 | 0.048483 | 0.35828
Kingston | TAS | 110 | 0.0040752 | 0 | 0.045744 | 0.17889 | 0.0009335 | 0.0024759 | 0.033522 | 0.038164 | 0 | 0.0037884 | 0.012202 | 0.063928
Knights Road | TAS | 110 | 0.0040752 | 0 | 0.045744 | 0.17889 | 0.0009335 | 0.0024759 | 0.033522 | 0.038164 | 0 | 0.0037884 | 0.012202 | 0.063928
Liapootah | TAS | 220 | 0.0092902 | 0 | 0.1711 | 0.82536 | 0.00010953 | 0.0016909 | 0 | 0.11547 | 0 | 0.0034403 | 0.054052 | 0.21862
Lindisfarne | TAS | 110 | 0.0040752 | 0 | 0.045744 | 0.17889 | 0.0009335 | 0.0024759 | 0.033522 | 0.038164 | 0 | 0.0037884 | 0.012202 | 0.063928
Lindisfarne | TAS | 220 | 0.0019871 | 0.0035418 | 0.17405 | 0.82289 | 0.0015498 | 0 | 0.033277 | 0.1345 | 0.0038756 | 0 | 0.039016 | 0.15158
Meadowbank | TAS | 110 | 0.0040752 | 0 | 0.045744 | 0.17889 | 0.0009335 | 0.0024759 | 0.033522 | 0.038164 | 0 | 0.0037884 | 0.012202 | 0.063928
Mowbray | TAS | 110 | 0.0086658 | 0 | 0.12666 | 0.79167 | 0 | 0.0030505 | 0.033305 | 0.12726 | 0.0024383 | 0 | 0.029427 | 0.19086
New Norfolk | TAS | 110 | 0.0040752 | 0 | 0.045744 | 0.17889 | 0.0009335 | 0.0024759 | 0.033522 | 0.038164 | 0 | 0.0037884 | 0.012202 | 0.063928
Norwood | TAS | 110 | 0.0086658 | 0 | 0.12666 | 0.79167 | 0 | 0.0030505 | 0.033305 | 0.12726 | 0.0024383 | 0 | 0.029427 | 0.19086
Palmerston | TAS | 110 | 0.0086658 | 0 | 0.12666 | 0.79167 | 0 | 0.0030505 | 0.033305 | 0.12726 | 0.0024383 | 0 | 0.029427 | 0.19086
Palmerston | TAS | 220 | 0.006585 | 0 | 0.17111 | 0.79426 | 0.0027807 | 0.00042459 | 0.033534 | 0.075928 | 0.0010066 | 0 | 0.048483 | 0.35828
Port Latta | TAS | 110 | 0.0090985 | 0 | 0.17114 | 0.79449 | 0.0034855 | 0 | 0 | 0.11467 | 0.0048135 | 0 | 0.067081 | 0.20428
Que | TAS | 110 | 0.0036444 | 0 | 0.17143 | 0.82157 | 0 | 0.0028276 | 0.033658 | 0.088486 | 0.0023645 | 0 | 0.054349 | 0.13362
Queenstown | TAS | 110 | 0.0036444 | 0 | 0.17143 | 0.82157 | 0 | 0.0028276 | 0.033658 | 0.088486 | 0.0023645 | 0 | 0.054349 | 0.13362
Railton | TAS | 110 | 0.010243 | 0 | 0.12404 | 0.79686 | 0 | 0.0065381 | 0.03353 | 0.093416 | 0.0020747 | 0.0013051 | 0.030734 | 0.062944
Risdon | TAS | 110 | 0.0040752 | 0 | 0.045744 | 0.17889 | 0.0009335 | 0.0024759 | 0.033522 | 0.038164 | 0 | 0.0037884 | 0.012202 | 0.063928
Rosebery | TAS | 110 | 0.0036444 | 0 | 0.17143 | 0.82157 | 0 | 0.0028276 | 0.033658 | 0.088486 | 0.0023645 | 0 | 0.054349 | 0.13362
Savage River | TAS | 110 | 0.0036444 | 0 | 0.17143 | 0.82157 | 0 | 0.0028276 | 0.033658 | 0.088486 | 0.0023645 | 0 | 0.054349 | 0.13362
Scottsdale | TAS | 110 | 0 | 0.0020661 | 0.073355 | 0.59575 | 0.00057781 | 0 | 0.033466 | 0.092326 | 0 | 0.0045334 | 0.032631 | 0.080932
Sheffield | TAS | 110 | 0.010243 | 0 | 0.12404 | 0.79686 | 0 | 0.0065381 | 0.03353 | 0.093416 | 0.0020747 | 0.0013051 | 0.030734 | 0.062944
Sheffield | TAS | 220 | 0.0079771 | 0.0012126 | 0.12699 | 0.84477 | 0.0016148 | 0.0004814 | 0.033573 | 0.094192 | 0 | 0.0072899 | 0.043101 | 0.06096
Smithton | TAS | 110 | 0.0090985 | 0 | 0.17114 | 0.79449 | 0.0034855 | 0 | 0 | 0.11467 | 0.0048135 | 0 | 0.067081 | 0.20428
St. Marys | TAS | 110 | 0.0019252 | 0.0047862 | 0.061771 | 0.23107 | 0 | 0.0038142 | 0 | 0.01329 | 0 | 0.004693 | 0.076208 | 0.15786
Trevallyn | TAS | 110 | 0.0086658 | 0 | 0.12666 | 0.79167 | 0 | 0.0030505 | 0.033305 | 0.12726 | 0.0024383 | 0 | 0.029427 | 0.19086
Tungatinah | TAS | 110 | 0.0029968 | 0 | 0.069564 | 0.35981 | 0 | 0.0015525 | 0.033354 | 0.071243 | 0.0042185 | 0.0013783 | 0.028397 | 0.19499
Ulverstone | TAS | 110 | 0.010243 | 0 | 0.12404 | 0.79686 | 0 | 0.0065381 | 0.03353 | 0.093416 | 0.0020747 | 0.0013051 | 0.030734 | 0.062944
Waddamana | TAS | 110 | 0.0029968 | 0 | 0.069564 | 0.35981 | 0 | 0.0015525 | 0.033354 | 0.071243 | 0.0042185 | 0.0013783 | 0.028397 | 0.19499
Waddamana | TAS | 220 | 0.0092902 | 0 | 0.1711 | 0.82536 | 0.00010953 | 0.0016909 | 0 | 0.11547 | 0 | 0.0034403 | 0.054052 | 0.21862
Wesley Vale | TAS | 110 | 0.010243 | 0 | 0.12404 | 0.79686 | 0 | 0.0065381 | 0.03353 | 0.093416 | 0.0020747 | 0.0013051 | 0.030734 | 0.062944

## Hist Hosting Cap Indicator
Historical Hosting Capacity Indictor Results based on 2024 constraint headroom dispatch data
Generator | Generator DUID | Region | Ref Wind DUID | Ref Wind Distance (km) | HHCI Wind only (20% network spill threshold) | HHCI Wind + BESS (20% network spill threshold) | Ref Solar DUID | Ref Solar Distance (km) | HHCI Solar only (20% network spill threshold) | HHCI Solar + BESS (20% network spill threshold)
Avonlie Solar Farm | AVLSF1 | NSW1 | BANGOWF2 | 210.5 | 300 | 300 | AVLSF1 | 0 | 18 | 107
Bango 973 Wind Farm | BANGOWF1 | NSW1 | BANGOWF1 | 0 | 0 | 132 | SEBSF1 | 113.8 | 0 | 0
Bango 999 Wind Farm | BANGOWF2 | NSW1 | BANGOWF2 | 0 | 0 | 103 | SEBSF1 | 120.7 | 0 | 0
Beryl Solar Farm | BERYLSF1 | NSW1 | BODWF1 | 40.4 | 63 | 213 | BERYLSF1 | 0 | 0 | 0
Blowering | BLOWERNG | NSW1 | RYEPARK1 | 106.3 | 300 | 300 | WAGGNSF1 | 81.3 | 201 | 300
Bodangora Wind Farm | BODWF1 | NSW1 | BODWF1 | 0 | 55 | 175 | WELLSF1 | 14.1 | 0 | 0
Bomen Solar Farm | BOMENSF1 | NSW1 | BANGOWF2 | 141.7 | 0 | 282 | JUNEESF1 | 29 | 0 | 0
Broken Hill Solar Plant | BROKENH1 | NSW1 | STWF1 | 16.8 | 0 | 77 | BROKENH1 | 0 | 0 | 0
Bayswater | BW01 | NSW1 | CRURWF1 | 133.2 | 300 | 300 | BERYLSF1 | 137.3 | 300 | 300
Colongra | CG1 | NSW1 | CRURWF1 | 178.5 | 300 | 300 | BERYLSF1 | 214.3 | 300 | 300
Coleambally Solar Farm | COLEASF1 | NSW1 | BANGOWF2 | 270.5 | 0 | 300 | COLEASF1 | 0 | 0 | 0
Collector Wind Farm 1 | COLWF01 | NSW1 | COLWF01 | 0 | 300 | 300 | SEBSF1 | 169.9 | 300 | 300
Crookwell 2 Wind Farm | CROOKWF2 | NSW1 | CROOKWF2 | 0 | 300 | 300 | MANSLR1 | 172.2 | 300 | 300
Crudine Ridge Wind Farm | CRURWF1 | NSW1 | CRURWF1 | 0 | 168 | 266 | BERYLSF1 | 62.6 | 141 | 253
Corowa Solar Farm | CRWASF1 | NSW1 | ELAINWF1 | 285.7 | 1 | 35 | CRWASF1 | 0 | 0 | 8
Darlington Point Solar Farm | DARLSF1 | NSW1 | BANGOWF2 | 257.7 | 0 | 300 | DARLSF1 | 0 | 0 | 0
Eraring | ER01 | NSW1 | CRURWF1 | 175.5 | 300 | 300 | BERYLSF1 | 207.3 | 300 | 300
Finley Solar Farm | FINLYSF1 | NSW1 | ELAINWF1 | 267.8 | 0 | 207 | FINLYSF1 | 0 | 0 | 10
Flyers Creek Wind Farm | FLYCRKWF | NSW1 | CRURWF1 | 88.3 | 300 | 300 | MANSLR1 | 52.1 | 300 | 300
Gunnedah Solar Farm | GNNDHSF1 | NSW1 | WRWF1 | 174.2 | 100 | 178 | GNNDHSF1 | 0 | 0 | 0
Goonumbla Solar Farm | GOONSF1 | NSW1 | BODWF1 | 117.1 | 0 | 192 | GOONSF1 | 0 | 0 | 0
Gullen Range Wind Farm | GULLRWF1 | NSW1 | GULLRWF2 | 0.3 | 300 | 300 | SEBSF1 | 174.6 | 300 | 300
Gullen Range Wind Farm | GULLRWF2 | NSW1 | GULLRWF2 | 0 | 300 | 300 | SEBSF1 | 174.3 | 300 | 300
Gunning Wind Farm | GUNNING1 | NSW1 | GUNNING1 | 0 | 300 | 300 | SEBSF1 | 165.1 | 135 | 267
Hillston Sun Farm | HILLSTN1 | NSW1 | BANGOWF2 | 329.6 | 0 | 300 | HILLSTN1 | 0 | 0 | 0
Jemalong Solar Project | JEMALNG1 | NSW1 | BANGOWF2 | 171.2 | 0 | 229 | JEMALNG1 | 0 | 0 | 0
Junee Solar Farm | JUNEESF1 | NSW1 | BANGOWF2 | 122.2 | 0 | 45 | JUNEESF1 | 0 | 0 | 0
Limondale Solar Farm 1 | LIMOSF11 | NSW1 | MUWAWF2 | 214 | 0 | 106 | LIMOSF21 | 2.2 | 0 | 0
Limondale Solar Farm 2 | LIMOSF21 | NSW1 | MUWAWF2 | 213.3 | 0 | 106 | LIMOSF21 | 0 | 0 | 0
Manildra solar Farm | MANSLR1 | NSW1 | BODWF1 | 98.6 | 0 | 300 | MANSLR1 | 0 | 0 | 0
Metz Solar Farm | METZSF1 | NSW1 | WRWF1 | 89.3 | 212 | 275 | METZSF1 | 0 | 0 | 32
Molong Solar Farm | MOLNGSF1 | NSW1 | BODWF1 | 76.9 | 18 | 294 | MOLNGSF1 | 0 | 0 | 0
Mount Piper | MP1 | NSW1 | CRURWF1 | 61.4 | 300 | 300 | MOLNGSF1 | 108 | 300 | 300
Nevertire Solar Farm | NEVERSF1 | NSW1 | BODWF1 | 141.8 | 101 | 300 | NEVERSF1 | 0 | 0 | 0
New England Solar Farm | NEWENSF1 | NSW1 | WRWF1 | 94.3 | 300 | 300 | NEWENSF1 | 0 | 0 | 300
New England Solar Farm | NEWENSF2 | NSW1 | WRWF1 | 96.9 | 300 | 300 | NEWENSF1 | 2.7 | 0 | 300
Nyngan Solar Plant | NYNGAN1 | NSW1 | BODWF1 | 207.4 | 101 | 300 | NYNGAN1 | 0 | 0 | 0
Parkes Solar Farm | PARSF1 | NSW1 | BODWF1 | 119.7 | 0 | 192 | PARSF1 | 0 | 0 | 0
Rye Park Renewable Energy | RYEPARK1 | NSW1 | RYEPARK1 | 0 | 300 | 300 | SEBSF1 | 128 | 300 | 300
Sapphire Wind Farm | SAPHWF1 | NSW1 | SAPHWF1 | 0 | 300 | 300 | WRSF1 | 13.2 | 0 | 295
Sebastopol Solar Farm | SEBSF1 | NSW1 | BANGOWF2 | 120.7 | 0 | 236 | SEBSF1 | 0 | 0 | 0
Shoalhaven | SHGEN | NSW1 | TARALGA1 | 70 | 300 | 300 | MOLNGSF1 | 234.6 | 300 | 300
Silverton Wind Farm | STWF1 | NSW1 | STWF1 | 0 | 0 | 232 | BROKENH1 | 16.8 | 0 | 0
SUNRAYSIA SF | SUNRSF1 | NSW1 | MUWAWF2 | 211.5 | 0 | 106 | SUNRSF1 | 0 | 0 | 0
Suntop Solar Farm | SUNTPSF1 | NSW1 | BODWF1 | 27.5 | 1 | 292 | SUNTPSF1 | 0 | 0 | 0
Tallawarra | TALWA1 | NSW1 | TARALGA1 | 87.4 | 300 | 300 | MOLNGSF1 | 234.8 | 300 | 300
Taralga Wind Farm | TARALGA1 | NSW1 | TARALGA1 | 0 | 300 | 300 | MOLNGSF1 | 170.8 | 300 | 300
Lower Tumut | TUMUT3 | NSW1 | RYEPARK1 | 123.7 | 300 | 300 | WAGGNSF1 | 96.5 | 300 | 300
Upper Tumut | UPPTUMUT | NSW1 | BOCORWF1 | 100.9 | 300 | 300 | WAGGNSF1 | 125.5 | 300 | 300
Uranquinty | URANQ11 | NSW1 | BANGOWF2 | 166.5 | 300 | 300 | JUNEESF1 | 51.2 | 152 | 300
Vales Pt | VP5 | NSW1 | CRURWF1 | 177.8 | 300 | 300 | BERYLSF1 | 212.5 | 300 | 300
Wagga North Solar Farm | WAGGNSF1 | NSW1 | BANGOWF2 | 143.4 | 0 | 282 | WAGGNSF1 | 0 | 0 | 0
Wellington Solar Farm | WELLSF1 | NSW1 | BODWF1 | 14.1 | 123 | 300 | WELLSF1 | 0 | 0 | 0
Woodlawn Wind Farm | WOODLWN1 | NSW1 | WOODLWN1 | 0 | 300 | 300 | WAGGNSF1 | 195.4 | 300 | 300
White Rock Solar Farm | WRSF1 | NSW1 | WRWF1 | 0.9 | 300 | 300 | WRSF1 | 0 | 0 | 0
White Rock Wind Farm | WRWF1 | NSW1 | WRWF1 | 0 | 300 | 300 | WRSF1 | 0.9 | 0 | 0
West Wyalong Solar Farm | WSTWYSF1 | NSW1 | BANGOWF2 | 166.6 | 0 | 150 | WSTWYSF1 | 0 | 0 | 0
Wyalong Solar Farm | WYASF1 | NSW1 | BANGOWF2 | 161.4 | 0 | 150 | WYASF1 | 0 | 0 | 0
Blue Grass Solar Farm | BLUEGSF1 | QLD1 | DULAWF1 | 63.7 | 300 | 300 | BLUEGSF1 | 0 | 300 | 300
Braemar | BRAEMAR1 | QLD1 | COOPGWF1 | 69.2 | 300 | 300 | DDSF1 | 2.9 | 300 | 300
Callide B | CALL_B_1 | QLD1 | DULAWF1 | 264.9 | 300 | 300 | MOUSF1 | 57.5 | 300 | 300
Childers Solar Farm | CHILDSF1 | QLD1 | COOPGWF1 | 184.8 | 300 | 300 | CHILDSF1 | 0 | 300 | 300
Clare Solar Farm | CLARESF1 | QLD1 | KABANWF1 | 316.1 | 300 | 300 | CLARESF1 | 0 | 300 | 300
Columboola Solar Farm | COLUMSF1 | QLD1 | DULAWF1 | 42.8 | 300 | 300 | COLUMSF1 | 0 | 300 | 300
Coopers Gap Wind Farm | COOPGWF1 | QLD1 | COOPGWF1 | 0 | 300 | 300 | EDENVSF1 | 90.1 | 300 | 300
Collinsville Solar PV Power Station | CSPVPS1 | QLD1 | KEPWF1 | 359.2 | 300 | 300 | CSPVPS1 | 0 | 300 | 300
Daydream Solar Farm | DAYDSF1 | QLD1 | KEPWF1 | 356.1 | 300 | 300 | DAYDSF1 | 0 | 300 | 300
Darling Downs | DDPS1 | QLD1 | COOPGWF1 | 69.2 | 300 | 300 | DDSF1 | 2.9 | 300 | 300
Darling Downs Solar Farm | DDSF1 | QLD1 | COOPGWF1 | 71.8 | 300 | 300 | DDSF1 | 0 | 300 | 300
Dulacca Wind Farm | DULAWF1 | QLD1 | DULAWF1 | 0 | 82 | 158 | GANGARR1 | 42.7 | 300 | 300
Edenvale Solar Park | EDENVSF1 | QLD1 | COOPGWF1 | 90.1 | 300 | 300 | EDENVSF1 | 0 | 300 | 300
Emerald Solar Park | EMERASF1 | QLD1 | DULAWF1 | 388.9 | 114 | 150 | EMERASF1 | 0 | 9 | 42
Gangarri Solar Farm | GANGARR1 | QLD1 | DULAWF1 | 42.7 | 300 | 300 | GANGARR1 | 0 | 300 | 300
Gladstone | GSTONE1 | QLD1 | COOPGWF1 | 321.8 | 300 | 300 | MOUSF1 | 136.9 | 300 | 300
Hamilton Solar Farm | HAMISF1 | QLD1 | KEPWF1 | 354.2 | 300 | 300 | HAMISF1 | 0 | 300 | 300
Haughton Solar Farm Stage 1 | HAUGHT11 | QLD1 | KABANWF1 | 298.2 | 150 | 300 | HAUGHT11 | 0 | 300 | 300
Hayman Solar Farm | HAYMSF1 | QLD1 | KEPWF1 | 353.7 | 300 | 300 | HAYMSF1 | 0 | 300 | 300
Kaban Wind Farm | KABANWF1 | QLD1 | KABANWF1 | 0 | 300 | 300 | KSP1 | 200.1 | 300 | 300
Kareeya | KAREEYA1 | QLD1 | KABANWF1 | 28.9 | 300 | 300 | KSP1 | 196.8 | 300 | 300
Kogan Creek | KPP_1 | QLD1 | COOPGWF1 | 73.8 | 300 | 300 | WDGPH1 | 9.8 | 300 | 300
Lilyvale Solar Farm | LILYSF1 | QLD1 | DULAWF1 | 420.1 | 300 | 300 | LILYSF1 | 0 | 300 | 300
Maryrorough Solar Farm | MARYRSF1 | QLD1 | COOPGWF1 | 107.7 | 173 | 229 | MARYRSF1 | 0 | 11 | 54
Mount Emerald Wind Farm | MEWF1 | QLD1 | MEWF1 | 0 | 300 | 300 | KSP1 | 235.4 | 300 | 300
Middlemount Solar Farm | MIDDLSF1 | QLD1 | DULAWF1 | 439 | 300 | 300 | MIDDLSF1 | 0 | 300 | 300
Millmerran | MPP_1 | QLD1 | COOPGWF1 | 128.6 | 300 | 300 | YARANSF1 | 31.4 | 300 | 300
Oakey 1 Solar Farm | OAKEY1SF | QLD1 | COOPGWF1 | 76.5 | 300 | 300 | OAKEY1SF | 0 | 300 | 300
Oakey 2 Solar Farm | OAKEY2SF | QLD1 | COOPGWF1 | 77.8 | 300 | 300 | OAKEY1SF | 1.5 | 300 | 300
Ross River Solar Farm | RRSF1 | QLD1 | KABANWF1 | 248 | 300 | 300 | RRSF1 | 0 | 300 | 300
Sun Metals Solar Farm | SMCSF1 | QLD1 | KABANWF1 | 251.2 | 300 | 300 | SMCSF1 | 0 | 300 | 300
Susan River Solar Farm | SRSF1 | QLD1 | COOPGWF1 | 194.3 | 187 | 236 | SRSF1 | 0 | 105 | 281
Stanwell | STAN-1 | QLD1 | DULAWF1 | 349.9 | 300 | 300 | MOUSF1 | 113.8 | 300 | 300
Swanbank E | SWAN_E | QLD1 | COOPGWF1 | 157.2 | 300 | 300 | OAKEY1SF | 126 | 300 | 300
Wivenhoe | W/HOE#1 | QLD1 | COOPGWF1 | 135.6 | 300 | 300 | OAKEY1SF | 97.3 | 300 | 300
Wandoan Solar Farm 1 | WANDSF1 | QLD1 | DULAWF1 | 42.4 | 300 | 300 | WANDSF1 | 0 | 300 | 300
Western Downs GPH | WDGPH1 | QLD1 | COOPGWF1 | 82.8 | 300 | 300 | WDGPH1 | 0 | 300 | 300
Whitsunday Solar Farm | WHITSF1 | QLD1 | KEPWF1 | 353.6 | 300 | 300 | WHITSF1 | 0 | 300 | 300
Woolooga Solar Farm | WOOLGSF1 | QLD1 | COOPGWF1 | 121.8 | 300 | 300 | WOOLGSF1 | 0 | 300 | 300
Townsville GT | YABULU | QLD1 | KABANWF1 | 222.7 | 300 | 300 | RRSF1 | 25.4 | 300 | 300
Yarranlea Solar Farm | YARANSF1 | QLD1 | COOPGWF1 | 108.6 | 173 | 229 | YARANSF1 | 0 | 14 | 75
The Bluff Wind Farm | BLUFF1 | SA1 | BLUFF1 | 0 | 300 | 300 | PAREPS1 | 125.2 | 300 | 300
Clements Gap Wind Farm | CLEMGPWF | SA1 | CLEMGPWF | 0 | 164 | 242 | PAREPS1 | 104.5 | 265 | 300
Canunda Wind Farm | CNUNDAWF | SA1 | CNUNDAWF | 0 | 292 | 300 | TB2SF1 | 285.5 | 300 | 300
Goyder South Wind Farm 1A | GSWF1A | SA1 | GSWF1A | 0 | 300 | 300 | PAREPS1 | 169.8 | 300 | 300
Hallett 1 Wind Farm | HALLWF1 | SA1 | HALLWF1 | 0 | 300 | 300 | PAREPS1 | 123.8 | 300 | 300
Lake Bonney Wind Farm Stage 1 | LKBONNY1 | SA1 | LKBONNY3 | 0.7 | 242 | 300 | TB2SF1 | 285.3 | 300 | 300
Lake Bonney Stage 2 Windfarm | LKBONNY2 | SA1 | LKBONNY3 | 1.8 | 243 | 300 | TB2SF1 | 284.3 | 300 | 300
Lake Bonney Stage 3 Wind Farm | LKBONNY3 | SA1 | LKBONNY3 | 0 | 243 | 300 | TB2SF1 | 285.8 | 300 | 300
Port Augusta Renewable Energy Park | PAREPS1 | SA1 | PAREPW1 | 1.8 | 300 | 300 | PAREPS1 | 0 | 300 | 300
Port Augusta Renewable Energy Park | PAREPW1 | SA1 | PAREPW1 | 0 | 300 | 300 | PAREPS1 | 1.8 | 300 | 300
Snowtown Wind Farm Stage 2 North | SNOWNTH1 | SA1 | SNOWTWN1 | 13.2 | 300 | 300 | PAREPS1 | 143 | 300 | 300
Snowtown South Wind Farm | SNOWSTH1 | SA1 | SNOWTWN1 | 16.7 | 300 | 300 | PAREPS1 | 146.7 | 300 | 300
Snowtown Wind Farm Units 1 And 47 | SNOWTWN1 | SA1 | SNOWTWN1 | 0 | 28 | 57 | PAREPS1 | 130.4 | 90 | 170
Willogoleche Wind Farm | WGWF1 | SA1 | WGWF1 | 0 | 300 | 300 | PAREPS1 | 130.9 | 300 | 300
Wattle Point Wind Farm | WPWF | SA1 | WPWF | 0 | 16 | 54 | TB2SF1 | 161.7 | 66 | 123
Cattle Hill Wind Farm | CTHLWF1 | TAS1 | CTHLWF1 | 0 | 300 | 300 | WINTSF1 | 630.9 | 300 | 300
Gordon | GORDON | TAS1 | CTHLWF1 | 87.7 | 300 | 300 | WINTSF1 | 692.6 | 300 | 300
Granville Harbour Wind Farm | GRANWF1 | TAS1 | GRANWF1 | 0 | 300 | 300 | WINTSF1 | 594.7 | 300 | 300
Catagunya | LI_WY_CA | TAS1 | CTHLWF1 | 32.2 | 300 | 300 | WINTSF1 | 661.5 | 300 | 300
Musselroe Wind Farm | MUSSELR1 | TAS1 | MUSSELR1 | 0 | 17 | 45 | GLRWNSF1 | 503.7 | 64 | 165
Poatina | POAT220 | TAS1 | CTHLWF1 | 19.9 | 300 | 300 | WINTSF1 | 611.2 | 300 | 300
Reece | REECE1 | TAS1 | GRANWF1 | 10.1 | 188 | 300 | WINTSF1 | 586.4 | 300 | 300
Tarraleah | TARRALEA | TAS1 | CTHLWF1 | 26.4 | 98 | 132 | WINTSF1 | 645.3 | 131 | 266
Trevallyn | TREVALLN | TAS1 | CTHLWF1 | 85.5 | 300 | 300 | WINTSF1 | 555.1 | 300 | 300
Ararat Wind Farm | ARWF1 | VIC1 | ARWF1 | 0 | 0 | 300 | GANNSF1 | 181.8 | 0 | 21
Bald Hills Wind Farm | BALDHWF1 | VIC1 | BALDHWF1 | 0 | 300 | 300 | WINTSF1 | 250 | 300 | 300
Bannerton Solar Park | BANN1 | VIC1 | MUWAWF2 | 197.5 | 0 | 169 | BANN1 | 0 | 0 | 0
Berrybank Wind Farm | BRYB1WF1 | VIC1 | BRYB2WF2 | 0 | 300 | 300 | NUMURSF1 | 269.9 | 300 | 300
Berrybank 2 Wind Farm | BRYB2WF2 | VIC1 | BRYB2WF2 | 0 | 300 | 300 | NUMURSF1 | 269.9 | 300 | 300
Bulgana Green Power Hub | BULGANA1 | VIC1 | BULGANA1 | 0 | 0 | 251 | GANNSF1 | 163.6 | 0 | 15
Crowlands Wind Farm | CROWLWF1 | VIC1 | CROWLWF1 | 0 | 0 | 230 | GANNSF1 | 165.2 | 0 | 19
Dartmouth | DARTM1 | VIC1 | BOCORWF1 | 143.2 | 300 | 300 | GLRWNSF1 | 122.7 | 300 | 300
Dundonnell Wind Farm | DUNDWF1 | VIC1 | DUNDWF2 | 0 | 300 | 300 | GANNSF1 | 247.9 | 300 | 300
Dundonnell Wind Farm | DUNDWF2 | VIC1 | DUNDWF2 | 0 | 300 | 300 | GANNSF1 | 247.9 | 300 | 300
Dundonnell Wind Farm | DUNDWF3 | VIC1 | DUNDWF2 | 0 | 300 | 300 | GANNSF1 | 247.9 | 300 | 300
Eildon | EILDON1 | VIC1 | ELAINWF1 | 175.1 | 300 | 300 | WINTSF1 | 84.7 | 300 | 300
Elaine Wind Farm | ELAINWF1 | VIC1 | ELAINWF1 | 0 | 300 | 300 | NUMURSF1 | 217.9 | 300 | 300
Gannawarra Solar Farm | GANNSF1 | VIC1 | MUWAWF2 | 152.9 | 168 | 300 | GANNSF1 | 0 | 28 | 300
Kiamal Solar Farm | KIAMSF1 | VIC1 | KIATAWF1 | 163.7 | 44 | 281 | KIAMSF1 | 0 | 0 | 7
Kiata Wind Farm | KIATAWF1 | VIC1 | KIATAWF1 | 0 | 18 | 283 | KIAMSF1 | 163.7 | 0 | 20
Laventon North | LNGS1 | VIC1 | ELAINWF1 | 69.2 | 300 | 300 | NUMURSF1 | 196.6 | 300 | 300
Loy Yang A | LYA1 | VIC1 | BALDHWF1 | 77.3 | 300 | 300 | WINTSF1 | 198.8 | 300 | 300
Macarthur Wind Farm | MACARTH1 | VIC1 | MACARTH1 | 0 | 300 | 300 | GANNSF1 | 294.3 | 300 | 300
Bogong | MCKAY1 | VIC1 | BOCORWF1 | 171.2 | 300 | 300 | GLRWNSF1 | 102.1 | 300 | 300
Mt Mercer Wind Farm | MERCER01 | VIC1 | MERCER01 | 0 | 300 | 300 | NUMURSF1 | 233 | 300 | 300
Moorabool Wind Farm | MOORAWF1 | VIC1 | MOORAWF1 | 0 | 300 | 300 | NUMURSF1 | 210.5 | 300 | 300
Mortlake | MORTLK11 | VIC1 | MRTLSWF1 | 18.9 | 300 | 300 | GANNSF1 | 277.9 | 300 | 300
Mortlake South Wind Farm | MRTLSWF1 | VIC1 | MRTLSWF1 | 0 | 300 | 300 | GANNSF1 | 268.2 | 300 | 300
Mt Gellibrand Wind Farm | MTGELWF1 | VIC1 | MTGELWF1 | 0 | 300 | 300 | NUMURSF1 | 276.2 | 300 | 300
Murray | MURRAY | VIC1 | BOCORWF1 | 107.7 | 300 | 300 | WAGGNSF1 | 125.6 | 300 | 300
Murra Warra Wind Farm | MUWAWF1 | VIC1 | MUWAWF2 | 0 | 0 | 182 | GANNSF1 | 152.9 | 0 | 12
Murra Warra Wind Farm Stage 2 | MUWAWF2 | VIC1 | MUWAWF2 | 0 | 0 | 145 | GANNSF1 | 152.9 | 0 | 12
Newport | NPS | VIC1 | ELAINWF1 | 78.5 | 300 | 300 | NUMURSF1 | 194 | 300 | 300
Oaklands Hill Wind Farm | OAKLAND1 | VIC1 | OAKLAND1 | 0 | 287 | 300 | GANNSF1 | 243.2 | 300 | 300
Salt Creek Wind Farm | SALTCRK1 | VIC1 | SALTCRK1 | 0 | 283 | 300 | GANNSF1 | 258.9 | 300 | 300
Stockyard Hill Wind Farm | STOCKYD1 | VIC1 | STOCKYD1 | 0 | 300 | 300 | GANNSF1 | 205.6 | 300 | 300
Wemen Solar Farm | WEMENSF1 | VIC1 | MUWAWF2 | 182.9 | 0 | 169 | WEMENSF1 | 0 | 0 | 0
Yendon Wind Farm | YENDWF1 | VIC1 | YENDWF1 | 0 | 300 | 300 | NUMURSF1 | 208.4 | 300 | 300
Yallourn | YWPS1 | VIC1 | BALDHWF1 | 71.8 | 300 | 300 | WINTSF1 | 187.3 | 300 | 300

## Figure 1,6
Figure 1,6 | Overview of indicator types considered in the 2025 ELI Report

## Figure 2,15
Figure 2,15 | Overview of NEM congestion and curtailment for calendar year 2024
Congestion based on Annual NEM Constraint Report, at https://aemo.com.au/energy-systems/electricity/national-electricity-market-nem/system-operations/congestion-information-resource/statistical-reporting-streams#:~:text=AEMO%20publishes%20this%20summary%20spreadsheet%20annually%20to%20provide,transmission%20congestion%20related%20issues%20for%20each%20calendar%20year.
Curtailment based on Quarterly Energy Dynamics, at https://aemo.com.au/energy-systems/major-publications/quarterly-energy-dynamics-qed

## Figure 3,16
Figure 3 | Historical hosting capacity indicator in NEM for wind (left) and hybrid wind/BESS (right)
Figure 16 | Historical hosting capacity indicator in NEM for solar (top-left), hybrid solar/BESS (top-right), wind (bottom-left) and hybrid wind/BESS (bottom-right)
See underlying hosting capacity data on 'Hist Hosting Cap Indicator' sheet, here: |  | Historical Hosting Potential Results based on 2024 constraint headroom dispatch data

## Figure 4,18,19
Figure 4 | Projected curtailment outcomes for solar in near term (left) and medium term (right) operating conditions
Figure 18 | Projected curtailment outcomes for solar in near term (left) and medium term (right) operating conditions
Figure 19 | Projected curtailment outcomes in the medium term operating conditions, for solar (left) and wind (right)
See underlying projected curtailment data across both horizons on 'Proj Curtailment' sheets, here: |  | Near Term Projected Curtailment Outcomes
Medium Term Projected Curtailment Outcomes

## Figure 5,97
Figure 5 | Indicative timeline of ELI consultation activities and publications

## Figure 7
Figure 7 |  | Proposed projects by NEM region and technology as of April 2025 Generation Information (GW)
Region | Battery | Coal | Gas | Biomass | Other | Water | Solar | Wind
New South Wales | 38.4156 | 0 | 2.135 | 0 | 0.718 | 5.967 | 15.8663 | 36.228
Queensland | 41.649 | 0.99 | 0.73997 | 0 | 3.786 | 5.036 | 22.4568 | 30.219
South Australia | 9.8288 | 0 | 0.79 | 0 | 0 | 0 | 5.8162 | 2.735
Tasmania | 0.72905 | 0 | 0 | 0 | 0 | 3.95 | 0.78208 | 5.5188
Victoria | 19.7254 | 0 | 2.083 | 0 | 0.8 | 0 | 7.1785 | 41.5197
Proposed projects based on the April 2025 Generation Information, at https://aemo.com.au/energy-systems/electricity/national-electricity-market-nem/nem-forecasting-and-planning/forecasting-and-planning-data/generation-information

## Figure 8
Figure 8 |  | Underway NEM connections projects by stage and type of generation or storage technology as of December 2024 NEM Connections Scorecard (GW)
Stage | Solar | Solar and Battery | Wind | Wind and Battery | Battery | Hydro | Other
Application | 3.2915 | 3.525 | 2.6841 | 0 | 7.57 | 2 | 0.209
Proponent Implementation | 7.2394 | 1.4139 | 2.8126 | 0.4 | 6.9825 | 0.4 | 0.07
Registration | 1.8852 | 0.08 | 0.255 | 0 | 2.49 | 0.314 | 0.6695
Commissioning to Full Output | 1.2909 | 0 | 2.516 | 0 | 1.5 | 0.0086 | 0.04
Underway projects based on the December 2024 NEM Connections Scorecard, at https://aemo.com.au/energy-systems/electricity/national-electricity-market-nem/participate-in-the-market/network-connections/connections-scorecard

## Figure 9
Figure 9 | Connection projects pipeline across the NEM (as at December 2024)
Connection application metrics are based on the December 2024 NEM Connections Scorecard, at https://aemo.com.au/energy-systems/electricity/national-electricity-market-nem/participate-in-the-market/network-connections/connections-scorecard

## Figure 10
Figure 10 |  | Actual and forecast coal generation capacity in the NEM, Step Change scenario to 2049-50 (GW)
| 2009-10 | 2010-11 | 2011-12 | 2012-13 | 2013-14 | 2014-15 | 2015-16 | 2016-17 | 2017-18 | 2018-19 | 2019-20 | 2020-21 | 2021-22 | 2022-23 | 2023-24 | 2024-25 | 2025-26 | 2026-27 | 2027-28 | 2028-29 | 2029-30 | 2030-31 | 2031-32 | 2032-33 | 2033-34 | 2034-35 | 2035-36 | 2036-37 | 2037-38 | 2038-39 | 2039-40 | 2040-41 | 2041-42 | 2042-43 | 2043-44 | 2044-45 | 2045-46 | 2046-47 | 2047-48 | 2048-49 | 2049-50
New South Wales | 12289 | 12289 | 12289 | 11449 | 11449 | 10305 | 10305 | 10305 | 10305 | 10305 | 10305 | 10305 | 10305 | 8305 | 8305 | 8305 | 5425 | 5425 | 5455 | 4135 | 2790 | 2105 | 1420 | 1420 | 1420 | 1420 | 1420 | 690 | 0 | 0 | 0 | 0 | 0 | 0 | 0 | 0 | 0 | 0 | 0 | 0 | 0
Queensland | 8840 | 8840 | 8340 | 8160 | 8160 | 8130 | 8130 | 8130 | 8130 | 8130 | 8130 | 8130 | 8130 | 8130 | 8130 | 8130 | 8130 | 8130 | 6785 | 6420 | 5860 | 4600 | 4320 | 3240 | 1596 | 0 | 0 | 0 | 0 | 0 | 0 | 0 | 0 | 0 | 0 | 0 | 0 | 0 | 0 | 0 | 0
Victoria | 6929 | 6929 | 6929 | 6929 | 6929 | 6740 | 6580 | 4820 | 4820 | 4820 | 4820 | 4820 | 4820 | 4820 | 4820 | 4820 | 4820 | 4820 | 4240 | 2790 | 2790 | 2790 | 2210 | 2210 | 0 | 0 | 0 | 0 | 0 | 0 | 0 | 0 | 0 | 0 | 0 | 0 | 0 | 0 | 0 | 0 | 0
South Australia | 786 | 786 | 786 | 786 | 786 | 786 | 0 | 0 | 0 | 0 | 0 | 0 | 0 | 0 | 0 | 0 | 0 | 0 | 0 | 0 | 0 | 0 | 0 | 0 | 0 | 0 | 0 | 0 | 0 | 0 | 0 | 0 | 0 | 0 | 0 | 0 | 0 | 0 | 0 | 0 | 0
Progressive Change | [15 empty] | 21255 | 18375 | 18375 | 16865 | 13410 | 10650 | 9390 | 9110 | 8030 | 5020 | 3696 | 3696 | 3696 | 3696 | 3696 | 3696 | 2276 | 2276 | 2276 | 2276 | 2276 | 2276 | 2276 | 1696 | 1696 | 1696
Step Change | [15 empty] | 21255 | 18375 | 18375 | 16480 | 13345 | 11440 | 9495 | 7950 | 6870 | 3016 | 1420 | 1420 | 690 | 0 | 0 | 0 | 0 | 0 | 0 | 0 | 0 | 0 | 0 | 0 | 0 | 0
Green Energy Exports | [15 empty] | 21255 | 18375 | 18375 | 12945 | 9066 | 5721 | 2236 | 426 | 426 | 0 | 0 | 0 | 0 | 0 | 0 | 0 | 0 | 0 | 0 | 0 | 0 | 0 | 0 | 0 | 0 | 0
Announced retirements (2022 ISP) | [15 empty] | 21276 | 18411 | 18411 | 18411 | 16261 | 14941 | 14941 | 14941 | 14941 | 12201 | 12201 | 10521 | 9821 | 8671 | 8671 | 8671 | 7281 | 7281 | 6537 | 6172 | 5807 | 3217 | 2852 | 1692 | 1692 | 1692
Announced retirements (2024 ISP) | [15 empty] | 21255 | 21255 | 21255 | 18405 | 16255 | 16255 | 16255 | 16255 | 16255 | 12220 | 12220 | 8330 | 7630 | 6480 | 6480 | 6480 | 5060 | 5060 | 4316 | 3951 | 3586 | 3221 | 2856 | 1696 | 1696 | 1696
Forecast based on 2024 ISP, at https://aemo.com.au/energy-systems/major-publications/integrated-system-plan-isp/2024-integrated-system-plan-isp | bar: 2009-10 to Actual and forecast coal generation capacity in the NEM, Step Change scenario to 2049-50 (GW) 2021-22

## Figure 11
Figure 11 |  | Historical and forecast capacity in the NEM, Step Change scenario, 2009-10 to 2049- 50 (GW)
Notes: 1. Flexible gas includes gas-powered generation and potential hydrogen capacity. 2. "CER storage" means consumer energy resources such as batteries and electric vehicles.
3. Projections for "Rooftop solar and other distributed solar" and "CER storage" are forecast based on unit costs, consumer trends and assumptions about payments received to participate in the electricity market.
| 2008-09 | 2009-10 | 2010-11 | 2011-12 | 2012-13 | 2013-14 | 2014-15 | 2015-16 | 2016-17 | 2017-18 | 2018-19 | 2019-20 | 2020-21 | 2021-22 | 2022-23 | 2023-24 | 2024-25 | 2025-26 | 2026-27 | 2027-28 | 2028-29 | 2029-30 | 2030-31 | 2031-32 | 2032-33 | 2033-34 | 2034-35 | 2035-36 | 2036-37 | 2037-38 | 2038-39 | 2039-40 | 2040-41 | 2041-42 | 2042-43 | 2043-44 | 2044-45 | 2045-46 | 2046-47 | 2047-48 | 2048-49 | 2049-50
Black coal | 21775 | 21715 | 21715 | 21435 | 21243 | 20993 | 19373 | 19373 | 19373 | 19373 | 19373 | 19373 | 19373 | 19373 | 18823 | 16435 | 16435 | 13555 | 13555 | 12240 | 10555 | 8650 | 6705 | 5740 | 4660 | 3016 | 1420 | 1420 | 690 | 0 | 0 | 0 | 0 | 0 | 0 | 0 | 0 | 0 | 0 | 0 | 0 | 0
Brown coal | 8013 | 8013 | 8013 | 8013 | 8013 | 8013 | 8013 | 7848 | 6855 | 5095 | 5095 | 5095 | 5095 | 5095 | 5095 | 4820 | 4820 | 4820 | 4820 | 4240 | 2790 | 2790 | 2790 | 2210 | 2210 | 0 | 0 | 0 | 0 | 0 | 0 | 0 | 0 | 0 | 0 | 0 | 0 | 0 | 0 | 0 | 0 | 0
Mid-merit gas | 4654 | 4834 | 4834 | 4834 | 4834 | 4834 | 4834 | 4834 | 4834 | 4834 | 4834 | 4834 | 4594 | 4474 | 4354 | 4254.9 | 4254.9 | 4254.9 | 3274.9 | 3066.9 | 3066.9 | 3066.9 | 3066.9 | 3066.9 | 3066.9 | 3066.9 | 3066.9 | 3066.9 | 2681.9 | 2152.9 | 2152.9 | 1508.5 | 1508.5 | 1508.5 | 1508.5 | 1068.5 | 1068.5 | 424 | 180 | 180 | 180 | 180
Flexible gas | 5939 | 5962 | 6306 | 6306 | 6306 | 6306 | 7010 | 7146 | 7269 | 7269 | 7479 | 7479 | 7657 | 7750 | 7577 | 8282.6 | 8282.56 | 8482.56 | 8682.56 | 8546.06 | 8546.06 | 8546.06 | 8830.06 | 8830.06 | 9119.3402 | 9718.4002 | 10437.9494 | 11374.2797 | 12435.3396 | 13496.4002 | 14556.4002 | 14381.4002 | 14900.9543 | 14900.9543 | 15868.0145 | 16929.0743 | 16643.6343 | 16520.4343 | 15802.4343 | 15218.4343 | 15327.8067 | 14808.8067
Hydro | 8153 | 8153 | 8153 | 8153 | 8153 | 8153 | 8153 | 8153 | 8153 | 8153 | 8153 | 8153 | 8153 | 8153 | 8153 | 6837.1 | 6837.12 | 6837.12 | 6837.12 | 6837.12 | 6837.12 | 6837.12 | 7227.12 | 7227.12 | 7227.12 | 7227.12 | 7227.12 | 7227.12 | 7227.12 | 7140.72 | 7140.72 | 7140.72 | 7140.72 | 7140.72 | 7070.72 | 7070.72 | 7070.72 | 7070.72 | 7070.72 | 7070.72 | 7070.72 | 7070.72
Utility storage | 817 | 817 | 817 | 817 | 817 | 817 | 817 | 817 | 967 | 1052 | 1077 | 1077 | 1555 | 1571 | 2317 | 2386.9 | 3491.08 | 8017.3725 | 9894.7473 | 12740.2072 | 16408.282 | 17906.1457 | 19050.6634 | 21162.2494 | 21298.6636 | 21216.8336 | 21527.0556 | 21413.4697 | 21370.0697 | 21911.6636 | 21693.0777 | 21693.0777 | 21693.0777 | 21381.0777 | 21327.0978 | 20983.9639 | 21474.5019 | 18597.6975 | 16083.0368 | 14174.7936 | 13030.3943 | 12006.7955
Coordinated CER storage | [15 empty] | 221.6 | 465.2902 | 865.1398 | 1338.8408 | 1937.1426 | 2620.4451 | 3743.8874 | 4770.5792 | 5846.4555 | 7042.298 | 8361.489 | 9839.4935 | 11464.7489 | 12977.4193 | 14627.4357 | 16413.6581 | 18060.1322 | 19750.714 | 21472.4509 | 23272.1116 | 25126.7319 | 27101.7678 | 29164.2065 | 31151.9197 | 33201.6766 | 35298.2059 | 37297.1444
Passive CER storage | [15 empty] | 739.7 | 1026.7851 | 1434.6788 | 1798.3516 | 2148.6049 | 2439.9802 | 2825.589 | 3273.192 | 3688.6152 | 4094.3793 | 4491.9036 | 4888.3217 | 5284.4391 | 5584.992 | 5880.2881 | 6156.0939 | 6351.5587 | 6499.6072 | 6620.7486 | 6708.9065 | 6769.5487 | 6827.6668 | 6886.0221 | 6890.1006 | 6892.7872 | 6852.4034 | 6778.0103
Offshore wind | [15 empty] | 0 | 0 | 0 | 0 | 0 | 0 | 0 | 1000 | 2000 | 2666.6667 | 3333.3333 | 4000 | 5000 | 6000 | 6999.9999 | 8000 | 9000 | 9000 | 9000 | 9000 | 9000 | 9000 | 9000 | 9000 | 9000 | 9000 | 9000
Onshore wind | 481 | 1903 | 2114 | 2554 | 3284 | 3503 | 3609 | 3952 | 4636 | 5598 | 6638 | 8385 | 9281 | 10095 | 10469 | 11969.8 | 12951.23 | 14253 | 20711.7108 | 24619.5993 | 30942.4071 | 39258.5908 | 42671.1005 | 43077.8887 | 44661.2997 | 46124.7751 | 52402.6022 | 53262.9538 | 53035.9031 | 52972.9031 | 52191.4231 | 51864.7231 | 51794.1221 | 51607.8121 | 52759.1069 | 51742.7672 | 54455.7862 | 55520.1148 | 55968.4059 | 55976.6666 | 59171.6585 | 59527.0647
Utility solar | 0 | 0 | 0 | 0 | 0 | 102 | 155 | 211 | 318 | 2046 | 3071 | 4829 | 6042 | 7468 | 7923 | 9449.4 | 9542.84 | 10566.52 | 12357.4778 | 13034.8314 | 13034.2714 | 15582.1351 | 21037.7277 | 22248.7316 | 22942.2585 | 24421.5888 | 26268.6879 | 27604.2727 | 31144.6956 | 31096.1956 | 30946.1656 | 31166.5098 | 33673.7029 | 35826.7298 | 39602.7444 | 44287.9675 | 47877.038 | 52315.2937 | 51918.3847 | 53769.5138 | 56345.8712 | 58263.2802
Rooftop solar and other distributed solar | 48.7574 | 216.861 | 927.2292 | 1654.6588 | 2485.1079 | 3202.3068 | 3871.5975 | 4452.4811 | 5238.8493 | 6539.8235 | 8324.8494 | 10796.9715 | 13879.8689 | 16475.0758 | 19192.7047 | 21308.2 | 23481.9123 | 25655.6307 | 27915.6045 | 30593.118 | 33321.8 | 36061.942 | 38515.1395 | 40888.6865 | 43439.3295 | 45834.5735 | 48326.8475 | 50769.207 | 53107.711 | 55428.2045 | 57785.07 | 60155.3295 | 62437.2545 | 64778.106 | 67027.776 | 69285.5375 | 71808.1875 | 74544.509 | 77217.9095 | 80001.295 | 82839.644 | 85741.994
Biomass | [15 empty] | 0 | 0 | 0 | 0 | 0 | 0 | 0 | 0 | 30 | 30 | 270 | 360 | 450 | 450 | 450 | 450 | 450 | 450 | 450 | 450 | 450 | 450 | 450 | 450 | 450 | 450 | 450
Dispatchable capacity | 49351 | 49494 | 49838 | 49558 | 49366 | 49116 | 48200 | 48171 | 47451 | 45776 | 46011 | 46011 | 46427 | 46416 | 46319 | 44148 | 45539.7302 | 47832.8824 | 49459.1281 | 50810.9898 | 52253.007 | 53176.6831 | 54232.4226 | 56061.9649 | 56759.7918 | 55040.2329 | 56097.6085 | 58693.7682 | 60172.9087 | 62181.8295 | 64860.3859 | 65734.1001 | 67999.866 | 69456.7829 | 72150.6138 | 74329.97 | 76539.744 | 74993.3682 | 73535.9507 | 73127.2244 | 74227.7569 | 74717.3266
Demand-side participation | [15 empty] | 910 | 953.78 | 1000.79 | 1055.96 | 1203.56 | 1429.2 | 1636.57 | 1792.1 | 1949.18 | 2105.47 | 2163.49 | 2219.09 | 2277.25 | 2341.06 | 2402.71 | 2453.63 | 2500.27 | 2555.9 | 2603.08 | 2654.17 | 2700.98 | 2730.62 | 2766.31 | 2797.84 | 2831.6 | 2870.63 | 2903.86
Progressive Change | [16 empty] | 89486.4763 | 94962.1695 | 101817.8613 | 110030.4284 | 120051.7191 | 124776.7793 | 126718.7154 | 131597.7657 | 133173.693 | 135544.0405 | 140632.1382 | 143399.4945 | 144877.9228 | 146578.1583 | 147864.4258 | 149117.4235 | 149434.0527 | 154145.3972 | 158278.4539 | 162655.9921 | 167907.0082 | 164540.8868 | 162701.8409 | 165180.0279 | 170541.1791 | 177399.21
Step Change | [16 empty] | 92542.4976 | 99742.7119 | 112242.2728 | 121207.1434 | 131991.4657 | 146904.9401 | 160729.5823 | 167965.8869 | 174563.7253 | 179246.4071 | 191984.0678 | 200614.6408 | 209046.2103 | 214559.4208 | 219939.1385 | 224272.2212 | 231404.5526 | 237290.1793 | 247249.1475 | 255415.7908 | 266508.4224 | 273259.3079 | 274530.7514 | 278767.487 | 288437.3339 | 294027.6759
Green Energy Exports | [16 empty] | 93015.4488 | 101106.461 | 130731.0886 | 146396.2155 | 167900.3501 | 193716.9517 | 224641.9275 | 239937.433 | 253033.4091 | 262072.367 | 275779.7375 | 288194.8117 | 302616.5622 | 311288.3545 | 317183.5102 | 335545.0035 | 358497.392 | 377034.9809 | 394963.0035 | 427600.6314 | 468071.0874 | 481501.413 | 495599.1306 | 516617.4091 | 532006.4745 | 582910.3513
Forecast based on 2024 ISP, at https://aemo.com.au/energy-systems/major-publications/integrated-system-plan-isp/2024-integrated-system-plan-isp | bar: 2008-09 to 2030-31

## Figure 12
Figure 12 | Projected capacity (left), annual energy (centre), and annual storage production (right), under the 2024 ISP Step Change projected build, 2030
Forecast based on 2024 ISP, at https://aemo.com.au/energy-systems/major-publications/integrated-system-plan-isp/2024-integrated-system-plan-isp

## Figure 13
Figure 13 | Projected VRE build in the 2024 ISP Step Change scenario in 2029-30 (left) and 2039-40 (right)
Forecast based on 2024 ISP, at https://aemo.com.au/energy-systems/major-publications/integrated-system-plan-isp/2024-integrated-system-plan-isp

## Figure 14
Figure 14 |  | Average curtailment of semi-scheduled wind and solar generation in the NEM, calendar year 2024
Generator name | Solar | Wind
Molong Solar Farm | 53.8% | #N/A
Manildra solar Farm | 37.9% | #N/A
Bannerton Solar Park | 35.77% | #N/A
Wemen Solar Farm | 33.96% | #N/A
Parkes Solar Farm | 18.68% | #N/A
Goonumbla Solar Farm | 18.52% | #N/A
Sebastopol Solar Farm | 17.37% | #N/A
Wyalong Solar Farm | 16.95% | #N/A
Junee Solar Farm | 15.06% | #N/A
Wagga North Solar Farm | 14.32% | #N/A
West Wyalong Solar Farm | 14.2% | #N/A
Bomen Solar Farm | 13.47% | #N/A
Karadoc Solar Farm | 12.95% | #N/A
Yatpool Solar Farm | 12.74% | #N/A
Broken Hill Solar Plant | 11.14% | #N/A
Limondale Solar Farm 2 | 10.98% | #N/A
Limondale Solar Farm 1 | 10.65% | #N/A
Gunnedah Solar Farm | 9.972% | #N/A
SUNRAYSIA SF | 8.131% | #N/A
Finley Solar Farm | 6.833% | #N/A
Kiamal Solar Farm | 6.022% | #N/A
Corowa Solar Farm | 4.984% | #N/A
Hillston Sun Farm | 4.929% | #N/A
Mt Mercer Wind Farm | #N/A | 4.831%
Darlington Point Solar Farm | 4.24% | #N/A
Murra Warra Wind Farm | #N/A | 4.176%
Murra Warra Wind Farm Stage 2 | #N/A | 4.114%
Jemalong Solar Project | 4.081% | #N/A
Crowlands Wind Farm | #N/A | 4.071%
Wellington North Solar Farm | 3.917% | #N/A
Walla Walla Solar Farm 1 | 3.681% | #N/A
Wattle Point Wind Farm | #N/A | 3.641%
Ararat Wind Farm | #N/A | 0.035911
Silverton Wind Farm | #N/A | 0.034062
New England Solar Farm | 3.318% | #N/A
Walla Walla Solar Farm 2 | 3.024% | #N/A
Wunghnu Solar Farm | 3% | #N/A
Mt Millar Wind Farm | #N/A | 2.943%
Crookwell 3 Wind Farm | #N/A | 2.846%
Suntop Solar Farm | 2.811% | #N/A
Bango 999 Wind Farm | #N/A | 2.74%
Avonlie Solar Farm | 2.727% | #N/A
New England Solar Farm | 2.64% | #N/A
Hawkesdale Wind Farm | #N/A | 2.567%
Crookwell 2 Wind Farm | #N/A | 2.149%
Emerald Solar Park | 2.145% | #N/A
Haughton Solar Farm Stage 1 | 2.09% | #N/A
Bango 973 Wind Farm | #N/A | 2.074%
Kiata Wind Farm | #N/A | 1.852%
Gannawarra Solar Farm | 1.819% | #N/A
Wollar Solar Farm | 1.756% | #N/A
Willogoleche Wind Farm | #N/A | 1.603%
Morgan-Whyalla Pipeline Pumping Station No 1 | 1.48% | #N/A
Macarthur Wind Farm | #N/A | 1.461%
Snowtown Wind Farm Units 1 And 47 | #N/A | 1.392%
Mount Emerald Wind Farm | #N/A | 1.355%
Berrybank 2 Wind Farm | #N/A | 1.338%
Morgan-Whyalla Pipeline Pumping Station No 2 | 1.334% | #N/A
Port Augusta Renewable Energy Park | #N/A | 1.33%
Ryan Corner Wind Farm | #N/A | 1.269%
Rugby Run Solar Farm | 1.241% | #N/A
Moorabool Wind Farm | #N/A | 1.18%
Gullen Range Wind Farm | #N/A | 1.174%
Glenrowan West Solar Farm | 1.169% | #N/A
Morgan-Whyalla Pipeline Pumping Station No 3 | 1.077% | #N/A
Kennedy Energy Park | 1.062% | #N/A
Rye Park Renewable Energy | #N/A | 1.034%
Mannum 2 Solar Farm | 1.009% | #N/A
Ross River Solar Farm | 0.9825% | #N/A
Cathedral Rocks | #N/A | 0.9795%
Kidston Solar Project | 0.9789% | #N/A
Elaine Wind Farm | #N/A | 0.9726%
Columboola Solar Farm | 0.9587% | #N/A
Middlemount Solar Farm | 0.9529% | #N/A
Coleambally Solar Farm | 0.9224% | #N/A
Collinsville Solar PV Power Station | 0.9093% | #N/A
Kaban Wind Farm | #N/A | 0.9029%
Daydream Solar Farm | 0.9009% | #N/A
Sun Metals Solar Farm | 0.8964% | #N/A
Gullen Range Solar Farm | 0.8958% | #N/A
Goyder South Wind Farm 1A | #N/A | 0.8902%
Bulgana Green Power Hub | #N/A | 0.8894%
Collector Wind Farm 1 | #N/A | 0.8769%
Clare Solar Farm | 0.8399% | #N/A
Gullen Range Wind Farm | #N/A | 0.8142%
Gangarri Solar Farm | 0.8109% | #N/A
Hayman Solar Farm | 0.7978% | #N/A
Port Augusta Renewable Energy Park | 0.7618% | #N/A
Whitsunday Solar Farm | 0.7002% | #N/A
Hamilton Solar Farm | 0.6963% | #N/A
Stockyard Hill Wind Farm | #N/A | 0.6841%
Gunning Wind Farm | #N/A | 0.6839%
Wellington Solar Farm | 0.6573% | #N/A
Boco Rock Wind Farm | #N/A | 0.6458%
Morgan-Whyalla Pipeline Pumping Station No 4 | 0.6384% | #N/A
Musselroe Wind Farm | #N/A | 0.6253%
Dundonnell Wind Farm | #N/A | 0.0060387
Crudine Ridge Wind Farm | #N/A | 0.0059888
Clermont Solar Farm | 0.5987% | #N/A
Dundonnell Wind Farm | #N/A | 0.5812%
Dundonnell Wind Farm | #N/A | 0.5658%
Nevertire Solar Farm | 0.5547% | #N/A
Maryrorough Solar Farm | 0.5252% | #N/A
Golden Plains Wind Farm East | #N/A | 0.5198%
Waterloo Wind Farm | #N/A | 0.5018%
Flyers Creek Wind Farm | #N/A | 0.4692%
Beryl Solar Farm | 0.4416% | #N/A
Mortlake South Wind Farm | #N/A | 0.4152%
Western Downs GPH | 0.4124% | #N/A
Oaklands Hill Wind Farm | #N/A | 0.3857%
White Rock Wind Farm | #N/A | 0.3816%
Metz Solar Farm | 0.3711% | #N/A
Tailem Bend 2 Hybrid Renewable Power Station | 0.3651% | #N/A
Yendon Wind Farm | #N/A | 0.3471%
Goyder South Wind Farm 1B | #N/A | 0.3455%
Berrybank Wind Farm | #N/A | 0.3328%
Yarranlea Solar Farm | 0.3127% | #N/A
Darling Downs Solar Farm | 0.3123% | #N/A
Moree Solar Farm | 0.2821% | #N/A
Moura Solar Farm | 0.2821% | #N/A
Kennedy Energy Park | #N/A | 0.2798%
Lincoln Gap Wind Farm | #N/A | 0.2659%
Hallett 2 Wind Farm | #N/A | 0.2656%
Lilyvale Solar Farm | 0.2634% | #N/A
Lincoln Gap Wind Farm | #N/A | 0.2603%
Childers Solar Farm | 0.2428% | #N/A
Girgarre Solar Farm | 0.2351% | #N/A
Mt Gellibrand Wind Farm | #N/A | 0.2332%
Clements Gap Wind Farm | #N/A | 0.0021634
Bodangora Wind Farm | #N/A | 0.0021583
Kingaroy Solar Farm | 0.2155% | #N/A
Woolooga Solar Farm | 0.2094% | #N/A
Bungala Two Solar Farm | 0.2094% | #N/A
Adelaide Desalination Plant | 0.2076% | #N/A
Bungala One Solar Farm | 0.1936% | #N/A
Hallett 1 Wind Farm | #N/A | 0.1926%
Lake Bonney Wind Farm Stage 1 | #N/A | 0.1856%
Lake Bonney Stage 2 Windfarm | #N/A | 0.1841%
Numurkah Solar Farm | 0.1801% | #N/A
Wandoan Solar Farm 1 | 0.1778% | #N/A
North Brown Hill Wind Farm | #N/A | 0.1765%
Susan River Solar Farm | 0.1751% | #N/A
Lake Bonney Stage 3 Wind Farm | #N/A | 0.1717%
Snowtown South Wind Farm | #N/A | 0.1628%
Warwick Solar Farm 2 | 0.1586% | #N/A
Glenrowan Solar Farm | 0.1583% | #N/A
Dulacca Wind Farm | #N/A | 0.1514%
Snowtown Wind Farm Stage 2 North | #N/A | 0.1419%
Warwick Solar Farm 1 | 0.1387% | #N/A
Salt Creek Wind Farm | #N/A | 0.09878%
Granville Harbour Wind Farm | #N/A | 0.09722%
Nyngan Solar Plant | 0.09698% | #N/A
Taralga Wind Farm | #N/A | 0.0934%
Oakey 1 Solar Farm | 0.08561% | #N/A
Canunda Wind Farm | #N/A | 0.08325%
Woodlawn Wind Farm | #N/A | 0.05876%
Oakey 2 Solar Farm | 0.05873% | #N/A
Tailem Bend Solar Project 1 | 0.0586% | #N/A
Winton Solar Farm | 0.04961% | #N/A
White Rock Solar Farm | 0.04704% | #N/A
Murray Bridge-Onkaparinga Pipeline Pumping Station No 2 | 0.0458% | #N/A
Mannum - Adelaide Pipeline Pumping Station No 2, PV Units 1-6 | 0.04094% | #N/A
Edenvale Solar Park | 0.0394% | #N/A
Cattle Hill Wind Farm | #N/A | 0.03352%
Mannum - Adelaide Pipeline Pumping Station No 3, PV Units 1-6 | 0.02736% | #N/A
Coopers Gap Wind Farm | #N/A | 0.02037%
The Bluff Wind Farm | #N/A | 0.0157%
Sapphire Wind Farm | #N/A | 0.01527%
MacIntyre Wind Farm | #N/A | 0.01482%
Hornsdale Wind Farm 2 | #N/A | 0.01175%
Hornsdale Wind Farm 3 | #N/A | 0.009789%
Blue Grass Solar Farm | 0.008145% | #N/A
Hornsdale Wind Farm | #N/A | 6.897e-05
Bald Hills Wind Farm | #N/A | 1.4654e-05
Happy Valley Water Treatment Plant | 0.0004987% | #N/A
Bolivar Waste Water Treatment Plant | 0% | #N/A
Cherry Tree Wind Farm | #N/A | 0%
Clarke Creek Wind Farm | #N/A | 0%
Cohuna Solar Farm | 0% | #N/A
Golden Plains Wind Farm East | #N/A | 0%
Mokoan Solar Farm | 0% | #N/A
Starfish Hill Wind Farm | #N/A | 0%
Stubbo Solar Farm 1 | 0% | #N/A
Stubbo Solar Farm 2 | 0% | #N/A
Curtailment based on Quarterly Energy Dynamics, at https://aemo.com.au/energy-systems/major-publications/quarterly-energy-dynamics-qed

## Figure 17
Figure 17 | Projected network congestion in the near term operating conditions (left) and medium term operating conditions (right)

## Figure 20
Figure 20 | Transmission projects in the optimal development path (2024 ISP)
Transmission projects based on 2024 ISP, at https://aemo.com.au/energy-systems/major-publications/integrated-system-plan-isp/2024-integrated-system-plan-isp

## Figure 21
Figure 21 | Overview of NEM marginal loss factors for generation and corresponding robustness grades
MLF robustness based on 2024 ISP Appendix 3, at https://aemo.com.au/energy-systems/major-publications/integrated-system-plan-isp/2024-integrated-system-plan-isp
MLF values based on MLS for 2025-26 FY, at https://aemo.com.au/energy-systems/electricity/national-electricity-market-nem/market-operations/loss-factors-and-regional-boundaries

## Figure 22
Figure 22 | Overview of NEM marginal loss factors for generation (left), and loads (right)
MLF values based on MLS for 2025-26 FY, at https://aemo.com.au/energy-systems/electricity/national-electricity-market-nem/market-operations/loss-factors-and-regional-boundaries

## Figure 23
Figure 23 | Currently declared system security shortfalls in the NEM
Shortfalls based on 2024 Inertia, System Strength and NSCAS Reports, at https://aemo.com.au/energy-systems/electricity/national-electricity-market-nem/nem-forecasting-and-planning/system-security-planning

## Figure 24
Figure 24 | Overview of shortfalls across the NEM (left), and system strength nodes and unit prices for 2025-26 (right)
Shortfalls based on 2024 Inertia, System Strength and NSCAS Reports, at https://aemo.com.au/energy-systems/electricity/national-electricity-market-nem/nem-forecasting-and-planning/system-security-planning

## Figure 25
Figure 25 | Overview of fault current contribution from current and planned system strength investments across the NEM, by 2027-28 (left), 2029-30 (centre) and 2034-35 (right)

## Figure 26,27
Figure 26 |  | Reliability forecast, all NEM regions, first five years (2024-25 to 2028-29)
Figure 27 |  | Indicative reliability forecasts, all regions, second five years (2029-30 to 2033-34)
2024 ESOO Committed and Anticipated Investments
Financial Year | New South Wales | Queensland | South Australia | Tasmania | Victoria | Reliability Standard | IRM
2024-25 | 0.0011646 | 0.00025528 | 0.0011956 | 5.0972e-06 | 0.00061586 | 0.002 | 0.0006
2025-26 | 2.5865e-05 | 0.00010719 | 0.00035739 | 7.0494e-06 | 0.00052775 | 0.002 | 0.0006
2026-27 | 2.4557e-05 | 3.6223e-05 | 0.0013568 | 4.7584e-06 | 0.00051813 | 0.002 | 0.0006
2027-28 | 0.0022318 | 5.6758e-05 | 1.9819e-05 | 0 | 0.00084041 | 0.002 | 0.0006
2028-29 | 0.0010732 | 6.2809e-05 | 4.5602e-06 | 4.4347e-07 | 0.0020764 | 0.002 | 0.0006
2029-30 | 0.00072624 | 0.00010577 | 1.415e-05 | 2.0953e-06 | 0.0020661 | 0.002 | 0.0006
2030-31 | 0.0019863 | 0.00019589 | 0.00013761 | 1.8669e-06 | 0.0022773 | 0.002 | 0.0006
2031-32 | 0.0027291 | 0.00047725 | 0.00016585 | 1.4266e-07 | 0.0027389 | 0.002 | 0.0006
2032-33 | 0.0030878 | 1.8876e-06 | 0.00052979 | 6.8656e-08 | 0.0041215 | 0.002 | 0.0006
2033-34 | 0.33719 | 0.00049005 | 0.012881 | 1.5798e-06 | 0.0081312 | 0.002 | 0.0006
Reliability forecast based on 2024 ESOO, at https://aemo.com.au/energy-systems/electricity/national-electricity-market-nem/nem-forecasting-and-planning/forecasting-and-reliability/nem-electricity-statement-of-opportunities-esoo

## Figure 28,44,57,70,82,95
Figure 28 |  | Average NEM spot prices – quarterly since 2021 ($/MWh)
| 2021 | 2022 | 2023 | 2024
Q1 | 35.9276 | 86.7293 | 82.6096 | 75.7855
Q2 | 84.82 | 264.0219 | 108.1013 | 133.4265
Q3 | 58.201 | 215.944 | 63.2903 | 118.8833
Q4 | 52.0128 | 92.5339 | 48.2654 | 88.3301
Figure 44 |  | Average New South Wales spot prices – quarterly since 2021 ($/MWh)
| 2021 | 2022 | 2023 | 2024
Q1 | 37.7296 | 87.0934 | 100.5131 | 87.2418
Q2 | 111.1824 | 301.9925 | 137.3059 | 173.1624
Q3 | 78.0015 | 225.2292 | 80.843 | 120.5476
Q4 | 63.1557 | 115.7609 | 65.6654 | 143.1149
Figure 57 |  | Average Queensland spot prices – quarterly since 2021 ($/MWh)
| 2021 | 2022 | 2023 | 2024
Q1 | 42.6475 | 149.5144 | 104.1038 | 118.0511
Q2 | 127.8272 | 322.6951 | 126.2504 | 100.634
Q3 | 80.2604 | 228.1007 | 65.3839 | 100.1503
Q4 | 97.2194 | 120.325 | 67.614 | 127.0485
Figure 70 |  | Average South Australia spot prices – quarterly since 2021 ($/MWh)
| 2021 | 2022 | 2023 | 2024
Q1 | 40.5699 | 70.5842 | 72.2554 | 55.0776
Q2 | 69.8717 | 256.3601 | 123.7931 | 134.967
Q3 | 51.4869 | 232.0344 | 91.9957 | 157.8484
Q4 | 40.8796 | 63.8285 | 32.551 | 52.4454
Figure 82 |  | Average Tasmania spot prices – quarterly since 2021 ($/MWh)
| 2021 | 2022 | 2023 | 2024
Q1 | 33.5764 | 69.781 | 80.2027 | 66.8877
Q2 | 45.1122 | 215.089 | 64.3012 | 130.9814
Q3 | 25.4736 | 202.4455 | 29.2561 | 111.6235
Q4 | 30.3151 | 99.7722 | 49.7924 | 73.6772
Figure 95 |  | Average Victorian spot prices – quarterly since 2021 ($/MWh)
| 2021 | 2022 | 2023 | 2024
Q1 | 25.1148 | 56.6735 | 55.9731 | 51.6695
Q2 | 70.1064 | 223.9728 | 88.856 | 127.3878
Q3 | 55.7824 | 191.9103 | 48.9728 | 104.2465
Q4 | 28.4943 | 62.9829 | 25.704 | 45.3646

## Figure 29
Figure 29 |  | Half-hourly average spot prices in the NEM for calendar year 2024 by time of day ($/MWh)
| New South Wales | South Australia | Tasmania | Queensland | Victoria | NEM
00:00 | 104.1438 | 101.2617 | 93.659 | 110.3802 | 87.1872 | 99.3264
00:30 | 97.1435 | 99.7245 | 89.7781 | 102.0891 | 81.9657 | 94.1402
01:00 | 93.2078 | 94.4947 | 87.8812 | 98.616 | 77.1693 | 90.2738
01:30 | 89.1958 | 88.9758 | 84.8645 | 95.03 | 71.8911 | 85.9915
02:00 | 87.9442 | 85.6961 | 82.1863 | 92.0028 | 68.5822 | 83.2823
02:30 | 86.7215 | 82.4731 | 81.0787 | 89.6669 | 66.6061 | 81.3093
03:00 | 86.397 | 81.4966 | 81.662 | 89.6474 | 65.6589 | 80.9724
03:30 | 87.1785 | 81.7985 | 79.7598 | 89.7839 | 64.439 | 80.592
04:00 | 91.5894 | 85.4598 | 83.6074 | 93.6165 | 69.6117 | 84.7769
04:30 | 94.1611 | 91.4619 | 84.2522 | 99.2495 | 71.6841 | 88.1618
05:00 | 103.8223 | 93.3374 | 90.6328 | 110.5964 | 80.586 | 95.795
05:30 | 105.0072 | 97.0783 | 93.5601 | 117.5008 | 84.4759 | 99.5245
06:00 | 110.3423 | 103.5945 | 101.7216 | 111.5051 | 93.7381 | 104.1803
06:30 | 152.5197 | 104.7428 | 114.0565 | 110.0484 | 97.8332 | 115.8401
07:00 | 159.7892 | 112.7443 | 114.5137 | 99.3238 | 100.6299 | 117.4002
07:30 | 146.1276 | 141.5774 | 122.7968 | 65.7116 | 111.3205 | 117.5068
08:00 | 115.51 | 138.1647 | 132.1545 | 42.4434 | 112.8033 | 108.2152
08:30 | 87.9988 | 114.2601 | 110.737 | 27.4411 | 86.8598 | 85.4593
09:00 | 71.1128 | 74.2207 | 89.8151 | 24.793 | 62.5445 | 64.4972
09:30 | 46.3435 | 38.6756 | 73.98 | 17.1338 | 33.49 | 41.9246
10:00 | 44.0624 | 44.668 | 69.6769 | 11.7905 | 24.8749 | 39.0145
10:30 | 40.0677 | 22.7713 | 63.565 | 9.9714 | 15.7482 | 30.4247
11:00 | 36.8911 | 7.0221 | 59.5973 | 9.1459 | 11.6051 | 24.8523
11:30 | 64.3742 | 9.4486 | 54.8022 | 11.2137 | 5.6402 | 29.0958
12:00 | 41.1825 | -3.6389 | 54.9311 | 10.7002 | 6.6416 | 21.9633
12:30 | 40.3457 | -7.1383 | 72.52 | 11.2827 | 3.6887 | 24.1398
13:00 | 47.3871 | -6.3444 | 70.8227 | 18.3942 | 20.0393 | 30.0598
13:30 | 51.6506 | -4.2687 | 122.1223 | 25.6502 | 52.9585 | 49.6226
14:00 | 65.1426 | 16.3983 | 118.9465 | 36.5134 | 58.8842 | 59.177
14:30 | 143.0813 | 33.9848 | 79.0973 | 49.5143 | 66.4015 | 74.4159
15:00 | 124.0395 | 32.3233 | 68.8122 | 56.2484 | 59.765 | 68.2377
15:30 | 128.1147 | 41.1282 | 75.8594 | 82.0103 | 42.8762 | 73.9978
16:00 | 135.9911 | 60.5494 | 87.7739 | 97.3189 | 63.9321 | 89.1131
16:30 | 232.1649 | 91.9017 | 104.9952 | 151.0589 | 98.6148 | 135.7471
17:00 | 298.4897 | 118.1254 | 112.5425 | 219.707 | 141.3536 | 178.0436
17:30 | 482.3905 | 188.6493 | 130.7551 | 413.8794 | 197.4431 | 282.6235
18:00 | 507.1087 | 282.5666 | 142.8443 | 548.0265 | 191.7787 | 334.465
18:30 | 361.304 | 332.2348 | 129.4578 | 425.9294 | 181.8363 | 286.1524
19:00 | 258.2164 | 243.2636 | 118.0554 | 242.0763 | 148.3051 | 201.9834
19:30 | 187.8235 | 236.5251 | 116.7478 | 164.1398 | 127.8681 | 166.6209
20:00 | 141.0219 | 232.0629 | 116.0628 | 155.8575 | 122.6958 | 153.5402
20:30 | 131.9249 | 194.9361 | 112.8602 | 139.9034 | 114.0582 | 138.7366
21:00 | 130.0323 | 160.3832 | 111.6194 | 137.9637 | 110.9327 | 130.1863
21:30 | 117.382 | 119.8278 | 107.4109 | 123.1197 | 102.0654 | 113.9612
22:00 | 122.0869 | 117.38 | 104.7287 | 136.2012 | 99.5142 | 115.9822
22:30 | 118.1689 | 113.8253 | 100.4454 | 135.0073 | 93.9567 | 112.2807
23:00 | 112.3869 | 107.2984 | 99.2966 | 125.5953 | 94.343 | 107.784
23:30 | 109.9252 | 108.2669 | 98.1666 | 116.3662 | 95.1913 | 105.5833

## Figure 30
Figure 30 |  | Quarterly FCAS costs by region
Quarter/Year | New South Wales | Queensland | South Australia | Tasmania | Victoria
Q4 22 | 19 | 14 | 36 | 16 | 13
Q1 23 | 13 | 10 | 2 | 6 | 8
Q2 23 | 12 | 11 | 3 | 5 | 8
Q3 23 | 12 | 11 | 3 | 6 | 9
Q4 23 | 11 | 10 | 2 | 5 | 8
Q1 24 | 8 | 6 | 7 | 3 | 5
Q2 24 | 5 | 30 | 2 | 5 | 4
Q3 24 | 6 | 6 | 6 | 5 | 4
Q4 24 | 3 | 47 | 1 | 7 | 2
Prices based on Quarterly Energy Dynamics for Q4 2024, at https://aemo.com.au/energy-systems/major-publications/quarterly-energy-dynamics-qed

## Figure 31
Figure 31 |  | Negative price occurrence in the NEM for calendar year 2024 by time of day
| New South Wales | Queensland | South Australia | Tasmania | Victoria
00:00 | 0% | 0% | 5.738% | 4.645% | 5.464%
00:05 | 0% | 0% | 5.464% | 3.552% | 4.645%
00:10 | 0% | 0% | 6.011% | 3.552% | 5.738%
00:15 | 0% | 0% | 6.831% | 4.098% | 5.738%
00:20 | 0% | 0% | 6.557% | 4.098% | 5.191%
00:25 | 0% | 0% | 6.284% | 4.372% | 5.464%
00:30 | 0% | 0% | 7.104% | 4.645% | 6.557%
00:35 | 0% | 0% | 6.284% | 4.645% | 5.738%
00:40 | 0% | 0% | 6.011% | 3.825% | 5.191%
00:45 | 0% | 0% | 6.011% | 3.279% | 6.284%
00:50 | 0% | 0% | 7.65% | 4.372% | 7.104%
00:55 | 0% | 0% | 7.104% | 4.645% | 7.104%
01:00 | 0% | 0% | 7.65% | 4.645% | 7.377%
01:05 | 0% | 0% | 7.65% | 3.825% | 7.104%
01:10 | 0% | 0% | 6.284% | 4.645% | 6.011%
01:15 | 0% | 0% | 7.104% | 3.825% | 7.104%
01:20 | 0% | 0% | 8.197% | 5.464% | 8.47%
01:25 | 0% | 0% | 8.197% | 5.191% | 8.47%
01:30 | 0% | 0% | 9.016% | 5.738% | 9.016%
01:35 | 0% | 0% | 8.743% | 4.918% | 9.016%
01:40 | 0% | 0.2732% | 9.563% | 6.011% | 9.836%
01:45 | 0% | 0% | 9.016% | 6.011% | 9.563%
01:50 | 0% | 0% | 10.11% | 6.557% | 10.38%
01:55 | 0% | 0% | 9.29% | 6.284% | 9.29%
02:00 | 0.2732% | 0% | 9.29% | 6.284% | 9.29%
02:05 | 0% | 0% | 9.29% | 6.011% | 9.563%
02:10 | 0% | 0% | 9.016% | 5.191% | 9.29%
02:15 | 0% | 0% | 10.11% | 6.831% | 9.836%
02:20 | 0% | 0% | 9.563% | 5.464% | 10.11%
02:25 | 0% | 0% | 12.02% | 5.738% | 11.75%
02:30 | 0% | 0% | 11.75% | 7.104% | 11.2%
02:35 | 0% | 0% | 12.02% | 5.464% | 11.48%
02:40 | 0% | 0% | 11.75% | 6.831% | 11.2%
02:45 | 0% | 0% | 11.48% | 5.464% | 11.2%
02:50 | 0.2732% | 0% | 11.2% | 6.557% | 11.2%
02:55 | 0% | 0% | 11.48% | 6.557% | 11.48%
03:00 | 0% | 0% | 11.75% | 5.738% | 11.2%
03:05 | 0.2732% | 0% | 12.02% | 5.738% | 11.75%
03:10 | 0% | 0% | 12.02% | 6.557% | 11.48%
03:15 | 0% | 0% | 12.84% | 4.918% | 12.57%
03:20 | 0% | 0% | 11.75% | 5.191% | 12.02%
03:25 | 0% | 0% | 12.02% | 4.098% | 11.48%
03:30 | 0% | 0% | 12.02% | 4.645% | 11.48%
03:35 | 0% | 0% | 13.11% | 5.738% | 12.84%
03:40 | 0% | 0% | 12.84% | 5.738% | 12.3%
03:45 | 0.2732% | 0% | 12.3% | 5.464% | 11.75%
03:50 | 0.2732% | 0.2732% | 12.84% | 6.011% | 12.57%
03:55 | 0% | 0% | 13.11% | 5.738% | 12.3%
04:00 | 0% | 0% | 12.57% | 6.831% | 12.02%
04:05 | 0% | 0% | 11.75% | 6.284% | 10.93%
04:10 | 0% | 0% | 12.3% | 6.831% | 12.02%
04:15 | 0% | 0% | 12.02% | 6.011% | 11.2%
04:20 | 0% | 0% | 11.2% | 5.191% | 10.11%
04:25 | 0% | 0% | 12.84% | 6.557% | 11.75%
04:30 | 0% | 0% | 11.48% | 6.557% | 11.2%
04:35 | 0% | 0% | 11.75% | 5.738% | 11.2%
04:40 | 0% | 0% | 11.2% | 5.464% | 10.66%
04:45 | 0.2732% | 0% | 12.02% | 4.645% | 11.75%
04:50 | 0% | 0% | 11.2% | 4.918% | 10.66%
04:55 | 0% | 0% | 11.2% | 4.918% | 10.66%
05:00 | 0% | 0% | 10.38% | 5.738% | 9.563%
05:05 | 0.2732% | 0% | 10.11% | 5.191% | 9.29%
05:10 | 0% | 0% | 10.11% | 4.372% | 9.29%
05:15 | 0% | 0% | 10.38% | 4.372% | 9.016%
05:20 | 0% | 0% | 9.836% | 4.645% | 9.016%
05:25 | 0% | 0% | 9.836% | 3.552% | 8.47%
05:30 | 0% | 0% | 9.016% | 2.459% | 7.65%
05:35 | 0.2732% | 0% | 9.836% | 4.098% | 8.47%
05:40 | 0.5464% | 0.5464% | 9.29% | 3.825% | 7.923%
05:45 | 0.5464% | 0.2732% | 9.016% | 3.279% | 6.831%
05:50 | 0.5464% | 0.5464% | 9.016% | 2.732% | 7.65%
05:55 | 0.2732% | 0.5464% | 8.47% | 2.459% | 6.831%
06:00 | 1.366% | 1.093% | 8.743% | 2.186% | 6.284%
06:05 | 2.459% | 2.732% | 9.836% | 4.372% | 7.377%
06:10 | 2.186% | 3.005% | 8.197% | 2.732% | 6.284%
06:15 | 3.825% | 4.098% | 9.563% | 3.552% | 8.197%
06:20 | 5.464% | 7.65% | 11.2% | 3.279% | 9.016%
06:25 | 6.831% | 9.29% | 13.93% | 3.279% | 10.93%
06:30 | 7.65% | 10.38% | 14.21% | 3.279% | 10.93%
06:35 | 7.923% | 10.66% | 15.03% | 2.459% | 12.02%
06:40 | 7.377% | 10.66% | 13.66% | 3.552% | 10.93%
06:45 | 8.47% | 12.3% | 14.75% | 3.279% | 13.11%
06:50 | 9.563% | 13.66% | 16.39% | 4.645% | 14.21%
06:55 | 8.47% | 13.66% | 17.21% | 4.098% | 15.03%
07:00 | 10.66% | 15.03% | 19.95% | 4.372% | 18.03%
07:05 | 9.29% | 15.3% | 18.85% | 3.825% | 17.49%
07:10 | 8.197% | 14.21% | 22.13% | 4.918% | 19.4%
07:15 | 8.47% | 16.94% | 25.14% | 5.191% | 22.4%
07:20 | 9.836% | 19.13% | 27.87% | 6.557% | 24.59%
07:25 | 10.11% | 19.95% | 27.6% | 6.557% | 24.59%
07:30 | 12.84% | 22.95% | 28.96% | 6.557% | 27.05%
07:35 | 9.836% | 21.58% | 26.78% | 5.738% | 24.32%
07:40 | 8.47% | 22.95% | 28.14% | 4.645% | 24.86%
07:45 | 11.48% | 25.68% | 29.51% | 4.918% | 26.78%
07:50 | 13.39% | 27.32% | 31.69% | 5.191% | 28.14%
07:55 | 14.48% | 29.78% | 30.33% | 7.65% | 27.6%
08:00 | 15.03% | 32.51% | 33.33% | 6.831% | 30.05%
08:05 | 12.57% | 31.69% | 31.15% | 5.191% | 28.14%
08:10 | 9.836% | 28.14% | 29.23% | 5.738% | 25.41%
08:15 | 10.11% | 28.14% | 32.24% | 6.284% | 28.42%
08:20 | 13.66% | 33.61% | 33.06% | 7.104% | 29.51%
08:25 | 14.21% | 34.7% | 34.43% | 7.923% | 30.87%
08:30 | 13.11% | 34.43% | 34.43% | 7.65% | 30.33%
08:35 | 14.75% | 37.43% | 35.52% | 5.464% | 31.69%
08:40 | 12.84% | 34.15% | 35.79% | 6.284% | 32.79%
08:45 | 16.39% | 37.98% | 37.98% | 8.47% | 34.15%
08:50 | 16.39% | 39.89% | 40.71% | 6.831% | 37.7%
08:55 | 18.58% | 42.9% | 43.17% | 8.47% | 39.62%
09:00 | 18.03% | 44.26% | 44.81% | 8.743% | 40.98%
09:05 | 16.39% | 44.54% | 43.72% | 6.284% | 39.89%
09:10 | 13.39% | 39.07% | 41.8% | 7.65% | 37.43%
09:15 | 16.39% | 42.08% | 45.9% | 9.016% | 41.8%
09:20 | 18.58% | 44.26% | 46.99% | 9.836% | 42.9%
09:25 | 21.04% | 45.36% | 48.09% | 10.66% | 42.35%
09:30 | 22.13% | 47.81% | 51.37% | 9.836% | 45.9%
09:35 | 23.5% | 50% | 52.46% | 7.65% | 47.27%
09:40 | 19.13% | 46.45% | 50.27% | 7.65% | 45.08%
09:45 | 21.04% | 49.73% | 50% | 9.29% | 45.36%
09:50 | 24.04% | 50% | 52.19% | 10.38% | 48.09%
09:55 | 25.14% | 52.73% | 54.92% | 8.743% | 48.91%
10:00 | 25.14% | 54.37% | 57.65% | 10.11% | 51.09%
10:05 | 24.32% | 53.28% | 56.01% | 9.836% | 50.55%
10:10 | 19.95% | 48.09% | 52.19% | 10.11% | 45.36%
10:15 | 22.95% | 50.55% | 55.19% | 9.563% | 49.18%
10:20 | 25.14% | 54.92% | 57.38% | 9.836% | 51.91%
10:25 | 27.05% | 51.91% | 57.92% | 10.93% | 52.19%
10:30 | 27.6% | 54.37% | 56.56% | 12.02% | 51.09%
10:35 | 26.78% | 54.64% | 56.01% | 11.75% | 51.09%
10:40 | 24.32% | 51.37% | 59.29% | 11.48% | 52.73%
10:45 | 27.32% | 53.83% | 59.56% | 10.38% | 53.01%
10:50 | 28.96% | 56.01% | 60.11% | 11.2% | 53.55%
10:55 | 30.33% | 55.19% | 62.02% | 12.57% | 56.28%
11:00 | 29.23% | 54.1% | 62.02% | 12.57% | 56.01%
11:05 | 31.15% | 54.64% | 57.92% | 13.11% | 53.01%
11:10 | 29.23% | 53.01% | 60.38% | 13.11% | 53.28%
11:15 | 30.05% | 53.83% | 61.75% | 12.02% | 54.37%
11:20 | 32.79% | 56.83% | 63.39% | 12.84% | 55.74%
11:25 | 32.51% | 56.56% | 65.03% | 14.75% | 56.56%
11:30 | 30.05% | 53.01% | 63.93% | 15.3% | 54.92%
11:35 | 28.69% | 52.73% | 64.21% | 14.48% | 55.74%
11:40 | 25.41% | 51.37% | 65.03% | 12.84% | 54.92%
11:45 | 25.41% | 49.18% | 64.21% | 13.11% | 55.19%
11:50 | 25.96% | 51.91% | 63.66% | 13.66% | 55.19%
11:55 | 27.05% | 51.37% | 64.75% | 12.84% | 55.46%
12:00 | 25.14% | 51.09% | 66.12% | 15.3% | 55.74%
12:05 | 28.14% | 51.37% | 64.21% | 12.02% | 54.1%
12:10 | 25.96% | 49.45% | 63.39% | 14.75% | 53.83%
12:15 | 29.51% | 52.19% | 64.21% | 13.66% | 54.92%
12:20 | 28.96% | 51.37% | 63.66% | 13.93% | 53.28%
12:25 | 28.14% | 51.91% | 64.75% | 13.66% | 56.28%
12:30 | 27.87% | 53.01% | 63.93% | 14.48% | 55.46%
12:35 | 30.05% | 55.19% | 63.93% | 13.11% | 55.74%
12:40 | 28.14% | 53.83% | 64.75% | 12.3% | 56.83%
12:45 | 27.6% | 52.73% | 62.84% | 13.93% | 55.19%
12:50 | 26.23% | 53.01% | 62.84% | 11.75% | 53.83%
12:55 | 28.14% | 51.91% | 63.66% | 11.75% | 54.37%
13:00 | 27.6% | 49.45% | 64.21% | 12.84% | 55.74%
13:05 | 27.87% | 51.64% | 63.93% | 12.84% | 56.01%
13:10 | 26.78% | 48.63% | 62.84% | 13.11% | 53.83%
13:15 | 24.04% | 47.54% | 63.66% | 14.48% | 53.55%
13:20 | 26.5% | 48.91% | 62.3% | 13.66% | 53.28%
13:25 | 22.68% | 46.45% | 61.75% | 13.39% | 51.37%
13:30 | 23.22% | 43.44% | 63.11% | 13.39% | 52.73%
13:35 | 22.13% | 43.44% | 63.93% | 13.93% | 52.46%
13:40 | 23.22% | 43.44% | 62.84% | 14.75% | 52.19%
13:45 | 20.77% | 41.26% | 63.93% | 12.57% | 51.09%
13:50 | 19.13% | 37.98% | 62.02% | 14.21% | 49.45%
13:55 | 18.03% | 35.25% | 61.75% | 11.2% | 49.18%
14:00 | 16.67% | 34.97% | 60.11% | 11.75% | 48.91%
14:05 | 19.4% | 37.7% | 60.66% | 12.84% | 50%
14:10 | 19.13% | 34.15% | 61.48% | 12.84% | 49.45%
14:15 | 17.76% | 30.87% | 60.11% | 14.21% | 48.91%
14:20 | 16.94% | 29.78% | 58.2% | 13.93% | 47.54%
14:25 | 16.94% | 28.96% | 58.74% | 13.93% | 46.99%
14:30 | 15.3% | 28.14% | 57.92% | 12.57% | 46.45%
14:35 | 18.03% | 32.51% | 56.28% | 13.93% | 45.36%
14:40 | 14.75% | 27.6% | 54.1% | 13.66% | 43.72%
14:45 | 13.39% | 25.41% | 54.1% | 12.84% | 43.72%
14:50 | 13.66% | 24.59% | 52.46% | 12.84% | 44.26%
14:55 | 13.39% | 22.95% | 53.28% | 12.57% | 43.72%
15:00 | 12.84% | 21.04% | 52.73% | 11.75% | 43.17%
15:05 | 18.58% | 29.78% | 53.01% | 12.57% | 43.17%
15:10 | 18.85% | 27.87% | 51.64% | 12.02% | 42.08%
15:15 | 16.12% | 22.68% | 52.19% | 11.75% | 43.17%
15:20 | 15.3% | 21.86% | 50.82% | 11.75% | 42.08%
15:25 | 16.67% | 21.04% | 50.27% | 11.2% | 39.89%
15:30 | 14.21% | 17.49% | 47.27% | 10.93% | 37.16%
15:35 | 16.39% | 19.67% | 50% | 11.48% | 39.89%
15:40 | 14.21% | 17.21% | 48.63% | 12.3% | 37.7%
15:45 | 10.93% | 13.11% | 43.72% | 9.29% | 32.24%
15:50 | 10.93% | 13.66% | 44.26% | 8.197% | 31.42%
15:55 | 8.197% | 11.48% | 41.8% | 7.377% | 30.33%
16:00 | 7.377% | 8.743% | 41.26% | 6.557% | 28.69%
16:05 | 13.66% | 14.48% | 42.35% | 9.29% | 31.97%
16:10 | 13.11% | 13.66% | 41.26% | 8.197% | 31.97%
16:15 | 11.48% | 10.38% | 40.16% | 7.65% | 31.97%
16:20 | 9.29% | 7.377% | 37.98% | 7.104% | 28.96%
16:25 | 8.197% | 6.831% | 35.25% | 7.104% | 25.96%
16:30 | 3.552% | 1.913% | 31.69% | 6.011% | 23.22%
16:35 | 5.464% | 2.459% | 33.88% | 6.557% | 25.96%
16:40 | 5.464% | 1.639% | 31.15% | 6.557% | 23.77%
16:45 | 4.098% | 0.5464% | 30.05% | 4.098% | 21.04%
16:50 | 3.279% | 0% | 28.96% | 3.005% | 19.67%
16:55 | 3.552% | 0% | 26.78% | 2.186% | 17.21%
17:00 | 1.913% | 0% | 23.5% | 2.186% | 14.21%
17:05 | 2.732% | 0.5464% | 24.86% | 4.098% | 16.12%
17:10 | 2.732% | 0% | 24.86% | 4.372% | 16.94%
17:15 | 1.913% | 0.2732% | 21.04% | 4.372% | 15.3%
17:20 | 1.913% | 0% | 19.95% | 3.825% | 13.93%
17:25 | 1.366% | 0% | 18.58% | 3.552% | 12.57%
17:30 | 0.8197% | 0% | 15.57% | 3.005% | 8.743%
17:35 | 1.366% | 0% | 15.85% | 3.279% | 11.75%
17:40 | 1.913% | 0% | 14.21% | 2.732% | 10.11%
17:45 | 2.186% | 0% | 14.21% | 3.005% | 9.29%
17:50 | 2.459% | 0% | 12.3% | 2.186% | 7.65%
17:55 | 1.093% | 0% | 10.93% | 2.732% | 7.923%
18:00 | 0.5464% | 0% | 9.563% | 3.005% | 6.557%
18:05 | 2.459% | 0% | 10.11% | 3.005% | 7.65%
18:10 | 1.913% | 0% | 10.11% | 2.732% | 7.104%
18:15 | 1.093% | 0% | 9.016% | 2.732% | 5.191%
18:20 | 1.913% | 0% | 8.47% | 2.459% | 5.738%
18:25 | 1.639% | 0% | 6.284% | 1.366% | 4.645%
18:30 | 1.093% | 0% | 5.738% | 1.093% | 3.005%
18:35 | 1.366% | 0% | 6.284% | 1.639% | 4.098%
18:40 | 1.366% | 0% | 5.464% | 2.186% | 3.552%
18:45 | 1.093% | 0% | 6.011% | 1.639% | 3.825%
18:50 | 1.093% | 0% | 5.738% | 1.093% | 3.825%
18:55 | 1.366% | 0% | 4.918% | 1.639% | 3.552%
19:00 | 0.8197% | 0% | 4.098% | 1.913% | 2.186%
19:05 | 0.8197% | 0% | 4.645% | 1.366% | 2.186%
19:10 | 1.366% | 0% | 3.825% | 1.366% | 2.186%
19:15 | 1.093% | 0% | 3.552% | 1.639% | 1.913%
19:20 | 0.2732% | 0% | 3.552% | 1.913% | 1.913%
19:25 | 0.8197% | 0% | 3.552% | 1.639% | 2.186%
19:30 | 0.5464% | 0% | 3.552% | 1.366% | 2.186%
19:35 | 0.8197% | 0% | 3.005% | 1.366% | 1.639%
19:40 | 0.5464% | 0% | 3.279% | 1.366% | 2.186%
19:45 | 0.2732% | 0% | 2.732% | 1.093% | 1.639%
19:50 | 0.2732% | 0% | 3.005% | 0.8197% | 2.459%
19:55 | 0.5464% | 0% | 3.279% | 0.8197% | 2.459%
20:00 | 0.5464% | 0% | 3.552% | 0.5464% | 2.459%
20:05 | 0.5464% | 0% | 3.552% | 0.5464% | 1.639%
20:10 | 0.2732% | 0% | 3.005% | 0.8197% | 1.639%
20:15 | 0.2732% | 0% | 2.732% | 1.366% | 1.913%
20:20 | 0.2732% | 0% | 3.279% | 1.093% | 1.913%
20:25 | 0.2732% | 0% | 3.552% | 1.093% | 2.186%
20:30 | 0.2732% | 0% | 3.825% | 1.366% | 2.186%
20:35 | 0.2732% | 0% | 3.279% | 1.913% | 2.186%
20:40 | 0% | 0% | 3.825% | 1.913% | 2.459%
20:45 | 0% | 0% | 3.825% | 1.639% | 1.913%
20:50 | 0.2732% | 0% | 3.825% | 1.913% | 2.459%
20:55 | 0% | 0% | 4.098% | 1.913% | 2.459%
21:00 | 0.5464% | 0% | 4.098% | 2.459% | 3.005%
21:05 | 0% | 0% | 4.372% | 2.186% | 2.732%
21:10 | 0% | 0% | 4.645% | 1.913% | 2.732%
21:15 | 0% | 0% | 4.372% | 1.913% | 3.279%
21:20 | 0.2732% | 0% | 4.918% | 1.639% | 3.005%
21:25 | 0.2732% | 0% | 4.918% | 1.639% | 3.005%
21:30 | 0.2732% | 0% | 4.645% | 1.366% | 3.005%
21:35 | 0.2732% | 0% | 4.372% | 1.366% | 2.459%
21:40 | 0% | 0% | 4.918% | 2.186% | 3.279%
21:45 | 0% | 0% | 5.464% | 2.186% | 4.098%
21:50 | 0.2732% | 0% | 5.191% | 1.639% | 3.825%
21:55 | 0% | 0% | 5.464% | 2.186% | 4.372%
22:00 | 0.5464% | 0% | 6.284% | 2.186% | 4.372%
22:05 | 0% | 0% | 5.464% | 1.913% | 3.825%
22:10 | 0% | 0% | 5.191% | 2.459% | 3.825%
22:15 | 0% | 0% | 4.372% | 1.639% | 3.279%
22:20 | 0% | 0% | 6.011% | 2.732% | 5.191%
22:25 | 0% | 0% | 4.645% | 1.913% | 4.098%
22:30 | 0% | 0% | 5.191% | 1.913% | 4.098%
22:35 | 0% | 0% | 5.191% | 2.186% | 4.098%
22:40 | 0% | 0% | 5.191% | 1.913% | 4.372%
22:45 | 0% | 0% | 5.738% | 2.186% | 4.918%
22:50 | 0% | 0% | 5.464% | 1.913% | 4.098%
22:55 | 0.2732% | 0% | 5.464% | 2.459% | 4.645%
23:00 | 0% | 0% | 6.284% | 2.186% | 4.918%
23:05 | 0% | 0% | 5.464% | 2.186% | 4.098%
23:10 | 0% | 0% | 4.918% | 1.913% | 2.732%
23:15 | 0.2732% | 0% | 5.464% | 2.459% | 2.732%
23:20 | 0.2732% | 0% | 5.738% | 2.459% | 3.279%
23:25 | 0.2732% | 0% | 6.011% | 2.459% | 3.825%
23:30 | 0.2732% | 0% | 4.918% | 2.186% | 3.825%
23:35 | 0% | 0% | 4.918% | 2.459% | 3.825%
23:40 | 0% | 0% | 4.372% | 1.639% | 3.552%
23:45 | 0% | 0% | 5.191% | 2.186% | 4.098%
23:50 | 0% | 0% | 5.464% | 3.552% | 4.918%
23:55 | 0% | 0% | 7.104% | 4.372% | 5.738%

## Figure 32
Figure 32 | Wind resource quality as average wind speed at hub height (left) and solar resource quality as global horizontal irradiance (right)
Resource quality based on 2023 IASR, at https://aemo.com.au/-/media/files/major-publications/isp/2023/2023-inputs-assumptions-and-scenarios-report.pdf

## Figure 33,46,59,72,84
Figure 33 |  | Forecast capacity for New South Wales, Step Change, 2024-25 to 2051-52 (GW)
Capacity (GW) | 2024-25 | 2025-26 | 2026-27 | 2027-28 | 2028-29 | 2029-30 | 2030-31 | 2031-32 | 2032-33 | 2033-34 | 2034-35 | 2035-36 | 2036-37 | 2037-38 | 2038-39 | 2039-40 | 2040-41 | 2041-42 | 2042-43 | 2043-44 | 2044-45 | 2045-46 | 2046-47 | 2047-48 | 2048-49 | 2049-50 | 2050-51 | 2051-52
Black coal | 8.305 | 5.425 | 5.425 | 5.455 | 4.135 | 2.79 | 2.105 | 1.42 | 1.42 | 1.42 | 1.42 | 1.42 | 0.69 | 0 | 0 | 0 | 0 | 0 | 0 | 0 | 0 | 0 | 0 | 0 | 0 | 0 | 0 | 0
Brown coal | 0 | 0 | 0 | 0 | 0 | 0 | 0 | 0 | 0 | 0 | 0 | 0 | 0 | 0 | 0 | 0 | 0 | 0 | 0 | 0 | 0 | 0 | 0 | 0 | 0 | 0 | 0 | 0
Mid-merit gas | 0.44 | 0.44 | 0.44 | 0.44 | 0.44 | 0.44 | 0.44 | 0.44 | 0.44 | 0.44 | 0.44 | 0.44 | 0.44 | 0.44 | 0.44 | 0.44 | 0.44 | 0.44 | 0.44 | 0 | 0 | 0 | 0 | 0 | 0 | 0 | 0 | 0
Flexible gas with CCS | 0 | 0 | 0 | 0 | 0 | 0 | 0 | 0 | 0 | 0 | 0 | 0 | 0 | 0 | 0 | 0 | 0 | 0 | 0 | 0 | 0 | 0 | 0 | 0 | 0 | 0 | 0 | 0
Flexible gas | 2.671 | 2.671 | 2.671 | 2.671 | 2.671 | 2.671 | 2.671 | 2.671 | 3.1999 | 4.261 | 4.261 | 4.261 | 4.791 | 4.791 | 5.851 | 5.851 | 5.851 | 5.851 | 5.851 | 5.851 | 5.9448 | 5.9448 | 5.9448 | 5.9448 | 5.9448 | 5.9448 | 5.9448 | 5.9448
Hydro | 2.285 | 2.285 | 2.285 | 2.285 | 2.285 | 2.285 | 2.285 | 2.285 | 2.285 | 2.285 | 2.285 | 2.285 | 2.285 | 2.285 | 2.285 | 2.285 | 2.285 | 2.285 | 2.285 | 2.285 | 2.285 | 2.285 | 2.285 | 2.285 | 2.285 | 2.285 | 2.285 | 2.285
Utility storage | 0.60699 | 2.6208 | 3.7834 | 5.0292 | 8.699 | 10.2083 | 11.2949 | 11.4085 | 11.2949 | 11.2649 | 11.3785 | 11.2649 | 11.2149 | 11.3285 | 11.2149 | 11.2149 | 11.2149 | 11.2149 | 11.2049 | 11.2685 | 11.6549 | 9.8914 | 8.4152 | 7.9378 | 6.6213 | 5.7316 | 5.7316 | 5.6942
Coordinated CER storage | 0.1602 | 0.3108 | 0.49902 | 0.73543 | 1.008 | 1.4435 | 1.8325 | 2.2404 | 2.6951 | 3.1943 | 3.7598 | 4.3689 | 4.9373 | 5.5521 | 6.2169 | 6.8111 | 7.416 | 8.0292 | 8.6725 | 9.3322 | 10.0336 | 10.7586 | 11.4523 | 12.1663 | 12.8883 | 13.5707 | 13.8538 | 14.1325
Passive CER storage | 0.3521 | 0.49431 | 0.62474 | 0.74505 | 0.84063 | 0.96261 | 1.1132 | 1.253 | 1.3913 | 1.5264 | 1.6626 | 1.7949 | 1.8943 | 1.9906 | 2.0804 | 2.1374 | 2.1771 | 2.2068 | 2.2264 | 2.2361 | 2.2453 | 2.2531 | 2.2428 | 2.2316 | 2.2059 | 2.1686 | 2.2408 | 2.3089
Offshore wind | 0 | 0 | 0 | 0 | 0 | 0 | 0 | 0 | 0 | 0 | 0 | 0 | 0 | 0 | 0 | 0 | 0 | 0 | 0 | 0 | 0 | 0 | 0 | 0 | 0 | 0 | 0 | 0
Wind | 2.7961 | 2.9741 | 5.1804 | 6.434 | 10.943 | 13.3623 | 14.932 | 14.932 | 14.932 | 14.932 | 18.0771 | 18.3378 | 18.2913 | 18.2913 | 18.0888 | 18.0888 | 17.7852 | 17.5989 | 17.605 | 17.046 | 17.4683 | 17.3901 | 17.4213 | 17.4509 | 19.6923 | 19.9507 | 19.9507 | 19.9507
Utility solar | 4.6606 | 5.4527 | 6.511 | 7.1889 | 7.1889 | 9.1117 | 12.568 | 12.568 | 12.568 | 12.568 | 12.568 | 12.7786 | 14.4073 | 14.4073 | 14.2573 | 14.2573 | 15.1593 | 15.1593 | 16.4233 | 18.3141 | 18.4809 | 19.5197 | 20.2306 | 21.5722 | 21.6897 | 21.3359 | 20.8641 | 20.6642
Distributed PV | 7.6706 | 8.4024 | 9.1821 | 10.1566 | 11.1564 | 12.1412 | 13.0042 | 13.838 | 14.732 | 15.5657 | 16.4352 | 17.2846 | 18.0782 | 18.8581 | 19.6472 | 20.4397 | 21.1912 | 21.9522 | 22.6854 | 23.4161 | 24.2481 | 25.1524 | 26.0393 | 26.9634 | 27.8915 | 28.8337 | 29.7666 | 30.7011
Other renewable fuels | 0 | 0 | 0 | 0 | 0 | 0 | 0 | 0.03 | 0.03 | 0.27 | 0.27 | 0.27 | 0.27 | 0.27 | 0.27 | 0.27 | 0.27 | 0.27 | 0.27 | 0.27 | 0.27 | 0.27 | 0.27 | 0.27 | 0.27 | 0.27 | 0.27 | 0.27
Dispatchable capacity | 14.8198 | 14.1205 | 15.4907 | 17.1167 | 19.9261 | 20.6929 | 21.5979 | 21.5789 | 22.5634 | 24.347 | 25.04 | 25.5485 | 25.8844 | 25.939 | 27.5605 | 28.1623 | 28.78 | 29.4002 | 30.0446 | 30.3371 | 31.516 | 30.4797 | 29.6954 | 29.9323 | 29.3451 | 29.1407 | 29.4348 | 29.7001
DSP | 0.35164 | 0.36788 | 0.38729 | 0.50109 | 0.68808 | 0.85503 | 0.96956 | 1.0841 | 1.1985 | 1.2118 | 1.2257 | 1.2387 | 1.2562 | 1.2724 | 1.2828 | 1.2903 | 1.3031 | 1.3101 | 1.3213 | 1.3304 | 1.3277 | 1.3299 | 1.3281 | 1.3283 | 1.3356 | 1.3385 | 1.3496 | 1.3735
Figure 46 | Forecast capacity for New South Wales, Step Change, 2024-25 to 2051-52 (GW) 2025-26: Forecast capacity for Queensland, Step Change, 2024-25 to 2051-52 (GW)
Capacity (GW) | 2024-25 | 2025-26 | 2026-27 | 2027-28 | 2028-29 | 2029-30 | 2030-31 | 2031-32 | 2032-33 | 2033-34 | 2034-35 | 2035-36 | 2036-37 | 2037-38 | 2038-39 | 2039-40 | 2040-41 | 2041-42 | 2042-43 | 2043-44 | 2044-45 | 2045-46 | 2046-47 | 2047-48 | 2048-49 | 2049-50 | 2050-51 | 2051-52
Black coal | 8.13 | 8.13 | 8.13 | 6.785 | 6.42 | 5.86 | 4.6 | 4.32 | 3.24 | 1.596 | 0 | 0 | 0 | 0 | 0 | 0 | 0 | 0 | 0 | 0 | 0 | 0 | 0 | 0 | 0 | 0 | 0 | 0
Brown coal | 0 | 0 | 0 | 0 | 0 | 0 | 0 | 0 | 0 | 0 | 0 | 0 | 0 | 0 | 0 | 0 | 0 | 0 | 0 | 0 | 0 | 0 | 0 | 0 | 0 | 0 | 0 | 0
Mid-merit gas | 1.5979 | 1.5979 | 1.5979 | 1.5979 | 1.5979 | 1.5979 | 1.5979 | 1.5979 | 1.5979 | 1.5979 | 1.5979 | 1.5979 | 1.2129 | 1.2129 | 1.2129 | 1.0685 | 1.0685 | 1.0685 | 1.0685 | 1.0685 | 1.0685 | 0.424 | 0.18 | 0.18 | 0.18 | 0.18 | 0 | 0
Flexible gas with CCS | 0 | 0 | 0 | 0 | 0 | 0 | 0 | 0 | 0 | 0 | 0 | 0 | 0 | 0 | 0 | 0 | 0 | 0 | 0 | 0 | 0 | 0 | 0 | 0 | 0 | 0 | 0 | 0
Flexible gas | 1.9695 | 1.9695 | 2.1695 | 2.1695 | 2.1695 | 2.1695 | 2.6995 | 2.6995 | 2.6995 | 2.4075 | 2.5958 | 3.6134 | 3.8805 | 3.8805 | 3.8805 | 4.1455 | 4.7634 | 4.7634 | 5.8244 | 6.0821 | 5.9506 | 5.9506 | 5.3866 | 5.3866 | 5.3866 | 4.8676 | 4.5216 | 4.5216
Hydro | 0.1564 | 0.1564 | 0.1564 | 0.1564 | 0.1564 | 0.1564 | 0.1564 | 0.1564 | 0.1564 | 0.1564 | 0.1564 | 0.1564 | 0.1564 | 0.07 | 0.07 | 0.07 | 0.07 | 0.07 | 0 | 0 | 0 | 0 | 0 | 0 | 0 | 0 | 0 | 0
Utility storage | 1.7238 | 2.4298 | 2.7298 | 2.8798 | 2.8798 | 2.8839 | 2.9646 | 4.9626 | 4.9626 | 4.9626 | 4.9626 | 4.9626 | 4.9626 | 4.9626 | 4.8626 | 4.8626 | 4.8626 | 4.8626 | 4.8126 | 4.8126 | 4.5126 | 3.8626 | 3.5626 | 3.4126 | 3.6171 | 3.6141 | 3.6141 | 3.5193
Coordinated CER storage | 0.085399 | 0.18333 | 0.28942 | 0.43032 | 0.60162 | 0.9019 | 1.1775 | 1.4617 | 1.7745 | 2.1175 | 2.4831 | 2.8986 | 3.2672 | 3.6697 | 4.1114 | 4.5245 | 4.9546 | 5.3933 | 5.8482 | 6.3162 | 6.8073 | 7.3244 | 7.825 | 8.3423 | 8.8777 | 9.3863 | 9.6046 | 9.8198
Passive CER storage | 0.17868 | 0.27887 | 0.35874 | 0.43993 | 0.51215 | 0.61391 | 0.73279 | 0.84199 | 0.9478 | 1.0511 | 1.1492 | 1.2516 | 1.3248 | 1.397 | 1.4665 | 1.5177 | 1.5576 | 1.5906 | 1.6149 | 1.632 | 1.6473 | 1.6632 | 1.666 | 1.6682 | 1.6606 | 1.6443 | 1.7025 | 1.7577
Offshore wind | 0 | 0 | 0 | 0 | 0 | 0 | 0 | 0 | 0 | 0 | 0 | 0 | 0 | 0 | 0 | 0 | 0 | 0 | 0 | 0 | 0 | 0 | 0 | 0 | 0 | 0 | 0 | 0
Wind | 2.464 | 2.603 | 5.4755 | 6.5714 | 6.9651 | 10.5882 | 12.4558 | 12.5625 | 13.3826 | 14.5871 | 17.4181 | 18.217 | 18.217 | 18.217 | 18.217 | 18.217 | 18.217 | 18.217 | 18.217 | 18.0753 | 20.6308 | 20.7094 | 21.0503 | 21.1739 | 21.2176 | 21.172 | 21.172 | 21.172
Utility solar | 3.1013 | 3.1607 | 3.2616 | 3.261 | 3.2605 | 3.5288 | 5.0124 | 6.237 | 6.9332 | 8.3958 | 9.2802 | 10.3749 | 11.9382 | 11.8897 | 11.8897 | 12.1535 | 12.9312 | 15.1485 | 16.9421 | 17.6013 | 17.8576 | 20.0799 | 19.4709 | 20.7611 | 21.6995 | 24.1731 | 24.0472 | 23.9273
Distributed PV | 6.8501 | 7.3942 | 7.9568 | 8.6234 | 9.3407 | 10.0836 | 10.772 | 11.4264 | 12.1208 | 12.7578 | 13.4136 | 14.0447 | 14.6433 | 15.2255 | 15.8071 | 16.3948 | 16.9745 | 17.582 | 18.1675 | 18.7647 | 19.4227 | 20.1321 | 20.8195 | 21.5394 | 22.28 | 23.0342 | 23.7684 | 24.5076
Other renewable fuels | 0 | 0 | 0 | 0 | 0 | 0 | 0 | 0 | 0 | 0 | 0 | 0.09 | 0.09 | 0.09 | 0.09 | 0.09 | 0.09 | 0.09 | 0.09 | 0.09 | 0.09 | 0.09 | 0.09 | 0.09 | 0.09 | 0.09 | 0.09 | 0.09
Dispatchable capacity | 13.9382 | 14.755 | 15.376 | 14.335 | 14.157 | 13.9185 | 13.5618 | 15.5802 | 14.8295 | 13.2536 | 12.2274 | 13.7703 | 14.041 | 14.3774 | 14.736 | 15.2867 | 16.354 | 16.8113 | 18.2251 | 18.9674 | 19.0405 | 18.2782 | 17.6881 | 18.0715 | 18.8269 | 18.828 | 18.5275 | 18.6606
DSP | 0.27521 | 0.28816 | 0.30299 | 0.31615 | 0.33179 | 0.34894 | 0.36588 | 0.38213 | 0.39869 | 0.41564 | 0.43169 | 0.45139 | 0.47141 | 0.49174 | 0.50867 | 0.52566 | 0.54497 | 0.56354 | 0.58136 | 0.59797 | 0.61154 | 0.62669 | 0.64393 | 0.66001 | 0.67553 | 0.68996 | 0.69715 | 0.70998
Figure 59 | Forecast capacity for Queensland, Step Change, 2024-25 to 2051-52 (GW) 2025-26: Forecast capacity for South Australia, Step Change, 2024-25 to 2051-52 (GW)
Capacity (GW) | 2024-25 | 2025-26 | 2026-27 | 2027-28 | 2028-29 | 2029-30 | 2030-31 | 2031-32 | 2032-33 | 2033-34 | 2034-35 | 2035-36 | 2036-37 | 2037-38 | 2038-39 | 2039-40 | 2040-41 | 2041-42 | 2042-43 | 2043-44 | 2044-45 | 2045-46 | 2046-47 | 2047-48 | 2048-49 | 2049-50 | 2050-51 | 2051-52
Black coal | 0 | 0 | 0 | 0 | 0 | 0 | 0 | 0 | 0 | 0 | 0 | 0 | 0 | 0 | 0 | 0 | 0 | 0 | 0 | 0 | 0 | 0 | 0 | 0 | 0 | 0 | 0 | 0
Brown coal | 0 | 0 | 0 | 0 | 0 | 0 | 0 | 0 | 0 | 0 | 0 | 0 | 0 | 0 | 0 | 0 | 0 | 0 | 0 | 0 | 0 | 0 | 0 | 0 | 0 | 0 | 0 | 0
Mid-merit gas | 1.509 | 1.509 | 0.529 | 0.529 | 0.529 | 0.529 | 0.529 | 0.529 | 0.529 | 0.529 | 0.529 | 0.529 | 0.529 | 0 | 0 | 0 | 0 | 0 | 0 | 0 | 0 | 0 | 0 | 0 | 0 | 0 | 0 | 0
Flexible gas with CCS | 0 | 0 | 0 | 0 | 0 | 0 | 0 | 0 | 0 | 0 | 0 | 0 | 0 | 0 | 0 | 0 | 0 | 0 | 0 | 0 | 0 | 0 | 0 | 0 | 0 | 0 | 0 | 0
Flexible gas | 1.5641 | 1.7641 | 1.7641 | 1.6276 | 1.6276 | 1.6276 | 1.3816 | 1.3816 | 1.1419 | 1.1419 | 1.6719 | 1.5919 | 1.5919 | 1.5919 | 1.5919 | 1.5919 | 1.5919 | 1.5919 | 1.5919 | 1.8042 | 1.5564 | 1.4332 | 1.2792 | 1.2792 | 1.2792 | 1.2792 | 1.242 | 1.242
Hydro | 0 | 0 | 0 | 0 | 0 | 0 | 0 | 0 | 0 | 0 | 0 | 0 | 0 | 0 | 0 | 0 | 0 | 0 | 0 | 0 | 0 | 0 | 0 | 0 | 0 | 0 | 0 | 0
Utility storage | 0.6812 | 0.97618 | 0.97618 | 0.97618 | 0.9822 | 0.97618 | 0.94618 | 0.94618 | 0.94618 | 0.94618 | 0.92118 | 0.92118 | 0.92118 | 0.92118 | 0.92118 | 0.92118 | 0.92118 | 0.90918 | 0.9152 | 0.65848 | 0.81727 | 0.65527 | 0.65527 | 0.65527 | 0.61377 | 0.50277 | 0.50277 | 0.50277
Coordinated CER storage | 0.096353 | 0.13911 | 0.18709 | 0.24647 | 0.31324 | 0.42584 | 0.52994 | 0.6358 | 0.75122 | 0.87571 | 1.0151 | 1.1589 | 1.2918 | 1.4397 | 1.6039 | 1.7534 | 1.9014 | 2.0475 | 2.1991 | 2.3521 | 2.5155 | 2.683 | 2.8419 | 3.0037 | 3.1688 | 3.3259 | 3.3896 | 3.452
Passive CER storage | 0.17457 | 0.21823 | 0.25976 | 0.3029 | 0.34304 | 0.39648 | 0.44525 | 0.48922 | 0.53093 | 0.5708 | 0.61035 | 0.64693 | 0.67411 | 0.70155 | 0.72771 | 0.74589 | 0.75721 | 0.76509 | 0.76932 | 0.77061 | 0.77121 | 0.77126 | 0.76576 | 0.76006 | 0.75025 | 0.73763 | 0.75719 | 0.77545
Offshore wind | 0 | 0 | 0 | 0 | 0 | 0 | 0 | 0 | 0 | 0 | 0 | 0 | 0 | 0 | 0 | 0 | 0 | 0 | 0 | 0 | 0 | 0 | 0 | 0 | 0 | 0 | 0 | 0
Wind | 2.5904 | 2.7306 | 2.8022 | 3.0073 | 3.1605 | 4.127 | 4.1022 | 4.1022 | 4.3516 | 4.4982 | 4.5448 | 4.4724 | 4.2879 | 4.2879 | 4.1289 | 3.8022 | 4.3008 | 4.3008 | 4.5429 | 4.4972 | 4.4972 | 5.2394 | 5.6365 | 5.6365 | 5.7708 | 5.5751 | 5.5751 | 5.5751
Utility solar | 0.6091 | 0.6091 | 0.88886 | 0.88886 | 0.88886 | 0.88886 | 1.4045 | 1.3984 | 1.3984 | 1.3984 | 1.3984 | 1.3984 | 1.5973 | 1.5973 | 1.5973 | 1.5973 | 2.4345 | 2.3606 | 2.4679 | 2.8979 | 5.4353 | 5.4167 | 5.4167 | 5.3375 | 5.3375 | 5.2425 | 5.2615 | 5.2615
Distributed PV | 2.7745 | 2.9446 | 3.127 | 3.3733 | 3.6305 | 3.8941 | 4.1363 | 4.3692 | 4.611 | 4.8468 | 5.0875 | 5.3173 | 5.5272 | 5.7369 | 5.9494 | 6.162 | 6.3618 | 6.5616 | 6.7585 | 6.9562 | 7.176 | 7.4126 | 7.6416 | 7.8761 | 8.1171 | 8.3629 | 8.6029 | 8.8423
Other renewable fuels | 0 | 0 | 0 | 0 | 0 | 0 | 0 | 0 | 0 | 0 | 0 | 0 | 0 | 0 | 0 | 0 | 0 | 0 | 0 | 0 | 0 | 0 | 0 | 0 | 0 | 0 | 0 | 0
Dispatchable capacity | 3.9035 | 4.446 | 3.5192 | 3.4478 | 3.5258 | 3.6381 | 3.4723 | 3.5841 | 3.4657 | 3.5966 | 4.2478 | 4.319 | 4.4597 | 4.0858 | 4.2571 | 4.413 | 4.5679 | 4.7087 | 4.8733 | 4.9881 | 5.0686 | 4.956 | 4.9659 | 5.133 | 5.2617 | 5.3132 | 5.3413 | 5.4052
DSP | 0.05287 | 0.05763 | 0.06286 | 0.06854 | 0.07382 | 0.07956 | 0.08561 | 0.09152 | 0.09742 | 0.10382 | 0.11066 | 0.11801 | 0.12581 | 0.13308 | 0.14012 | 0.14659 | 0.1534 | 0.16012 | 0.16709 | 0.17331 | 0.17942 | 0.18454 | 0.18955 | 0.19484 | 0.19985 | 0.20535 | 0.20691 | 0.20841
Figure 72 | Forecast capacity for South Australia, Step Change, 2024-25 to 2051-52 (GW) 2025-26: Forecast capacity for Tasmania, Step Change, 2024-25 to 2051-52 (GW)
Capacity (GW) | 2024-25 | 2025-26 | 2026-27 | 2027-28 | 2028-29 | 2029-30 | 2030-31 | 2031-32 | 2032-33 | 2033-34 | 2034-35 | 2035-36 | 2036-37 | 2037-38 | 2038-39 | 2039-40 | 2040-41 | 2041-42 | 2042-43 | 2043-44 | 2044-45 | 2045-46 | 2046-47 | 2047-48 | 2048-49 | 2049-50 | 2050-51 | 2051-52
Black coal | 0 | 0 | 0 | 0 | 0 | 0 | 0 | 0 | 0 | 0 | 0 | 0 | 0 | 0 | 0 | 0 | 0 | 0 | 0 | 0 | 0 | 0 | 0 | 0 | 0 | 0 | 0 | 0
Brown coal | 0 | 0 | 0 | 0 | 0 | 0 | 0 | 0 | 0 | 0 | 0 | 0 | 0 | 0 | 0 | 0 | 0 | 0 | 0 | 0 | 0 | 0 | 0 | 0 | 0 | 0 | 0 | 0
Mid-merit gas | 0.208 | 0.208 | 0.208 | 0 | 0 | 0 | 0 | 0 | 0 | 0 | 0 | 0 | 0 | 0 | 0 | 0 | 0 | 0 | 0 | 0 | 0 | 0 | 0 | 0 | 0 | 0 | 0 | 0
Flexible gas with CCS | 0 | 0 | 0 | 0 | 0 | 0 | 0 | 0 | 0 | 0 | 0 | 0 | 0 | 0 | 0 | 0 | 0 | 0 | 0 | 0 | 0 | 0 | 0 | 0 | 0 | 0 | 0 | 0
Flexible gas | 0.178 | 0.178 | 0.178 | 0.178 | 0.178 | 0.178 | 0.178 | 0.178 | 0.178 | 0.178 | 0.178 | 0.178 | 0.178 | 0.178 | 0.178 | 0.178 | 0.058 | 0.058 | 0.058 | 0.058 | 0.058 | 0.058 | 0.058 | 0.058 | 0.058 | 0.058 | 0 | 0
Hydro | 2.1767 | 2.1767 | 2.1767 | 2.1767 | 2.1767 | 2.1767 | 2.5667 | 2.5667 | 2.5667 | 2.5667 | 2.5667 | 2.5667 | 2.5667 | 2.5667 | 2.5667 | 2.5667 | 2.5667 | 2.5667 | 2.5667 | 2.5667 | 2.5667 | 2.5667 | 2.5667 | 2.5667 | 2.5667 | 2.5667 | 2.5667 | 2.5667
Utility storage | 0 | 0 | 0 | 1.254e-08 | 1.627e-08 | 2.915e-08 | 1.0241e-07 | 1.2569e-07 | 3.0118e-07 | 3.0118e-07 | 0.1221 | 0.1221 | 0.1221 | 0.14009 | 0.14009 | 0.14009 | 0.14009 | 0.14009 | 0.14009 | 0.14009 | 0.371 | 0.371 | 0.371 | 0.371 | 0.56905 | 0.56905 | 0.56905 | 0.56905
Coordinated CER storage | 0.0029822 | 0.0062673 | 0.011166 | 0.01802 | 0.026962 | 0.041392 | 0.055553 | 0.071966 | 0.09189 | 0.11519 | 0.14195 | 0.17231 | 0.20323 | 0.23817 | 0.27781 | 0.31686 | 0.35503 | 0.39499 | 0.43734 | 0.48173 | 0.52918 | 0.57889 | 0.62784 | 0.67881 | 0.73145 | 0.78215 | 0.79927 | 0.81605
Passive CER storage | 0.025505 | 0.035122 | 0.044572 | 0.054139 | 0.063262 | 0.076396 | 0.089394 | 0.10134 | 0.11247 | 0.12286 | 0.13227 | 0.14084 | 0.1461 | 0.1508 | 0.15474 | 0.15554 | 0.15781 | 0.15908 | 0.15923 | 0.15836 | 0.15698 | 0.15507 | 0.15143 | 0.1474 | 0.14207 | 0.13561 | 0.14024 | 0.14455
Offshore wind | 0 | 0 | 0 | 0 | 0 | 0 | 0 | 0 | 0 | 0 | 0 | 0 | 0 | 0 | 0 | 0 | 0 | 0 | 0 | 0 | 0 | 0 | 0 | 0 | 0 | 0 | 0 | 0
Wind | 0.56335 | 0.56335 | 1.3224 | 1.3224 | 1.4642 | 2.1218 | 2.1218 | 2.4389 | 2.457 | 2.457 | 2.6187 | 2.6187 | 2.6187 | 2.6187 | 2.6187 | 2.6187 | 2.6187 | 2.6187 | 2.8932 | 2.9526 | 2.8086 | 2.8086 | 2.8859 | 2.8859 | 3.6433 | 3.6433 | 3.3356 | 3.3356
Utility solar | 0 | 0 | 0 | 0 | 0 | 0 | 0 | 0 | 0 | 0 | 0 | 0 | 0 | 0 | 0 | 0 | 0 | 0 | 0 | 0 | 0 | 0 | 0 | 0 | 0 | 0 | 0 | 0
Distributed PV | 0.34675 | 0.38473 | 0.42638 | 0.47741 | 0.53632 | 0.59266 | 0.64033 | 0.6881 | 0.74257 | 0.78944 | 0.84047 | 0.88945 | 0.94354 | 0.9983 | 1.0569 | 1.1154 | 1.1697 | 1.2265 | 1.2777 | 1.3267 | 1.3801 | 1.4381 | 1.495 | 1.5533 | 1.6117 | 1.6706 | 1.726 | 1.7817
Other renewable fuels | 0 | 0 | 0 | 0 | 0 | 0 | 0 | 0 | 0 | 0 | 0 | 0 | 0 | 0 | 0 | 0 | 0 | 0 | 0 | 0 | 0 | 0 | 0 | 0 | 0 | 0 | 0 | 0
Dispatchable capacity | 2.5739 | 2.5794 | 2.5867 | 2.3878 | 2.399 | 2.4156 | 2.8223 | 2.8418 | 2.8648 | 2.891 | 3.0426 | 3.0756 | 3.1093 | 3.165 | 3.2072 | 3.2485 | 3.169 | 3.2117 | 3.257 | 3.3043 | 3.5851 | 3.6372 | 3.6884 | 3.7414 | 3.9946 | 4.0472 | 4.0052 | 4.0206
DSP | 0.00819 | 0.0104 | 0.01281 | 0.01507 | 0.01732 | 0.01955 | 0.02207 | 0.02509 | 0.02822 | 0.03115 | 0.03385 | 0.03648 | 0.03928 | 0.04209 | 0.04455 | 0.04683 | 0.04923 | 0.05194 | 0.0549 | 0.05775 | 0.0602 | 0.06261 | 0.06485 | 0.06692 | 0.06938 | 0.07127 | 0.07016 | 0.06882
Figure 84 | Forecast capacity for Tasmania, Step Change, 2024-25 to 2051-52 (GW) 2025-26: Forecast capacity for Victoria, Step Change, 2024-25 to 2051-52 (GW)
Capacity (GW) | 2024-25 | 2025-26 | 2026-27 | 2027-28 | 2028-29 | 2029-30 | 2030-31 | 2031-32 | 2032-33 | 2033-34 | 2034-35 | 2035-36 | 2036-37 | 2037-38 | 2038-39 | 2039-40 | 2040-41 | 2041-42 | 2042-43 | 2043-44 | 2044-45 | 2045-46 | 2046-47 | 2047-48 | 2048-49 | 2049-50 | 2050-51 | 2051-52
Black coal | 0 | 0 | 0 | 0 | 0 | 0 | 0 | 0 | 0 | 0 | 0 | 0 | 0 | 0 | 0 | 0 | 0 | 0 | 0 | 0 | 0 | 0 | 0 | 0 | 0 | 0 | 0 | 0
Brown coal | 4.82 | 4.82 | 4.82 | 4.24 | 2.79 | 2.79 | 2.79 | 2.21 | 2.21 | 0 | 0 | 0 | 0 | 0 | 0 | 0 | 0 | 0 | 0 | 0 | 0 | 0 | 0 | 0 | 0 | 0 | 0 | 0
Mid-merit gas | 0.5 | 0.5 | 0.5 | 0.5 | 0.5 | 0.5 | 0.5 | 0.5 | 0.5 | 0.5 | 0.5 | 0.5 | 0.5 | 0.5 | 0.5 | 0 | 0 | 0 | 0 | 0 | 0 | 0 | 0 | 0 | 0 | 0 | 0 | 0
Flexible gas with CCS | 0 | 0 | 0 | 0 | 0 | 0 | 0 | 0 | 0 | 0 | 0 | 0 | 0 | 0 | 0 | 0 | 0 | 0 | 0 | 0 | 0 | 0 | 0 | 0 | 0 | 0 | 0 | 0
Flexible gas | 1.9 | 1.9 | 1.9 | 1.9 | 1.9 | 1.9 | 1.9 | 1.9 | 1.9 | 1.73 | 1.73 | 1.73 | 1.9939 | 3.055 | 3.055 | 2.615 | 2.615 | 2.615 | 2.521 | 3.1121 | 3.1121 | 3.1121 | 3.1121 | 2.5281 | 2.6883 | 2.6883 | 2.6883 | 3.747
Hydro | 2.219 | 2.219 | 2.219 | 2.219 | 2.219 | 2.219 | 2.219 | 2.219 | 2.219 | 2.219 | 2.219 | 2.219 | 2.219 | 2.219 | 2.219 | 2.219 | 2.219 | 2.219 | 2.219 | 2.219 | 2.219 | 2.219 | 2.219 | 2.219 | 2.219 | 2.219 | 2.219 | 2.219
Utility storage | 0.47913 | 1.9906 | 2.4054 | 3.855 | 3.8473 | 3.8377 | 3.845 | 3.845 | 4.095 | 4.0432 | 4.1467 | 4.1467 | 4.1533 | 4.1467 | 4.1417 | 4.1417 | 4.1417 | 3.8417 | 3.8417 | 3.6917 | 3.4983 | 3.197 | 2.4585 | 1.2481 | 1.2481 | 1.2281 | 0.62811 | 0.62811
Coordinated CER storage | 0.12036 | 0.22563 | 0.35214 | 0.5069 | 0.6706 | 0.93124 | 1.1751 | 1.4366 | 1.7297 | 2.0587 | 2.4396 | 2.866 | 3.2778 | 3.7278 | 4.2037 | 4.6544 | 5.1236 | 5.6074 | 6.115 | 6.6445 | 7.2161 | 7.8194 | 8.405 | 9.0106 | 9.6319 | 10.2321 | 10.5064 | 10.7766
Passive CER storage | 0.29594 | 0.40814 | 0.51055 | 0.60659 | 0.68089 | 0.7762 | 0.89261 | 1.0031 | 1.1119 | 1.2207 | 1.3339 | 1.4501 | 1.5456 | 1.6404 | 1.7267 | 1.795 | 1.85 | 1.8992 | 1.9391 | 1.9724 | 2.0069 | 2.0434 | 2.0641 | 2.0855 | 2.0936 | 2.0919 | 2.1736 | 2.2511
Offshore wind | 0 | 0 | 0 | 0 | 0 | 0 | 1 | 2 | 2.6667 | 3.3333 | 4 | 5 | 6 | 7 | 8 | 9 | 9 | 9 | 9 | 9 | 9 | 9 | 9 | 9 | 9 | 9 | 9 | 9
Wind | 4.5374 | 5.3819 | 5.9313 | 7.2845 | 8.4096 | 9.0593 | 9.0593 | 9.0593 | 9.5743 | 9.7079 | 9.6802 | 9.6802 | 9.6802 | 9.6172 | 9.1972 | 9.1972 | 8.9089 | 8.9089 | 9.2366 | 8.9861 | 8.7455 | 8.8193 | 9.2293 | 8.8318 | 8.9368 | 9.303 | 8.9895 | 8.9895
Utility solar | 1.1719 | 1.344 | 1.6961 | 1.6961 | 1.6961 | 2.0528 | 2.0528 | 2.0528 | 2.0528 | 2.0528 | 3.1489 | 3.1489 | 3.1489 | 3.1489 | 3.1489 | 3.1489 | 3.4872 | 3.4872 | 4.5878 | 6.2206 | 7.0362 | 7.009 | 7.1121 | 7.1121 | 8.0165 | 7.6406 | 8.0153 | 7.8203
Distributed PV | 5.84 | 6.5297 | 7.2234 | 7.9624 | 8.6579 | 9.3503 | 9.9623 | 10.567 | 11.233 | 11.8749 | 12.5502 | 13.2332 | 13.9156 | 14.6093 | 15.3244 | 16.0434 | 16.7401 | 17.4558 | 18.1387 | 18.8219 | 19.5812 | 20.4093 | 21.2225 | 22.0691 | 22.9394 | 23.8406 | 24.7309 | 25.625
Other renewable fuels | 0 | 0 | 0 | 0 | 0 | 0 | 0 | 0 | 0 | 0 | 0.09 | 0.09 | 0.09 | 0.09 | 0.09 | 0.09 | 0.09 | 0.09 | 0.09 | 0.09 | 0.09 | 0.09 | 0.09 | 0.09 | 0.09 | 0.09 | 0.09 | 0.09
Dispatchable capacity | 10.3044 | 11.932 | 12.4866 | 13.5237 | 12.2452 | 12.5115 | 12.7781 | 12.4771 | 13.0364 | 10.952 | 11.5425 | 11.9845 | 12.6824 | 14.2019 | 14.6869 | 14.211 | 14.6946 | 14.8905 | 15.3163 | 16.2988 | 16.6873 | 17.0001 | 16.856 | 15.6773 | 16.4676 | 17.0563 | 16.7346 | 18.0675
DSP | 0.26587 | 0.27672 | 0.29001 | 0.30271 | 0.31819 | 0.33349 | 0.34898 | 0.36638 | 0.38262 | 0.40106 | 0.4172 | 0.43272 | 0.44835 | 0.4634 | 0.47749 | 0.49089 | 0.5052 | 0.51737 | 0.52952 | 0.54152 | 0.55178 | 0.5626 | 0.57141 | 0.58156 | 0.59023 | 0.59875 | 0.60277 | 0.60681
Forecast based on 2024 ISP, at https://aemo.com.au/energy-systems/major-publications/integrated-system-plan-isp/2024-integrated-system-plan-isp | bar: 2024-25 to Forecast capacity for Victoria, Step Change, 2024-25 to 2051-52 (GW) 2036-37

## Figure 34,47,60,73,85
Figure 34 | Projected generation capacity NSW (MW), under the 2024 ISP Step Change projected build, 2030
Figure 47 | Projected generation capacity QLD (MW), under the 2024 ISP Step Change projected build, 2030
Figure 60 | Projected generation capacity SA (MW), under the 2024 ISP Step Change projected build, 2030
Figure 73 | Projected generation capacity TAS (MW), under the 2024 ISP Step Change projected build, 2030
Figure 85 | Projected generation capacity VIC (MW), under the 2024 ISP Step Change projected build, 2030
Forecast based on 2024 ISP, at https://aemo.com.au/energy-systems/major-publications/integrated-system-plan-isp/2024-integrated-system-plan-isp

## Figure 35,48,61,74,86
Figure 35 | Congestion and curtailment in New South Wales – calendar year 2024
Figure 48 | Congestion and curtailment in Queensland – calendar year 2024
Figure 61 | Congestion and curtailment in South Australia – calendar year 2024
Figure 74 | Congestion and curtailment in Tasmania – calendar year 2024
Figure 86 | Congestion and curtailment in Victoria – calendar year 2024
Congestion based on Annual NEM Constraint Report, at https://aemo.com.au/energy-systems/electricity/national-electricity-market-nem/system-operations/congestion-information-resource/statistical-reporting-streams#:~:text=AEMO%20publishes%20this%20summary%20spreadsheet%20annually%20to%20provide,transmission%20congestion%20related%20issues%20for%20each%20calendar%20year.
Curtailment based on Quarterly Energy Dynamics, at https://aemo.com.au/energy-systems/major-publications/quarterly-energy-dynamics-qed

## Figure 36,49,62,75,87
Figure 36 | Historical hosting capacity indicator in NSW for solar (top-left), hybrid solar/BESS (top-right), wind (bottom-left) and hybrid wind/BESS (bottom-right)
Figure 49 | Historical hosting capacity indicator in QLD for solar (top-left), hybrid solar/BESS (top-right), wind (bottom-left), nd hybrid wind/BESS (bottom-right)
Figure 62 | Historical hosting capacity indicator in SA for solar (top-left), hybrid solar/BESS (top-right), wind (bottom-left) and hybrid wind/BESS (bottom-right)
Figure 75 | Historical hosting capacity indicator in TAS for solar (top-left), hybrid solar/BESS (top-right), wind (bottom-left) and hybrid wind/BESS (bottom-right)
Figure 87 | Historical hosting capacity indicator in VIC for solar (top-left), hybrid solar/BESS (top-right), wind (bottom-left) and hybrid wind/BESS (bottom-right)
See underlying hosting capacity data on 'Hist Hosting Cap Indicator' sheet, here: |  | Historical Hosting Potential Results based on 2024 constraint headroom dispatch data

## Figure 37,50,63,76,87
Figure 37 | Projected network congestion in New South Wales in the near term operating conditions (top) and medium term operating conditions (bottom)
Figure 50 | Projected network congestion in Queensland in the near term operating conditions (left) and the medium term operating conditions (right)
Figure 63 | Projected network congestion in South Australia in the near term operating conditions (left) and the medium term operating conditions (right)
Figure 76 | Projectd network congestion in Tasmania in 2026-28 (left) and 2030-35 (right)
Figure 88 | Projected network congestion in Victoria in 2026-28 (left) and 2030-35 (right)

## F 38,39,51,52,64,65,77,78,89,90
Figure 38 | Projected curtailment outcomes for NSW in the near term operating conditions, for solar (left) and wind (right)
Figure 39 | Projected curtailment outcomes for NSW in the medium term operating conditions, for solar (left) and wind (right)
Figure 51 | Projected curtailment outcomes for Queensland in the near term operating conditions, for solar (left) and wind (right)
Figure 52 | Projected curtailment outcomes for Queensland in the medium term operating conditions, for solar (left) and wind (right)
Figure 64 | Projected curtailment outcomes for South Australia in the near term operating conditions, for solar (left) and wind (right)
Figure 65 | Projected curtailment outcomes for South Australia in the medium term operating conditions, for solar (left) and wind (right)
Figure 77 | Projected curtailment outcomes for Tasmania in the near term operating conditions, for solar (left) and wind (right)
Figure 78 | Projected curtailment outcomes for Tasmania in the medium term operating conditions, for solar (left) and wind (right)
Figure 89 | Projected curtailment outcomes for Victoria in 2026-28, for solar (left) and wind (right)
Figure 90 | Projected curtailment outcomes for Victoria in 2030-35, for solar (left) and wind (right)
See underlying projected curtailment data across both horizons on 'Proj Curtailment' sheets, here: |  | Near Term Projected Curtailment Outcomes
Medium Term Projected Curtailment Outcomes

## Figure 40,53,66,79,91
Figure 40 | System security needs in New South Wales
Figure 53 | System security needs in Queensland
Figure 66 | System security needs in South Australia
Figure 79 | System security needs in Tasmania
Figure 91 | System security needs in Victoria
Security needs based on 2024 Inertia, System Strength and NSCAS Reports, at https://aemo.com.au/energy-systems/electricity/national-electricity-market-nem/nem-forecasting-and-planning/system-security-planning

## Figure 41,54,67,80,92
Figure 41 |  | Forecasts of IBR for 11 years from 2024-25, New South Wales
Node | Type | Existing | 2025 | 2026 | 2027 | 2028 | 2029 | 2030 | 2031 | 2032 | 2033 | 2034 | 2035
Armidale | Solar | 721 | 0 | 633.82 | 639.6157 | 644.1296 | 644.1296 | 644.1297 | 2726.2908 | 2726.2908 | 2726.2908 | 2726.2908 | 2726.2908
| Wind | 442.48 | 0 | 0 | 298.9049 | 523.737 | 2511.6512 | 2924.29 | 3990.5752 | 3990.5752 | 3990.5752 | 3990.5752 | 7201.492
| Battery | 30 | 0 | 0 | 675 | 675 | 675.0001 | 1573.865 | 1573.865 | 1573.865 | 1573.865 | 1543.865 | 1543.865
| Total IBR | 1193 | 0 | 634 | 1614 | 1843 | 3831 | 5142 | 8291 | 8291 | 8291 | 8261 | 11471
Buronga | Solar | 540.78 | 0 | 0 | 94.4528 | 129.4406 | 129.4406 | 129.4406 | 129.4406 | 129.4406 | 129.4406 | 129.4406 | 129.4406
| Wind | 198.94 | 0 | 0 | 70.1697 | 91.5242 | 91.5242 | 91.5242 | 91.5242 | 91.5242 | 91.5242 | 91.5242 | 91.5242
| Battery | 50 | 0 | 50 | 50 | 50 | 50 | 50 | 50 | 50 | 50 | 50 | 50
| Total IBR | 790 | 0 | 50 | 214 | 271 | 271 | 271 | 271 | 271 | 271 | 271 | 271
Darlington Point | Solar | 1457.99 | 346.34 | 696.32 | 1054.4836 | 2177.8392 | 2177.8392 | 2177.8392 | 2177.8392 | 2177.8392 | 2177.8392 | 2177.8392 | 2177.8392
| Wind | 0 | 0 | 0 | 555.4471 | 555.4471 | 555.4471 | 555.4471 | 555.4471 | 555.4471 | 555.4471 | 555.4471 | 555.4471
| Battery | 150 | 10 | 10 | 10 | 10 | 10 | 10 | 10 | 10 | 10 | 10 | 10
| Total IBR | 1608 | 356 | 706 | 1619 | 2743 | 2743 | 2743 | 2743 | 2743 | 2743 | 2743 | 2743
Newcastle | Solar | 0 | 0 | 0 | 7.0403e-06 | 294.141 | 294.141 | 294.141 | 310.7509 | 310.7509 | 310.7509 | 310.7509 | 310.7509
| Wind | 0 | 0 | 0 | 433.0685 | 433.0685 | 433.0685 | 433.0685 | 1004.5201 | 1004.5201 | 1004.5201 | 1004.5201 | 1004.5201
| Battery | 0 | 850.18 | 2050.18 | 2050.1803 | 2050.1803 | 2076.0486 | 2339.6064 | 2339.6064 | 2339.6064 | 2339.6064 | 2339.6064 | 2339.6065
| Total IBR | 0 | 850 | 2050 | 2483 | 2777 | 2803 | 3067 | 3656 | 3656 | 3656 | 3656 | 3656
Sydney West | Solar | 10 | 0 | 0 | 0 | 0 | 0 | 0 | 0 | 0 | 0 | 0 | 0
| Wind | 1724.11 | 57.6 | 347.4 | 653.9454 | 677.3429 | 677.3429 | 677.3429 | 677.3429 | 677.3429 | 677.3429 | 677.3429 | 677.3429
| Battery | 60 | 100.32 | 165.32 | 165.3203 | 165.3203 | 779.1887 | 1042.7468 | 1042.7468 | 1042.7468 | 1042.7468 | 1042.7468 | 1042.7469
| Hydro | 0 | 0 | 0 | 0 | 0 | 1000 | 1000 | 1000 | 1000 | 1000 | 1000 | 1000
| Total IBR | 1794 | 158 | 512 | 819 | 842 | 2456 | 2720 | 2720 | 2720 | 2720 | 2720 | 2720
Wellington | Solar | 1368.28 | 680 | 776.8 | 1536.82 | 1536.82 | 1536.82 | 1992.656 | 3420.1067 | 3420.1067 | 3420.1067 | 3420.1067 | 3420.1067
| Wind | 400.44 | 0 | 414 | 752.4302 | 1074.4241 | 4079.7866 | 5881.2742 | 5881.2742 | 5881.2742 | 5881.2742 | 5881.2742 | 5881.2742
| Battery | 0 | 0 | 76.6 | 1730.1845 | 2207.5857 | 2449.6038 | 2449.623 | 2449.623 | 2449.623 | 2449.623 | 2449.623 | 2449.623
| Total IBR | 1768 | 680 | 1268 | 4019 | 4819 | 8067 | 10324 | 11751 | 11751 | 11751 | 11751 | 11751
Figure 54 |  | Forecasts of IBR for 11 years from 2024-25, Queensland
Node | Type | Existing | 2025 | 2026 | 2027 | 2028 | 2029 | 2030 | 2031 | 2032 | 2033 | 2034 | 2035
Gin Gin | Solar | 471.14 | 541.16 | 790.96 | 790.96 | 790.96 | 790.96 | 790.96 | 881.8215 | 1834.6875 | 1834.6875 | 3225.3149 | 4042.8949
| Wind | 0 | 0 | 0 | 2.5525e-05 | 900 | 900 | 903.8054 | 2616.9161 | 2616.9162 | 2616.9162 | 3175.0873 | 4600
| Battery | 50 | 0 | 400 | 400 | 400 | 400 | 400 | 400 | 400 | 400.0001 | 400.0001 | 400.0002
| Total IBR | 521 | 541 | 1191 | 1191 | 2091 | 2091 | 2095 | 3899 | 4852 | 4852 | 6800 | 9043
Greenbank | Solar | 0 | 0 | 0 | 0 | 0 | 0 | 0 | 0 | 0 | 0 | 0 | 0
| Wind | 0 | 0 | 0 | 0 | 0 | 0 | 0 | 0 | 0 | 0 | 0 | 0
| Battery | 0 | 404.96 | 654.96 | 654.96 | 654.96 | 654.96 | 654.96 | 654.96 | 654.96 | 654.96 | 654.96 | 654.96
| Total IBR | 0 | 405 | 655 | 655 | 655 | 655 | 655 | 655 | 655 | 655 | 655 | 655
Lilyvale | Solar | 388.9 | 0 | 0 | 368 | 368 | 368 | 417.9963 | 712.0348 | 712.0348 | 712.0348 | 712.0348 | 712.0348
| Wind | 0 | 450 | 450 | 450 | 450 | 963.84 | 1555.423 | 1560.5569 | 1560.5569 | 1560.5569 | 2182.8232 | 2225.08
| Battery | 0 | 0 | 0 | 300 | 300 | 300 | 300 | 300 | 300 | 300 | 300 | 300
| Total IBR | 389 | 450 | 450 | 1118 | 1118 | 1632 | 2273 | 2573 | 2573 | 2573 | 3195 | 3237
Ross | Solar | 982.97 | 0 | 0 | 2.0585e-06 | 4.154e-06 | 6.5932e-06 | 1.2911e-05 | 481.798 | 481.798 | 481.798 | 481.798 | 484.798
| Wind | 380.52 | 0 | 0 | 1075.6569 | 1200.6464 | 1372.2494 | 2555.6289 | 2752.6205 | 2810.2903 | 3017.5995 | 3069.6279 | 3277.9743
| Battery | 0 | 0 | 0 | 404 | 404 | 404 | 404 | 404 | 404 | 404 | 404 | 404.0001
| Total IBR | 1364 | 0 | 0 | 1480 | 1605 | 1776 | 2960 | 3639 | 3696 | 3904 | 3956 | 4167
Western Downs | Solar | 1688.56 | 40 | 838.72 | 838.72 | 838.72 | 838.72 | 838.72 | 838.72 | 838.72 | 838.72 | 838.72 | 842.72
| Wind | 625.88 | 1175.4 | 1175.4 | 2565.0547 | 2575.4 | 2575.4 | 4465.0065 | 4465.0065 | 4651.0499 | 5214.4849 | 5214.4849 | 6373.0385
| Battery | 200 | 790.96 | 790.96 | 790.96 | 790.96 | 790.96 | 790.96 | 790.96 | 790.96 | 790.96 | 790.96 | 790.96
| Total IBR | 2515 | 2006 | 2805 | 4195 | 4205 | 4205 | 6095 | 6095 | 6281 | 6844 | 6844 | 8007
Figure 67 |  | Forecasts of IBR for 11 years from 2024-25, South Australia
Node | Type | Existing | 2025 | 2026 | 2027 | 2028 | 2029 | 2030 | 2031 | 2032 | 2033 | 2034 | 2035
Davenport | Solar | 349.2 | 0 | 0 | 357.45 | 357.45 | 357.45 | 357.45 | 873.1359 | 873.1359 | 873.1359 | 873.1359 | 873.1359
| Wind | 556.68 | 0 | 0 | 8.5783e-06 | 2.6609e-05 | 2.6609e-05 | 243.6543 | 221.4143 | 221.4143 | 221.4143 | 229.7961 | 229.7961
| Battery | 0 | 10 | 210 | 210 | 210 | 210 | 210 | 210 | 210 | 210 | 210 | 210
| Total IBR | 906 | 10 | 210 | 567 | 567 | 567 | 811 | 1304 | 1304 | 1304 | 1313 | 1313
Para | Solar | 188.29 | 134.99 | 134.99 | 134.99 | 134.99 | 134.99 | 134.99 | 134.99 | 134.99 | 134.99 | 134.99 | 134.99
| Wind | 357.5 | 0 | 0 | 9.2701e-06 | 21.7466 | 21.7466 | 21.7466 | 21.7466 | 21.7467 | 95.6 | 95.6 | 95.6
| Battery | 323.47 | 0 | 100 | 100 | 100 | 100.0001 | 100.0002 | 100.0002 | 100.0002 | 100.0002 | 100.0002 | 75.0003
| Total IBR | 869 | 135 | 235 | 235 | 257 | 257 | 257 | 257 | 257 | 331 | 331 | 306
Robertstown | Solar | 25.26 | 0 | 0 | 2.0059e-06 | 2.0059e-06 | 3.4129e-06 | 6.3291e-06 | 3.305e-05 | -6.12 | -6.12 | -6.12 | -6.12
| Wind | 1433.81 | 412.5 | 412.5 | 412.5 | 677.1463 | 853.8736 | 1590.2237 | 1590.2237 | 1590.2237 | 1789.7061 | 1914.6433 | 1914.6433
| Battery | 180 | 311 | 371 | 371 | 371 | 371 | 341 | 341 | 341 | 341 | 341 | 341
| Total IBR | 1639 | 724 | 784 | 784 | 1048 | 1225 | 1931 | 1931 | 1925 | 2125 | 2250 | 2250
Figure 80 |  | Forecasts of IBR for 11 years from 2024-25, Tasmania
Node | Type | Existing | 2025 | 2026 | 2027 | 2028 | 2029 | 2030 | 2031 | 2032 | 2033 | 2034 | 2035
Burnie | Solar | 0 | 0 | 0 | 0 | 0 | 0 | 0 | 0 | 0 | 0 | 0 | 0
| Wind | 249.6 | 0 | 0 | 5.5485 | 5.5485 | 14.7464 | 14.7464 | 14.7464 | 134.3105 | 142.3318 | 142.3318 | 386.949
| Battery | 0 | 0 | 0 | 0 | 0 | 0 | 0 | 0 | 0 | 0 | 0 | 0
| Total IBR | 250 | 0 | 0 | 6 | 6 | 15 | 15 | 15 | 134 | 142 | 142 | 387
Georgetown | Solar | 0 | 0 | 0 | 0 | 0 | 0 | 0 | 0 | 0 | 0 | 0 | 0
| Wind | 168 | 0 | 0 | 111.6316 | 111.6316 | 241.7988 | 241.7988 | 241.7988 | 400 | 400 | 400 | 400
| Battery | 0 | 0 | 0 | 0 | 9.5262e-06 | 1.2927e-05 | 2.4507e-05 | 2.4507e-05 | 2.7964e-05 | 3.1227e-05 | 3.1227e-05 | 3.5535e-05
| Total IBR | 168 | 0 | 0 | 112 | 112 | 242 | 242 | 242 | 400 | 400 | 400 | 400
Risdon | Solar | 0 | 0 | 0 | 0 | 0 | 0 | 0 | 0 | 0 | 0 | 0 | 0
| Wind | 0 | 0 | 0 | 0 | 0 | 0 | 0 | 0 | 0 | 0 | 0 | 0
| Battery | 0 | 0 | 0 | 0 | 0 | 0 | 0 | 0 | 0 | 0 | 0 | 0
| Total IBR | 0 | 0 | 0 | 0 | 0 | 0 | 0 | 0 | 0 | 0 | 0 | 0
Waddamana | Solar | 0 | 0 | 0 | 0 | 0 | 0 | 0 | 0 | 0 | 0 | 0 | 0
| Wind | 144 | 0 | 0 | 599.3768 | 599.3768 | 640.5562 | 1304.3255 | 1304.3255 | 1383.2567 | 1392.0455 | 1392.0455 | 1392.0455
| Battery | 0 | 0 | 0 | 0 | 0 | 0 | 0 | 0 | 0 | 0 | 0 | 0
| Total IBR | 144 | 0 | 0 | 599 | 599 | 641 | 1304 | 1304 | 1383 | 1392 | 1392 | 1392
Figure 92 |  | Forecasts of IBR for 11 years from 2024-25, Victoria
Node | Type | Existing | 2025 | 2026 | 2027 | 2028 | 2029 | 2030 | 2031 | 2032 | 2033 | 2034 | 2035
Dederang | Solar | 444.09 | 186.98 | 186.98 | 436.98 | 436.98 | 436.98 | 436.98 | 436.98 | 436.98 | 436.98 | 436.98 | 436.9801
| Wind | 0 | 0 | 0 | 5.3177e-06 | 5.3177e-06 | 1.2399e-05 | 4.6618e-05 | 4.6618e-05 | 5.1388e-05 | 5.6616e-05 | 5.6616e-05 | 8.204e-05
| Battery | 0 | 0 | 0 | 0 | 0 | 0 | 0 | 0 | 0 | 0 | 0 | 0
| Total IBR | 444 | 187 | 187 | 437 | 437 | 437 | 437 | 437 | 437 | 437 | 437 | 437
Hazelwood | Solar | 0 | 0 | 177.8 | 177.8 | 177.8 | 177.8 | 177.8 | 177.8 | 177.8 | 177.8 | 177.8 | 177.8
| Wind | 106.6 | 0 | 0 | 500 | 500 | 1275.7874 | 2000.001 | 3000.001 | 4000.001 | 4666.6677 | 5333.3343 | 5424.3148
| Battery | 200.07 | 0 | 164.8 | 514.8001 | 914.8 | 914.8 | 914.8 | 914.8 | 914.8 | 914.8 | 914.8 | 920.2362
| Total IBR | 307 | 0 | 343 | 1193 | 1593 | 2369 | 3093 | 4093 | 5093 | 5760 | 6426 | 6522
Moorabool | Solar | 0 | 0 | 118.8 | 452.44 | 452.44 | 452.44 | 452.44 | 452.44 | 452.44 | 452.44 | 452.44 | 452.44
| Wind | 4126.36 | 315 | 1143.4 | 1143.4 | 2463.3672 | 2787.0393 | 2787.0393 | 2787.0393 | 2787.0393 | 3400.3245 | 3452.4509 | 3983.6089
| Battery | 350 | 0 | 534.4 | 1150.4 | 1150.4 | 1150.4 | 1150.4 | 1150.4 | 1150.4 | 1150.4 | 1120.4 | 1120.4
| Total IBR | 4476 | 315 | 1796 | 2745 | 4065 | 4389 | 4389 | 4389 | 4389 | 5002 | 5024 | 5556
Red Cliffs | Solar | 682.11 | 95.1 | 245.14 | 245.14 | 245.14 | 245.14 | 503.5023 | 503.5023 | 503.5023 | 503.5023 | 503.5023 | 1590.0301
| Wind | 0 | 0 | 0 | 0 | 0 | 0 | 0 | 0 | 0 | 0 | 0 | 0
| Battery | 25.33 | 185 | 430.04 | 430.04 | 430.04 | 430.04 | 430.04 | 430.04 | 430.04 | 430.04 | 404.71 | 404.71
| Total IBR | 707 | 280 | 675 | 675 | 675 | 675 | 934 | 934 | 934 | 934 | 909 | 1995
Thomastown | Solar | 0 | 0 | 0 | 0 | 0 | 0 | 0 | 0 | 0 | 0 | 0 | 0
| Wind | 57.6 | 0 | 0 | 0 | 0 | 0 | 0 | 0 | 0 | 0 | 0 | 0
| Battery | 205 | 0 | 840 | 840.0001 | 1340 | 1340 | 1340 | 1340 | 1340 | 1340 | 1340 | 1345.4362
| Total IBR | 263 | 0 | 840 | 840 | 1340 | 1340 | 1340 | 1340 | 1340 | 1340 | 1340 | 1345
Forecast based on 2024 System Strength Report, at https://aemo.com.au/energy-systems/electricity/national-electricity-market-nem/nem-forecasting-and-planning/system-security-planning

## Figure 42,55,68,81,93
Figure 42 |  | Projected and required level of fault current available at least 99% of the time, New South Wales (MVA)
Figure 55 |  | Projected and required level of fault current available at least 99% of the time, Queensland (MVA)
Figure 68 |  | Projected and required level of fault current available at least 99% of the time, South Australia (MVA)
Figure 81 |  | Projected and required level of fault current available at least 99% of the time, Tasmania (MVA)
Figure 93 |  | Projected and required level of fault current available at least 99% of the time, Victoria (MVA)
| 2024-25 | 2029-30 | 2034-35 | 2039-40 | Required
Armidale | 3188 | 2849 | 2650 | 2618 | 2800
Darlington Point | 689.7 | 721 | 721 | 721 | 600
Newcastle | 9006.1 | 5297 | 5228 | 5211 | 7100
Sydney West | 9085.5 | 5486 | 5432 | 5416 | 8050
Wellington | 1944 | 1805 | 1804 | 1795 | 1800
Gin Gin | 2200.6 | 1196 | 1058 | 1032 | 2250
Greenbank | 4590 | 1609 | 1504 | 1467 | 3750
Lilyvale | 1181.9 | 800 | 737 | 716 | 1150
Ross | 1321.1 | 917 | 854 | 774 | 1175
Western Downs | 2830.1 | 1243 | 1596 | 1559 | 2550
Davenport | 2016 | 1976 | 1996 | 1996 | 1800
Para | 2249.3 | 2401 | 2461 | 2461 | 2000
Robertstown | 2750.4 | 2703 | 2755 | 2755 | 2000
Burnie | 501.7 | 465 | 451 | 315 | 850
George Town | 794.9 | 637 | 606 | 382 | 1450
Risdon | 983.8 | 772 | 725 | 414 | 1330
Waddamana | 1040.8 | 748 | 720 | 423 | 1400
Dederang | 3851 | 2951 | 2896 | 2896 | 3300
Hazelwood | 8433 | 2608 | 2948 | 2956 | 7150
Moorabool | 4282.5 | 2706 | 3105 | 3104 | 4050
Red Cliffs | 1036 | 1941 | 2003 | 2002 | 1036
Thomastown | 5173 | 2699 | 3041 | 3065 | 4500
Forecast based on 2024 ISP, at https://aemo.com.au/energy-systems/major-publications/integrated-system-plan-isp/2024-integrated-system-plan-isp

## Figure 43,56,69,94
Figure 43 | Locational reliability factors for New South Wales USE for the near term operating conditions (left) and the medium term operating conditions (right)
Figure 56 | Locational reliability factors for Queensland USE for the near term operating conditions (left) and the medium term operating conditions (right)
Figure 69 | Locational reliability factors for South Australia USE for the near term operating conditions (left) and the medium term operating conditions (right)
Figure 94 | Locational reliability factors for Victoria USE for near term operating conditions (left) and the medium term operating conditions (right)
See underlying locational reliability factor data across both horizons on 'LRF' sheets, here: |  | Near Term Locational Reliability Factor Outcomes
Medium TermLocational Reliability Factor Outcomes

## Figure 45,58,71,83,96
Figure 45 | Negative price occurrence and half-hourly average spot price in New South Wales – calendar year 2024
Figure 58 | Negative price occurrence and half-hourly average spot price in Queensland – calendar year 2024
Figure 71 | Negative price occurrence and half-hourly average spot price in South Australia – calendar year 2024
Figure 83 | Negative price occurrence and half-hourly average spot price in Tasmania – calendar year 2024
Figure 96 | Negative price occurrence and half-hourly average spot price in Victoria – calendar year 2024