## Sheet1
Key Connection Information (KCI)
Connection Enquiry / Application | [6 empty] | Connection Proponent |  |  | Whole plant | [6 empty] | Individual Generating Unit
TNSP Name | KCI datafile compilation date time stamp | TNSP Connection Enquiry / Application ID | KCI received in / under NER | KCI data – Connection Applicant Notification Date | KCI data – TNSP Validation Date | Corresponding Connection Enquiry / Application Activity Status | Organisation Name | ABN | ACN | Site Name [1] | Site Location Description | Region to be supplied | Maximum power generation (Lower estimate) | Maximum power generation (Upper estimate) | *Earliest expected forecast completion Date | Latest expected forecast completion Date | Energy Conversion Technology Type | Energy Conversion Technology Sub Type (if known) | Number of individual Generating Units [2] (Lower estimate) | Number of individual Generating Units [3] (Upper estimate) | Electricity Generation Technology Type | Maximum power generation (Lower estimate)2 | Maximum power generation (Upper estimate)3 | Nameplate Capacity (Lower estimate) | Nameplate Capacity (Upper estimate) | AEMO KCI ID
TransGrid | 43819.4903 | TGCE201218 | New connection enquiry (NER 5.3) | 2019-11-18 | 2019-11-18 | Active | Global Power Generation Australia Pty Ltd | 74 130 542 031 | 130 542 031 | Paling Yards Wind Farm | Oberon | NSW1 | 275 |  |  |  | Wind Turbine | Onshore | 55 | 55 | Asynchronous |  |  |  |  | N00001
TransGrid | 202109161600 | TGCE21091616009 | Material change to connection enquiry (NER 5.3.8(d1)) | 2021-08-27 | 2021-08-27 | Active | Global Power Generation Australia Pty Ltd | 74 130 542 031 | 130 542 031 | Paling Yards Wind Farm | Southern part of Oberon Council, along the Goulburn-Taralga-Oberon Road | NSW1 |  | 290 |  | 2024-06-30 | Wind Turbine | Onshore |  | 47 | Asynchronous |  | 6.2 |  |  | N00001
TransGrid | 43909.6021 | TGCE2003190001 | Material change to connection enquiry (NER 5.3.8(d1)) | 2019-12-02 | 2019-12-02 | Complete | FRV Services Australia Pty Ltd | 60 151 469 662 | n/a | Wandoona Solar Farm | Approx 2.5 km away from the Wollar 500/330 kV Substation | NSW1 | n/a | 800 |  | 2022-12-01 | Solar PV | Other | 136 | 136 | Asynchronous |  | 7 |  | 3.5 | N00002
TransGrid | 43909.6021 | TGCE2003190002 | Material change to connection enquiry (NER 5.3.8(d1)) | 2020-12-20 | 2020-12-20 | Complete | RES Australia Pty Ltd | 55 106 637 754 | n/a | Tara Springs Wind Farm | On Oxley Highway between townships of Bendemeer and Walcha Road in north NSW | NSW1 | 268 | 402 |  | 2024-03-01 | Wind Turbine | Onshore | 67 | 67 | Asynchronous | 4 | 6 |  |  | N00003
TransGrid | 202309191100 | TGCE201215007 | New application to connect (NER 5.3) | 2022-12-15 | 2022-12-19 | Active | Wallaroo Solar Farm Pty Ltd | 58 635 212 501 | Not provided | Wallaroo Solar Farm | West Belconnen ACT | NSW1 | 100 |  | Not provided | Not provided | Solar PV | Single axis tracking | Not Provided | 36 | Asynchronous | Not provided | 3.437 | Not provided | 3.437 | N00004
TransGrid | 202309191100 | TGCE201215007 | Material change to application to connect (NER 5.3.8(e)) | 2023-07-18 | 2023-08-11 | Active | Wallaroo Solar Farm Pty Ltd | 58 635 212 501 | Not provided | Wallaroo Solar Farm | West Belconnen ACT | NSW1 | 100 |  | 2026-04-30 | Not provided | Solar PV | Single axis tracking | Not Provided | 36 | Asynchronous | Not provided | 3.437 | Not provided | 3.437 | N00004
TransGrid | 202012151159 | TGCE201215007 | Material change to connection enquiry (NER 5.3.8(d1)) | 2020-11-30 | 2020-11-30 | Active | Wallaroo Solar Farm Pty Ltd | 58 635 212 501 | Not Provided | Wallaroo Solar Farm | West Belconnen ACT | NSW1 | Not Provided | 100 |  | 2021-12-31 | Solar PV | Not provided | Not Provided | 40 | Asynchronous | Not Provided | 2.5 | Not Provided | Not Provided | N00004
TransGrid | 43909.6021 | TGCE2003190003 | New connection enquiry (NER 5.3) | 2020-01-10 | 2020-01-10 | Complete | Wallaroo Solar Farm Pty Ltd | 58 635 212 501 | n/a | Wallaroo Solar Farm | Connect to Canberra 330 kV Substation 132 kV busbar through a new 132 kV Transmission Line, approximately 3.1 km | NSW1 | n/a | 118 |  | 2021-05-30 | Solar PV | Other | 40 | 40 | Asynchronous |  | 2.5 |  | 2.5 | N00004
TransGrid | 43909.6021 | TGCE2003190004 | New connection enquiry (NER 5.3) | 2020-01-24 | 2020-01-24 | Complete | Dumaresq Solar Farm Pty Ltd | 64 636 603 373 | n/a | Dumaresq Solar Farm | Bonshaw Road near Bruxner Highway south of village of Bonshaw in northern NSW | NSW1 | n/a | 188 |  | 2021-08-30 | Solar PV | Other | n/a | n/a | Asynchronous |  |  |  |  | N00005
TransGrid | 202312151100 |  | Material change to application to connect (NER 5.3.8(e)) |  |  | Complete | Infigen Energy Wallgrove Pty Ltd | 23 643 582 156 | 643 582 156 | Wallgrove Grid Battery | Eastern Creek | NSW1 | 46 | 50 |  | 2021-10-31 | Storage | Battery |  | 36 | Asynchronous |  | 1.294 |  | 1.3888 | N00006
TransGrid | 202106071130 | 466 | Material change to application to connect (NER 5.3.8(e)) | 2021-01-20 | 2021-01-25 | Active | Infigen Energy Wallgrove Pty Ltd | 23 643 582 156 | 643 582 156 | Wallgrove Grid Battery | Eastern Creek | NSW1 | 46 | 50 |  | 2021-10-20 | Storage | Battery |  | 36 | Asynchronous |  | 1.294 |  | 1.3888 | N00006
TransGrid | 202103191700 | 466 | New application to connect (NER 5.3) | 2021-01-20 | 2021-01-25 | Active | Infigen Energy Wallgrove Pty Ltd | 23 643 582 156 | 643 582 156 | Wallgrove BESS | Eastern Creek | NSW1 | 46 | 50 |  | 2021-10-20 | Storage | Battery |  | 36 | Asynchronous |  | 1.294 |  | 1.3889 | N00006
TransGrid | 43909.6021 | TGCE2003190005 | New connection enquiry (NER 5.3) | 2020-02-06 | 2020-02-06 | Active | TransGrid | 68 250 995 390 | n/a | NSW Grid BESS | Wallgrove NSW adjacent Wallgrove Substation | NSW1 | n/a | 48 |  | 2021-04-29 | Storage | Battery | 1 | 1 | Synchronous |  | 50 |  | 50 | N00006
TransGrid | 202309191100 | TGCE23061911012 | New connection enquiry (NER 5.3) | 2023-05-03 | 2023-05-11 | Complete | OMPS Pty Ltd. | 22 160 259 174 | Not provided | Oven Mountain Pumped Hydro Energy Storage | 9823 KEMPSEY RD, Carrai, NSW 2440 | NSW1 |  | 675 | 2029-12-31 | Not Provided | Storage | Pumped hydro | Not Provided | 3 | Synchronous | Not Provided | 225 | Not Provided | Not Provided | N00007
TransGrid | 202309191100 | TGCE23061911012 | New connection enquiry (NER 5.3) | 2023-05-03 | 2023-05-11 | Complete | OMPS Pty Ltd. | 22 160 259 174 | Not provided | Oven Mountain Pumped Hydro Energy Storage | 9823 KEMPSEY RD, Carrai, NSW 2440 | NSW1 |  | 225 | 2029-12-31 | Not Provided | Storage | Pumped hydro | Not Provided | 1 | Asynchronous | Not Provided | 225 | Not Provided | Not Provided | N00007
TransGrid | 202306190800 | TGCE23061911012 | New connection enquiry (NER 5.3) | 2023-05-03 | 2023-05-11 | Active | OMPS Pty Ltd. | 22 160 259 174 |  | Oven Mountain Pumped Hydro Energy Storage | 9823 KEMPSEY RD, Carrai, NSW 2440 | NSW1 |  | 675 |  | Not Provided | Storage | Pumped hydro | Not Provided | 3 | Synchronous |  |  |  |  | N00007
TransGrid | 202306190800 | TGCE23061911012 | New connection enquiry (NER 5.3) | 2023-05-03 | 2023-05-11 | Active | OMPS Pty Ltd. | 22 160 259 174 |  | Oven Mountain Pumped Hydro Energy Storage | 9823 KEMPSEY RD, Carrai, NSW 2440 | NSW1 |  | 225 |  | Not Provided | Storage | Pumped hydro | Not Provided | 1 | Asynchronous |  |  |  |  | N00007
TransGrid | 43909.6021 | TGCE2003190006 | Non-material changes to connection enquiry (NER 5.3.8(d1)) only | 2020-02-19 | 2020-02-19 | Active | OMPS Pty Ltd | 22 160 259 174 | 160 259 174 | Oven Mountain Pumped Storage | In New England are between Armidale and Kempsey on the 965 line | NSW1 | n/a | 600 |  | 2025-12-01 | Storage | Pumped Hydro | 4 | 4 | Synchronous | 150 | 150 |  |  | N00007
TransGrid | 202109171030 | 465 | New application to connect (NER 5.3) | 2021-08-31 |  | Active | GAIA Australia Pty Ltd | 67607860597 |  | Bonshaw Hybrid Solar Farm | Dumaresq | NSW1 |  | 200 |  | 2022-05-01 | Solar PV |  | 39 | 39 | Asynchronous |  | 5.1282 |  | 7.02 | N00008
TransGrid | 202109171030 | 465 | New application to connect (NER 5.3) | 2021-08-31 |  | Active | GAIA Australia Pty Ltd | 67607860597 |  | Bonshaw Hybrid Solar Farm | Dumaresq | NSW1 |  |  |  | 2022-05-01 | Storage | Battery | [7 empty] | N00008
TransGrid | 43909.6021 | TGCE2003190007 | Material change to connection enquiry (NER 5.3.8(d1)) | 2020-01-07 | 2020-03-10 | Active | GAIA Australia Pty Ltd | 67 607 860 597 |  | Bonshaw Solar Farm | situated on Lot 2 of Deposited Plan 1039785 which is adjacent to a TransGrid asset, Armidale to Texas 330kV TL (QLD INTR) – Feeder 8L and 8M – structure span 112 to 214 (Dumaresq substation). | NSW1 | n/a | 200 |  | 2022-03-01 | Solar PV | other | n/a | 65 | Asynchronous |  | 3 |  |  | N00008
TransGrid | 202006161100 | TGCE2006150001 | New connection enquiry (NER 5.3) | 2020-03-13 | 2020-03-13 | On-hold | Lightsource Development Services Australia Pty Ltd | 26 623 301 799 |  | Cooma Solar Farm | Off Old Dangelong Rd outside of Cooma | NSW1 |  | 100 |  | 2021-09-30 | Solar PV | Other |  | 33 | Asynchronous |  | 3.63 |  |  | N00009
TransGrid | 202312151100 |  | New application to connect (NER 5.3) | 2021-04-19 | 2021-04-28 | Complete | Berrybank 2 Asset Pty Ltd (GPG) | 66 420 407 293 | 642 735 288 | ACT Renewables Battery Storage | Queanbeyan | NSW1 | 10 | 10 |  | 2022-08-31 | Storage | Battery |  | 8 | Asynchronous |  |  |  | 1.5 | N00010
TransGrid | 202106071130 | 397 | New application to connect (NER 5.3) | 2021-04-19 | 2021-04-28 | Complete | Berrybank 2 Asset Pty Ltd (GPG) | 66 420 407 293 | 642 735 288 | ACT Renewables Battery Storage | Queanbeyan | NSW1 | 10 | 12 |  | 2022-08-31 | Storage | Battery |  | 8 | Asynchronous |  |  |  | 1.5 | N00010
TransGrid | 202009161800 | TGCE200916006 | New connection enquiry (NER 5.3) | 2020-09-02 | 2020-09-02 | Complete | Neoen Australia Pty Ltd | 57 160 905 706 | Not Applicable | Queanbeyan BESS | Pialligo Ave, Pialligo ACT | NSW1 | Not Provided | 125 |  | 2022-06-30 | Storage | Battery | Not Provided | Not provided | Asynchronous | Not Provided | Not provided | Not Provided | Not Provided | N00010
TransGrid | 202006161100 | TGCE2006150002 | New connection enquiry (NER 5.3) | 2020-03-27 | 2020-03-27 | Complete | Global Power Generation Australia Pty Ltd | 74 130 542 031 |  | Queanbeyan BESS | Adjacent to Queanbeyan Substation | NSW1 |  | 10 |  | 2021-09-30 | Storage | Battery |  | 1 | Synchronous |  | 10 |  |  | N00010
TransGrid | 202306190800 | TGCE23031716006 | New connection enquiry (NER 5.3) | 2023-02-13 | 2023-02-27 | Complete | White Rock Wind Farm Pty Ltd | 45 153 592 173 |  | White Rock Wind Farm Stage 2 | 2309 Gwydir Highway, Matheson, New South Wales 2370 | NSW1 |  | 278 |  | 2025-09-30 | Wind Turbine | Onshore | Not Provided | 47 | Asynchronous |  |  |  |  | N00011
TransGrid | 202303191300 | TGCE23031716006 | New connection enquiry (NER 5.3) | 2023-02-13 | 2023-02-27 | Active | White Rock Wind Farm Pty Ltd | 45 153 592 173 |  | White Rock Wind Farm Stage 2 | 2309 Gwydir Highway, Matheson, New South Wales 2370 | NSW1 |  | 278 |  | 2025-09-30 | Wind Turbine | Onshore |  | 47 | Asynchronous |  | 6 |  |  | N00011
TransGrid | 202006161100 | TGCE2006150003 | Material change to connection enquiry (NER 5.3.8(d1)) | 2020-03-13 | 2020-03-18 | Complete | White Rock Wind Farm Pty Ltd | 45 153 592 173 |  | White Rock Solar & Wind Farm | New England Tablelands approximately 20 km west of Glen Innes and 40 km east of Inverell. | NSW1 |  | 22 |  | 2021-12-31 | Solar PV | Other |  | 8 | Asynchronous |  | 2.75 |  |  | N00011
TransGrid | 202006161100 | TGCE2006150003 | Material change to connection enquiry (NER 5.3.8(d1)) | 2020-03-13 | 2020-03-18 | Complete | White Rock Wind Farm Pty Ltd | 45 153 592 173 |  | White Rock Solar & Wind Farm | New England Tablelands approximately 20 km west of Glen Innes and 40 km east of Inverell. | NSW1 |  | 212 |  | 2021-12-31 | Wind Turbine | Onshore |  | 47 | Asynchronous |  | 4.5 |  |  | N00011
TransGrid | 202309191100 |  | New application to connect (NER 5.3) |  |  | Active | Glenellen Solar Farm Pty Ltd |  | 619 967 636 | Glenellen Solar Farm | Adjacent to Jindera Substation, Lindner Road Jinderra | NSW1 |  | 200 |  |  | Solar PV | Other |  | 144 | Asynchronous |  | 1.637 |  |  | N00012
TransGrid | 202006161100 | TGCE2006150004 | Material change to connection enquiry (NER 5.3.8(d1)) | 2020-03-19 | 2020-03-19 | Complete | Glenellen Solar Farm Pty Ltd |  | 619 967 636 | Glenellen Solar Farm | Adjacent to Jindera Substation, Lindner Road Jinderra | NSW1 |  | 200 |  | 2022-12-31 | Solar PV | Other |  | 144 | Asynchronous |  | 1.637 |  |  | N00012
TransGrid | 202006161100 | TGCE2006150005 | Material change to connection enquiry (NER 5.3.8(d1)) | 2020-04-29 | 2020-04-29 | Complete | Tetris Energy Pty Ltd | 82 625 741 399 | n/a | Yass Solar Farm | Adjacent to Yass Substation | NSW1 |  | 80 |  | 2022-06-30 | Solar PV | Other |  | 40 | Asynchronous |  | 2.5 |  |  | N00013
TransGrid | 202006161100 | TGCE2006150006 | New connection enquiry (NER 5.3) | 2020-05-06 | 2020-05-07 | Complete | Risen Energy (Australia) Pty Ltd |  | 168 750 374 | Cooma Solar Farm | 471 Monaro Hwy, Cooma, NSW, 2630 | NSW1 |  | 70 |  | 2021-12-31 | Solar PV | Other |  | 28 | Asynchronous |  | 2.5 |  |  | N00014
TransGrid | 202006161100 | TGCE2006150006 | New connection enquiry (NER 5.3) | 2020-05-06 | 2020-05-07 | Complete | Risen Energy (Australia) Pty Ltd |  | 168 750 374 | Cooma Solar Farm | 471 Monaro Hwy, Cooma, NSW, 2630 | NSW1 |  | 30 |  | 2021-12-31 | Storage | Battery |  | 10 | Synchronous |  | 2.9 |  |  | N00014
TransGrid | 202203311500 | 509 | New application to connect (NER 5.3) | 2022-02-21 | 2022-03-02 | Active | Enerparc Australia Pty Ltd | 98 604 333 084 |  | Tilbuster Solar Farm | Tilbuster | NSW1 | 200 | 248.824 |  | 2024-07-01 | Solar PV | Single axis tracking | 152 | 152 | Asynchronous |  | 1.32 |  | 1.637 | N00015
TransGrid | 202006161100 | TGCE2006150007 | Material change to connection enquiry (NER 5.3.8(d1)) | 2020-06-10 | 2020-06-10 | Complete | Enerparc Australia Pty Ltd | 46 622 182 469 |  | Tilbuster Solar Farm | 80m from Transmission Line 8C 27km from Armidale Substation towards Dumaresq Substation | NSW1 |  | 150 |  | 2022-09-30 | Solar PV | Other | 25 | 30 | Asynchronous |  | 6 |  |  | N00015
TransGrid | 202009220800 | 359 | Non-material changes to application to connect (NER 5.3.8(e)) only | 2020-04-04 | 2020-04-16 | Active | Tamworth Solar Farm Pty Ltd | 19 622 261 232 |  | Tamworth Solar Farm | Tamworth Regional | NSW1 | NP | 65 |  | 2021-04-01 | Solar PV | NP | NP | 19 | Asynchronous | NP | 3.421 | NP | 4.4 | N00016
TransGrid | 202007021034 | 359 | New application to connect (NER 5.3) | 2020-04-04 | 2020-04-16 | Active | Tamworth Solar Farm Pty Ltd | 19 622 261 232 |  | Tamworth Solar Farm | Tamworth Regional | NSW1 |  | 65 |  | 2021-04-01 | Solar PV |  | 19 |  | Asynchronous |  |  |  | 4.4 | N00016
TransGrid | 202009220800 | 351 | Material change to application to connect (NER 5.3.8(e)) | 2020-06-11 | 2020-06-26 | Active | UPC Stubbo Solar Farm Pty Ltd | 12 622 402 199 |  | Stubbo Solar Farm | Gungal, Mid-Western Region Local Government Area | NSW1 | NP | 400 |  | 2022-02-02 | Solar PV | NP | NP | 308 | Asynchronous | NP | 1.637 |  | 4.91 | N00017
TransGrid | 202007021034 | 351 | New application to connect (NER 5.3) | 2020-06-11 | 2020-06-11 | Active | UPC Stubbo Solar Farm Pty Ltd |  | 633 105 405 | Stubbo Solar Farm | Gulgong in mid western regional council LGA | NSW1 |  | 400 |  | 2022-03-31 | Solar PV |  |  | 308 | Asynchronous |  |  |  | 1.637 | N00017
TransGrid | 202009220800 | 355 | Non-material changes to application to connect (NER 5.3.8(e)) only | 2020-05-01 | 2020-05-01 | Active | Walla Solar Farm Pty Ltd | 26 627 937 473 |  | Walla Walla Solar Farm | Greater Hume Shire | NSW1 | NP | 300 |  | 2022-01-25 | Solar PV | NP | NP | 152 | Asynchronous | NP | 1.973 | NP | 2.5 | N00018
TransGrid | 202007021034 | 355 | New application to connect (NER 5.3) | 2020-05-01 | 2020-05-01 | Active | Walla Solar Farm Pty Ltd | 26 627 937 473 |  | Walla Walla Solar Farm | Greater Hume Shire | NSW1 |  | 300 |  | 2022-01-25 | Solar PV |  |  |  | Asynchronous |  |  |  |  | N00018
TransGrid | 202312151100 | 223 | Material change to application to connect (NER 5.3.8(e)) |  |  | Complete | BWF Nominees Pty Ltd as trustee for the BWF Trust | 60 747 209 343 | 633 105 405 | Bango 999 Wind Farm | Hilltops Yass Valley | NSW1 | NP | 82.8 |  | 2021-06-06 | Wind Turbine | Onshore | NP | 16 | Asynchronous | NP | 5.175 | NP | 5.88 | N00019
TransGrid | 202009220800 | 223 | Material change to application to connect (NER 5.3.8(e)) | 2020-06-01 | 2020-06-12 | Active | BWF Nominees Pty Ltd as trustee for the BWF Trust | 60 747 209 343 | 633 105 405 | Bango 999 Wind Farm | Hilltops Yass Valley | NSW1 | NP | 82.8 |  | 2020-11-30 | Wind Turbine | Onshore | NP | 16 | Asynchronous | NP | 5.175 | NP | 5.88 | N00019
TransGrid | 202007021034 | 223 | New application to connect (NER 5.3) | 2020-06-01 | 2020-06-12 | Active | BWF Nominees Pty Ltd as trustee for the BWF Trust | 60 747 209 343 |  | Bango 999 Wind Farm | Hilltops Yass Valley | NSW1 |  | 82.8 |  | 2020-09-30 | Wind Turbine |  |  |  | Asynchronous |  |  |  | 5.88 | N00019
TransGrid | 202009161800 | TGCE200916001 | New connection enquiry (NER 5.3) | 2020-07-14 | 2020-07-14 | Active | Neoen Australia Pty Ltd | 57 160 905 706 | Not Applicable | Eglington Solar Farm | Approx.8km north of Bathurst NSW | NSW1 | Not Provided | 250 |  | 2022-12-31 | Solar PV | Not provided | Not Provided | 65 | Asynchronous | Not Provided | 4 | Not Provided | Not Provided | N00020
TransGrid | 202312151100 | 521 | New application to connect (NER 5.3) |  |  | Complete | Edify Energy Pty Ltd | 85 606 684 995 |  | Darlington Point Energy Storage System (DPES) | Darlington Point Substation | NSW1 |  | 25 |  | 2023-06-07 | Storage | Battery | 16 | 16 | Asynchronous |  | 1.622 |  | 2.4 | N00021
TransGrid | 202312151100 | 521 | New application to connect (NER 5.3) |  |  | Complete | Edify Energy Pty Ltd | 85606684995 |  | Riverina Energy Storage System 1 (RES-1) | Darlington Point Substation | NSW1 |  | 60 |  | 2023-06-07 | Storage | Battery | 48 | 48 | Asynchronous |  | 1.297 |  | 1.68 | N00021
TransGrid | 202312151100 | 521 | New application to connect (NER 5.3) |  |  | Complete | Edify Energy Pty Ltd | 85606684995 |  | Riverina Energy Storage System 2 (RES-2) | Darlington Point Substation | NSW1 |  | 65 |  | 2023-06-07 | Storage | Battery | 52 | 52 | Asynchronous |  | 1.297 |  | 1.68 | N00021
TransGrid | 202203311500 | 521 | New application to connect (NER 5.3) | 2022-01-25 | 2022-02-01 | Active | Edify Energy Pty Ltd | 85 606 684 995 |  | Darlington Point Energy Storage System (DPES) | Darlington Point Substation | NSW1 |  | 25 |  | 2022-11-01 | Storage | Battery | 16 | 16 | Asynchronous |  | 1.622 |  | 2.4 | N00021
TransGrid | 202203311500 | 521 | New application to connect (NER 5.3) | 2022-01-25 | 2022-02-01 | Active | Edify Energy Pty Ltd | 85606684995 |  | Riverina Energy Storage System 1 (RES-1) | Darlington Point Substation | NSW1 |  | 60 |  | 2022-11-01 | Storage | Battery | 48 | 48 | Asynchronous |  | 1.297 |  | 1.68 | N00021
TransGrid | 202203311500 | 521 | New application to connect (NER 5.3) | 2022-01-25 | 2022-02-01 | Active | Edify Energy Pty Ltd | 85606684995 |  | Riverina Energy Storage System 2 (RES-2) | Darlington Point Substation | NSW1 |  | 65 |  | 2022-11-01 | Storage | Battery | 52 | 52 | Asynchronous |  | 1.297 |  | 1.68 | N00021
TransGrid | 202009161800 | TGCE200916002 | New connection enquiry (NER 5.3) | 2020-07-23 | 2020-07-23 | Active | Edify Energy Pty Ltd | Not Applicable | 606 684 995 | Riverina Energy Storage System | Off Donald Ross Drive, Darlington Point NSW | NSW1 | Not Provided | 250 |  | 2022-06-30 | Storage | Battery | Not Provided | 150 | Asynchronous | Not Provided | 1 | Not Provided | Not Provided | N00021
TransGrid | 202009161800 | TGCE200916003 | Material change to connection enquiry (NER 5.3.8(d1)) | 2020-08-05 | 2020-08-05 | Active | Esco Solar Farm 3 Pty Ltd | Not Applicable | 631 527 001 | Sandigo Solar Farm | On TL 63 Kywong-Faithfull Rd, Galore, 77km W Wagga | NSW1 | Not Provided | 500 |  | 2023-09-30 | Solar PV | Not provided | Not Provided | 100 | Asynchronous | Not Provided | 5 | Not Provided | Not Provided | N00022
TransGrid | 202009161800 | TGCE200916004 | Material change to connection enquiry (NER 5.3.8(d1)) | 2020-08-05 | 2020-08-05 | Active | Esco Solar Farm 3 Pty Ltd | Not Applicable | 631 527 001 | Sandigo Solar Farm | On TL 94 Kywong-Faithfull Rd, Galore, 77km W Wagga | NSW1 | Not Provided | 230 |  | 2023-09-30 | Solar PV | Not provided | Not Provided | 46 | Asynchronous | Not Provided | 5 | Not Provided | Not Provided | N00022
TransGrid | 202312151100 | TGCE200916005 | New application to connect (NER 5.3) | 2023-10-16 | 2023-10-23 | Active | Risen Energy (Australia) Pty Ltd | 97 168 750 374 | Not provided | Coleambally Battery Energy Storage System | Ercildoune Rd, Coleambally NSW | NSW1 |  | 100 | 2025-09-01 | Not Provided | Storage | Battery | Not provided | 40 | Asynchronous | Not Provided | 4.2 | Not Provided | 4.2 | N00024
TransGrid | 202009161800 | TGCE200916005 | New connection enquiry (NER 5.3) | 2020-08-24 | 2020-08-24 | Active | Risen Energy (Australia) Pty Ltd | Not Applicable | 168 750 374 | Coleambally BESS | Ercildoune Rd, Coleambally NSW | NSW1 | Not Provided | 100 |  | 2022-03-31 | Storage | Battery | Not Provided | 38 | Asynchronous | Not Provided | 2.67 | Not Provided | Not Provided | N00024
TransGrid | 202312151100 | 463 | New application to connect (NER 5.3) |  |  | Complete | Neoen Australia Pty Ltd | 57 160 905 706 |  | Capital Battery Energy Storage System | Queanbeyan | NSW1 | 93 | 100 |  | 2023-09-11 | Storage | Battery |  | 33 | Asynchronous | 3.03 | 3.67 |  | 3.8 | N00025
TransGrid | 202109171030 | 463 | New application to connect (NER 5.3) | 2021-06-16 | 2021-07-07 | Active | Neoen Australia Pty Ltd | 57 160 905 706 |  | Capital Battery Energy Storage System | Queanbeyan | NSW1 | 93 | 100 |  | 2022-09-30 | Storage | Battery |  | 33 | Asynchronous | 3.03 | 3.67 |  | 3.8 | N00025
TransGrid | 202103161600 | TGCE210316003 | New connection enquiry (NER 5.3) | 2021-01-04 | 2021-01-04 | Active | Risen Energy (Australia) Pty Ltd | Not Provided | 168 750 374 | Armidale BESS | Armidale, NSW 2350 | NSW1 | Not Provided | 300 |  | 2021-12-31 | Storage | Battery | Not Provided | 114 | Asynchronous | 2.67 | 2.94 | Not Provided | Not Provided | N00026
TransGrid | 202009161800 | TGCE200916007 | New connection enquiry (NER 5.3) | 2020-09-03 | 2020-09-03 | Active | Risen Energy (Australia) Pty Ltd | Not Applicable | 168 750 374 | Armidale BESS | Waterfall Way, Armidale NSW | NSW1 | Not Provided | 100 |  | 2021-12-31 | Storage | Battery | Not Provided | 38 | Asynchronous | Not Provided | 2.67 | Not Provided | Not Provided | N00026
TransGrid | 202009220800 | 343 | New application to connect (NER 5.3) | 2020-08-11 | 2020-08-11 | Active | Enerparc Australia Pty Ltd | 46 622 182 469 | 622 182 469 | Tenterfield Solar Farm | Tenterfield Shire Council | NSW1 |  | 25 |  | 2022-03-01 | Solar PV |  |  | 10 | Asynchronous |  | 3 |  |  | N00027
TransGrid | 202009220800 | 317 | New application to connect (NER 5.3) | 2020-07-08 | 2020-07-10 | Active | Gregadoo Solar Farm Pty Ltd | 62 621 818 862 | 621 818 862 | Gregadoo Solar Farm | Wagga Wagga City | NSW1 | NP | 43 |  | 2021-11-30 | Solar PV | NP | NP | 11 | Asynchronous | NP | NP | NP | NP | N00028
TransGrid | 202306190800 | 68 | Material change to application to connect (NER 5.3.8(e)) | 2023-05-24 | 2023-05-26 | Active | Coppabella Wind Farm Pty Ltd | 72 141 003 161 |  | Coppabella Wind Farm | Hilltops Yass Valley | NSW1 |  | 290 |  | Not Provided | Wind Turbine | Onshore | Not Provided | 69 | Asynchronous |  |  |  |  | N00029
TransGrid | 202009220800 | 68 | New application to connect (NER 5.3) | 2020-06-26 | 2020-06-26 | Active | Coppabella Wind Farm Pty Ltd | 72 141 003 161 |  | Coppabella Wind Farm | Hilltops Yass Valley | NSW1 | NP | 289.8 |  | 2020-09-30 | Wind Turbine | Onshore | NP | 69 | Asynchronous | NP | 4.2 | NP | NP | N00029
TransGrid | 202109171030 | 522 | New application to connect (NER 5.3) | 2021-08-24 | 2021-09-06 | Active | NESF Pty Ltd (ACN 634 831 262) as trustee for New England Solar Project Trust | 45 494 489 321 |  | New England Battery Energy Storage System | New England | NSW1 | 43.35 | 50 |  | 2022-05-01 | Storage | Battery |  | 7 | Asynchronous | 6.19 | 7.142 |  | 7.142 | N00030
TransGrid | 202012151159 | TGCE201215001 | New connection enquiry (NER 5.3) | 2020-09-17 | 2020-09-17 | Active | New England Solar Farm Pty Ltd | 45 494 489 262 | Not Provided | New England Solar Farm BESS 1 | Uralla NSW 2358 | NSW1 | 50 | 250 |  | 2022-03-31 | Storage | Battery | 50 | 250 | Asynchronous | Not Provided | 1.2 | Not Provided | Not Provided | N00030
TransGrid | 202106161600 | TGCE21061616003 | Material change to connection enquiry (NER 5.3.8(d1)) | 2021-03-18 | 2021-03-18 | Active | Australian Industrial Power | Not Provided | 645 593 497 | Port Kembla Power Station | Kembla Grange, NSW | NSW1 | Not Provided | 660 |  | 2023-12-31 | Other | Other | Not Provided | 1 | Synchronous | Not Provided | 660 | Not Provided | Not Provided | N00031
TransGrid | 202012151159 | TGCE201215002 | New connection enquiry (NER 5.3) | 2020-11-03 | 2020-11-03 | Active | Australian Industrial Power | Not Provided | 645 593 497 | Combined Cycle Gas | Paynes Rd, Kembla Grange NSW | NSW1 | Not Provided | 880 |  | 2023-12-31 | Turbine | OCGT | Not Provided | 1 | Synchronous | Not Provided | 880 | Not Provided | Not Provided | N00031
TransGrid | 202306190800 | TGCE201215003 | Material change to connection enquiry (NER 5.3.8(d1)) | 2023-04-05 | 2023-04-17 | Complete | Neoen Australia Pty Ltd | 57 160 905 706 |  | Great Western Battery | Brays Lane, Wallerawang NSW 2845 | NSW1 |  | 500 |  | 2026-06-30 | Storage | Battery | Not Provided | 200 | Asynchronous |  |  |  |  | N00032
TransGrid | 202012151159 | TGCE201215003 | New connection enquiry (NER 5.3) | 2020-11-19 | 2020-11-19 | Active | Neoen Australia Pty Ltd | 57 160 905 706 | Not Provided | Great Western Battery | Brays Lane, Wallerawang NSW | NSW1 | Not Provided | 500 |  | 2022-09-30 | Storage | Battery | Not Provided | 200 | Asynchronous | Not Provided | 4 | Not Provided | Not Provided | N00032
TransGrid | 202012151159 | TGCE201215004 | New connection enquiry (NER 5.3) | 2020-11-20 | 2020-11-20 | Active | Pacific Hydro Pty Ltd | 31 057 279 508 | Not Provided | Daroobalgie Solar Farm | Troubalgie Road, Daroobalgie NSW | NSW1 | Not Provided | 121 |  | 2024-12-31 | Solar PV | Not provided | Not Provided | Not Provided | Asynchronous | Not Provided | Not Provided | Not Provided | Not Provided | N00033
TransGrid | 202012151159 | TGCE201215005 | New connection enquiry (NER 5.3) | 2020-11-20 | 2020-11-20 | Active | Pacific Hydro Pty Ltd | 31 057 279 508 | Not Provided | Daroobalgie Solar Farm | Troubalgie Road, Daroobalgie NSW | NSW1 | Not Provided | 40 |  | 2024-12-31 | Storage | Battery | Not Provided | Not Provided | Asynchronous | Not Provided | Not Provided | Not Provided | Not Provided | N00033
TransGrid | 202210031405 | TGCE22091216009 | New connection enquiry (NER 5.3) | 2022-08-12 | 2022-08-19 | Active | The Trustee for Greenspot Wallerang Unit Trust | 87161961465 |  | Wallerawang 9 BESS | 600M East of Transgrid 330kV Wallerawang Substation | NSW1 |  | 600 |  | 2024-09-30 | Storage | Battery |  |  | Asynchronous |  |  |  |  | N00035
TransGrid | 202012151159 | TGCE201215006 | New connection enquiry (NER 5.3) | 2020-11-27 | 2020-11-27 | Active | Greenspot Wallerawang Pty Ltd | 87 161 961 465 | Not Provided | Wallerawang BESS | Main Street, Wallerawang NSW | NSW1 | Not Provided | 500 |  | 2022-03-31 | Storage | Battery | Not Provided | Not Provided | Asynchronous | Not Provided | Not Provided | Not Provided | Not Provided | N00035
TransGrid | 202312151100 | TGCE23091916011 | New connection enquiry (NER 5.3) | 2023-09-04 | 2023-09-08 | Complete | Terrain Solar Pty Ltd. | Not provided | 616 856 172 | Monaro Solar Farm | Dry Plains Rd, Dairymans Plains, NSW 2630 | NSW1 |  | 70 | 2025-09-30 | Not Provided | Solar PV | Not provided | Not Provided | 22 | Asynchronous | Not Provided | 3.8 | Not Provided | Not Provided | N00036
TransGrid | 202312151100 | TGCE23091916011 | New connection enquiry (NER 5.3) | 2023-09-04 | 2023-09-08 | Complete | Terrain Solar Pty Ltd. | Not provided | 616 856 172 | Monaro Solar Farm | Dry Plains Rd, Dairymans Plains, NSW 2630 | NSW1 |  | 70 | 2025-09-30 | Not Provided | Storage | Battery | Not Provided | 22 | Asynchronous | Not Provided | 3.8 | Not Provided | Not Provided | N00036
TransGrid | 202309191100 | TGCE23091916011 | New connection enquiry (NER 5.3) | 2023-09-04 | 2023-09-08 | Active | Terrain Solar Pty Ltd. | Not provided | 616 856 172 | Monaro Solar Farm | Dry Plains Rd, Dairymans Plains, NSW 2630 | NSW1 |  | 70 | 2025-09-30 | Not Provided | Solar PV | Not provided | Not Provided | 22 | Asynchronous | Not Provided | 3.8 | Not Provided | Not Provided | N00036
TransGrid | 202309191100 | TGCE23091916011 | New connection enquiry (NER 5.3) | 2023-09-04 | 2023-09-08 | Active | Terrain Solar Pty Ltd. | Not provided | 616 856 172 | Monaro Solar Farm | Dry Plains Rd, Dairymans Plains, NSW 2630 | NSW1 |  | 70 | 2025-09-30 | Not Provided | Storage | Battery | Not Provided | 22 | Asynchronous | Not Provided | 3.8 | Not Provided | Not Provided | N00036
TransGrid | 202106161600 | TGCE21061616007 | Material change to connection enquiry (NER 5.3.8(d1)) | 2021-04-19 | 2021-04-19 | Active | Terrain Solar Pty Ltd | Not Provided | 615 856 172 | Monaro Solar Farm | Dry Plains, NSW | NSW1 | Not Provided | 70 |  | 2023-03-30 | Solar PV | Single axis tracking | Not Provided | 45 | Asynchronous | Not Provided | 1.637 | Not Provided | Not Provided | N00036
TransGrid | 202012151159 | TGCE201215008 | New connection enquiry (NER 5.3) | 2020-12-07 | 2020-12-07 | Active | Terrain Solar Pty Ltd | Not Provided | 616 856 172 | Monaro Solar Farm | Old Mill Rd, Dry Plains, NSW | NSW1 | Not Provided | 102 |  | 2023-03-31 | Solar PV | Not provided | Not Provided | 75 | Asynchronous | Not Provided | 1.637 | Not Provided | Not Provided | N00036
TransGrid | 202103161600 | TGCE210316001 | New connection enquiry (NER 5.3) | 2020-12-15 | 2020-12-15 | Active | Maoneng Australia Pty Ltd | 16 610 857 746 | Not Provided | Lismore BESS | McKees Hill NSW 2840 | NSW1 | Not Provided | 100 |  | 2023-03-31 | Storage | Battery | Not Provided | 40 | Asynchronous | Not Provided | Not Provided | 3.4 | Not Provided | N00037
TransGrid | 202103161600 | TGCE210316002 | New connection enquiry (NER 5.3) | 2020-12-16 | 2020-12-16 | Active | UPC-AC | 27 616 856 672 | Not Provided | Aquila Wind Farm | Euchareena, NSW | NSW1 | Not Provided | 500 |  | 2025-03-31 | Wind Turbine | Onshore | Not Provided | 82 | Asynchronous | Not Provided | Not Provided | 6 | Not Provided | N00038
TransGrid | 202103161600 | TGCE210316004 | New connection enquiry (NER 5.3) | 2021-01-14 | 2021-01-14 | Active | Lightsource Development Services Australia Pty Ltd | 26 623 301 799 | Not Provided | Rosedale Solar Farm | Yass-Marulan TL4/5 | NSW1 | Not Provided | 500 |  | 2023-12-31 | Solar PV | Not provided | Not Provided | 150 | Asynchronous | 3 | 5 | Not Provided | Not Provided | N00040
TransGrid | 202303191300 |  | New application to connect (NER 5.3) |  |  | Active | GPG Australia | 70 631 831 297 | Not Provided | Crookwell 3 Wind Farm | Woodhouselee, NSW 2580 | NSW1 | Not Provided |  |  | 2023-03-31 | Wind Turbine | Battery | Not Provided | 16 | Asynchronous | Not Provided | 3.83 | Not Provided | Not Provided | N00041
TransGrid | 202103161600 | TGCE210316005 | New connection enquiry (NER 5.3) | 2021-01-21 | 2021-01-21 | Active | GPG Australia | 70 631 831 297 | Not Provided | Crookwell 3 Wind Farm | Woodhouselee, NSW 2580 | NSW1 | Not Provided | 61 |  | 2023-03-31 | Wind Turbine | Battery | Not Provided | 16 | Asynchronous | Not Provided | 3.83 | Not Provided | Not Provided | N00041
TransGrid | 202103161600 | TGCE210316006 | New connection enquiry (NER 5.3) | 2021-02-22 | 2021-02-22 | Active | Western Sydney Energy & Resource Recovery Centre | 15 224 694 303 | 635 427 262 | Western Sydney Energy & Resource Recovery Centre | Eastern Creek, NSW 2766 | NSW1 | Not Provided | 58 |  | 2024-12-31 | Other | Not provided | Not Provided | Not Provided | Synchronous | Not Provided | Not Provided | Not Provided | Not Provided | N00042
TransGrid | 202303191300 |  | New application to connect (NER 5.3) |  |  | Active | Origin Energy Eraring Battery Pty Ltd | 52649611996 |  | Eraring BESS | Eraring Power station | NSW1 | 460 | 460 |  | 2024-08-01 | Storage | Battery | 140 | 140 | Asynchronous |  | 3.29 |  | 4.39 | N00043
TransGrid | 202212191300 | 487 | New connection enquiry (NER 5.3) | 2022-10-13 | 2022-10-31 | Active | Origin Energy Eraring Battery Pty Ltd | 52649611996 |  | Eraring BESS | Eraring Power station | NSW1 | 460 | 460 |  | 2024-08-01 | Storage | Battery | 140 | 140 | Asynchronous |  | 3.29 |  | 4.39 | N00043
TransGrid | 202103161600 | TGCE210316007 | New connection enquiry (NER 5.3) | 2021-02-05 | 2021-02-05 | Active | Origin Energy | 31 357 688 069 | Not Provided | Eraring BESS | Eraring, NSW | NSW1 | Not Provided | 700 |  | 2029-09-30 | Storage | Battery | Not Provided | Not Provided | Asynchronous | Not Provided | Not Provided | Not Provided | Not Provided | N00043
TransGrid | 202403211100 | TGCE22061616001 | New application to connect (NER 5.3) | 2024-02-29 | 2024-03-18 | Active | Ms BCSF Holdings Pty Ltd atf the Blind Creek Solar Farm Trust | Not provided | 657 738 371 | Blind Creek Solar Farm and BESS | Bungendore, NSW |  | Not applicable | 300 | 2026-05-01 | Not Provided | Solar PV | Single axis tracking | Not provided | 90 | Asynchronous | Not Provided | 4.2 | Not Provided | 4.2 | N00044
TransGrid | 202403211100 | TGCE22061616001 | New application to connect (NER 5.3) | 2024-02-29 | 2024-03-18 | Active | Ms BCSF Holdings Pty Ltd atf the Blind Creek Solar Farm Trust | Not provided | 657 738 371 | Blind Creek Solar Farm and BESS | Bungendore, NSW |  | Not applicable | Not applicable | 2026-05-01 | Not Provided | Storage | Battery | Not provided | Not applicable | Asynchronous | Not Provided | Not applicable | Not Provided | Not applicable | N00044
TransGrid | 202206301600 | TGCE22061616001 | Non-material changes to connection enquiry (NER 5.3.8(d1)) only | 2022-03-29 | 2022-03-29 | Active | Ms BCSF Holding Pty Ltd |  | 657 738 371 | Blind Creek SF | 2km Sth West of Capital Substaion | NSW1 |  | 350 |  | 2025-09-30 | Solar PV |  |  | 76 | Asynchronous |  | 4.6 |  | 349.6 | N00044
TransGrid | 202206301600 | TGCE22061616001 | Non-material changes to connection enquiry (NER 5.3.8(d1)) only | 2022-03-29 | 2022-03-29 | Active | Ms BCSF Holding Pty Ltd |  | 657 738 371 | Blind Creek SF | 2km Sth West of Capital Substaion | NSW1 |  | 300 |  | 2025-09-30 | Storage | Battery |  |  | Asynchronous |  |  |  |  | N00044
TransGrid | 202103161600 | TGCE210316008 | New connection enquiry (NER 5.3) | 2021-02-16 | 2021-02-16 | Active | Blind Creek Solar Farm P/L | 89 641 992 412 | Not Provided | Blind Creek Solar Farm | Bungendore, NSW | NSW1 | Not Provided | 400 |  | 2022-12-31 | Solar PV | Not provided | Not Provided | 133 | Asynchronous | Not Provided | 3 | Not Provided | Not Provided | N00044
TransGrid | 202103161600 | TGCE210316008 | New connection enquiry (NER 5.3) | 2021-02-16 | 2021-02-16 | Active | Blind Creek Solar Farm P/L | 89 641 992 412 | Not Provided | Blind Creek Solar Farm | Bungendore, NSW | NSW1 | Not Provided | 300 |  | 2022-12-31 | Storage | Battery | Not Provided | Not Provided | Asynchronous | Not Provided | Not Provided | Not Provided | Not Provided | N00044
TransGrid | 202209301600 | 593 | New application to connect (NER 5.3) | 2022-08-10 | 2022-08-15 | Active | GUNNING SOLAR PTY Ltd |  | 65159386268 | Gunning Solar Farm | Gunning, NSW | NSW1 | 239 | 294 |  | 2024-06-01 | Solar PV |  | 70 | 70 | Asynchronous |  | 3.4 |  | 4.2 | N00045
TransGrid | 202103161600 | TGCE210316009 | Material change to connection enquiry (NER 5.3.8(d1)) | 2021-03-08 | 2021-03-08 | Active | Canadian Solar | Not Provided | 159 386 268 | Gunning Solar Farm | Gunning, NSW | NSW1 | Not Provided | 250 |  | 2024-03-31 | Solar PV | Not provided | Not Provided | 196 | Asynchronous | Not Provided | 1.59 | Not Provided | Not Provided | N00045
TransGrid | 202103161600 | TGCE210316009 | Material change to connection enquiry (NER 5.3.8(d1)) | 2021-03-08 | 2021-03-08 | Active | Canadian Solar | Not Provided | 159 386 268 | Gunning Solar Farm | Gunning, NSW | NSW1 | Not Provided | 200 |  | 2024-03-31 | Storage | Battery | Not Provided | Not Provided | Asynchronous | Not Provided | Not Provided | Not Provided | Not Provided | N00045
TransGrid | 202312151100 | 313 | New application to connect (NER 5.3) |  |  | Complete | Tilt Renewables Australia Pty Ltd | 11 153 598 586 | 101 038 331 | Rye Park Wind Farm | Hilltops Yass Valley | NSW1 | 384 | 384 |  | 2023-09-08 | Wind Turbine | Onshore |  | 66 | Asynchronous |  | 5.818 |  | 6 | N00046
TransGrid | 202103191700 | 313 | New application to connect (NER 5.3) | 2021-01-15 | 2021-01-15 | Active | Tilt Renewables Australia Pty Ltd | 11 153 598 586 | 101 038 331 | Rye Park Wind Farm | Hilltops Yass Valley | NSW1 | 384 | 396 |  | 2022-08-12 | Wind Turbine | Onshore |  | 66 | Asynchronous |  | 5.818 |  | 6 | N00046
TransGrid | 202103191700 | 286 | New application to connect (NER 5.3) | 2021-03-18 | 2021-03-24 | Active | Lightsource Development Services Australia Pty Ltd | 26 623 301 799 | 623 301 799 | Wellington North Solar Farm | Dubbo Regional | NSW1 | 330 | 340 |  | 2022-06-01 | Solar PV | Single axis tracking |  | 118 | Asynchronous |  | 3.171 |  | 3.267 | N00047
TransGrid | 202203311500 | 545 | New application to connect (NER 5.3) | 2022-01-28 | 2022-02-10 | Active | Canadian Solar | 34 620 649 096 |  | Sundown Solar Farm | Glen Innes, Inverell | NSW1 | 360 | 436.8 |  | 2024-06-01 | Solar PV | Single axis tracking | 104 | 104 | Asynchronous |  | 3.46 |  | 4.2 | N00048
TransGrid | 202106161600 | TGCE21061616001 | New connection enquiry (NER 5.3) | 2021-03-18 | 2021-03-18 | Active | Canadian Solar | Not Provided | 620 649 096 | Sundown Solar Farm | 100km Nth of Armidale and 30km Sth West of Glen Innes, NSW | NSW1 | Not Provided | 360 |  | 2024-06-30 | Solar PV | Not provided | Not Provided | 300 | Asynchronous | Not Provided | 1.6 | Not Provided | Not Provided | N00048
TransGrid | 202403211100 | TGCE23121411007 | New connection enquiry (NER 5.3) | 2023-11-01 | 2023-11-07 | Complete | RES Australia Pty Ltd. | 55 106 637 754 | Not provided | Kerrs Creek Wind Farm | Burrendong Way, NSW, 2866 |  | Not Provided | 441 | 2028-09-30 | Not Provided | Wind Turbine | Onshore | Not Provided | 63 | Asynchronous | Not Provided | 7 | Not Provided | Not Provided | N00049
TransGrid | 202312151100 | TGCE23121411007 | New connection enquiry (NER 5.3) | 2023-11-01 | 2023-11-07 | Active | RES Australia Pty Ltd. | 55 106 637 754 | Not provided | Kerrs Creek Wind Farm | Burrendong Way, NSW, 2866 | NSW1 |  | 441 | 2028-09-30 | Not Provided | Wind Turbine | Onshore | Not Provided | 63 | Asynchronous | Not Provided | 7 | Not Provided | Not Provided | N00049
TransGrid | 202106161600 | TGCE21061616002 | New connection enquiry (NER 5.3) | 2021-03-12 | 2021-03-12 | On-Hold | RES Australia Pty Ltd | 55 106 637 754 | Not Provided | Kerrs Creek Wind Farm | Kerrs Creek Road | NSW1 | Not Provided | 385 |  | 2025-03-31 | Wind Turbine | Onshore | Not Provided | 77 | Asynchronous | Not Provided | 5 | Not Provided | Not Provided | N00049
TransGrid | 202106161600 | TGCE21061616004 | New connection enquiry (NER 5.3) | 2021-03-23 | 2021-03-23 | Active | Lightsource Development Services Australia Pty Ltd | 26 623 301 799 | Not Provided | Wellington North BESS | 7km from Wellington Substation | NSW1 | Not Provided | 500 |  | 2023-12-31 | Storage | Battery | Not Provided | 130 | Synchronous | Not Provided | 4 | Not Provided | Not Provided | N00050
TransGrid | 202309191100 |  | New application to connect (NER 5.3) |  |  | Active | Lightsource Development Services Australia Pty Ltd | 26 623 301 799 |  | Goulburn River Solar Farm |  | NSW1 |  | 450 |  |  | Solar PV | Not provided | Not Provided | Not provided | Asynchronous | Not Provided | Not provided | Not Provided | Not Provided | N00051
TransGrid | 202106161600 | TGCE21061616005 | New connection enquiry (NER 5.3) | 2021-04-14 | 2021-04-14 | Active | Lightsource Development Services Australia Pty Ltd | 26 623 301 799 | Not Provided | Goulburn River Solar Farm | Manobalai, NSW | NSW1 | Not Provided | 500 |  | 2023-09-30 | Solar PV | Not provided | Not Provided | Not provided | Asynchronous | Not Provided | Not provided | Not Provided | Not Provided | N00051
TransGrid | 202306190800 | TGCE23061911005 | New connection enquiry (NER 5.3) | 2023-03-28 | 2023-04-13 | Complete | Lightsource Development Services Australia Pty Ltd | 26 623 301 799 |  | Goulburn River BESS | Merriwa, NSW 2329 | NSW1 |  | 450 |  | 2024-06-30 | Storage | Battery | Not Provided | 108 | Asynchronous |  |  |  |  | N00052
TransGrid | 202106161600 | TGCE21061616005 | New connection enquiry (NER 5.3) | 2021-04-14 | 2021-04-14 | Active | Lightsource Development Services Australia Pty Ltd | 26 623 301 799 | Not Provided | Goulburn River BESS | Manobalai, NSW | NSW1 | Not Provided | 500 |  | 2023-09-30 | Storage | Battery | Not Provided | Not provided | Asynchronous | Not Provided | Not provided | Not Provided | Not Provided | N00052
TransGrid | 202106161600 | TGCE21061616008 | New connection enquiry (NER 5.3) | 2021-05-26 | 2021-05-26 | Active | Risen Energy (Australia) Pty Ltd | Not Provided | 168 750 374 | Darlington Point BESS | Donald Ross Dr, Darlington Point, NSW | NSW1 | Not Provided | 300 |  | 2022-12-30 | Storage | Battery | Not Provided | Not Provided | Asynchronous | Not Provided | Not Provided | Not Provided | Not Provided | N00053
TransGrid | 202109161600 | TGCE21091616001 | New connection enquiry (NER 5.3) | 2021-06-16 | 2021-06-16 | Active | ATCO Australia Pumped Hydro Pty Ltd |  | 636 877 104 | Central West Pumped Hydro | Molybdonite Road, Yetholme, 6.5km from line 72 | NSW1 |  | 325 |  | 2025-03-31 | Hydro | Not provided |  | 2 | Synchronous |  | 163 |  |  | N00054
TransGrid | 202309191100 |  | New application to connect (NER 5.3) |  |  | Active | AMPYR Australia Pty Ltd | 68630312015 |  | Wellington BESS |  | NSW1 | 300 | 300 |  |  | Storage | Battery | 94 | 94 | Asynchronous |  | 3.2 |  | 4.39 | N00055
TransGrid | 202212191300 | 549 | New connection enquiry (NER 5.3) | 2022-11-23 | 2022-11-29 | Active | AMPYR Australia Pty Ltd | 68630312015 |  | Wellington BESS | Wuuluman | NSW1 | 300 | 300 |  | 2024-06-01 | Storage | Battery | 94 | 94 | Asynchronous |  | 3.2 |  | 4.39 | N00055
TransGrid | 202109161600 | TGCE21091616002 | New connection enquiry (NER 5.3) | 2021-06-18 | 2021-06-18 | Active | Ampyr Australia Pty Ltd | 68 630 312 015 |  | Wellington BESS | East of Wellington Substation, at ‘Mount Namina’ - 6773 Goolma Road Wuuluman being Lot 32, DP622471 | NSW1 |  | 500 |  | 2023-12-31 | Storage | Battery |  | 100 | Synchronous |  | 6.5 |  |  | N00055
TransGrid | 202206301600 | TGCE22061616010 | New connection enquiry (NER 5.3) | 2022-04-29 | 2022-04-29 | Active | Neoen Australia Pty Ltd | 57 160 905 706 |  | Armidale BESS | Eathorpe Road, Armidale, NSW | NSW1 |  | 100 |  | 2026-03-31 | Storage | Battery |  |  | Asynchronous |  |  |  |  | N00057
TransGrid | 202109161600 | TGCE21091616004 | New connection enquiry (NER 5.3) | 2021-06-22 | 2021-06-22 | Active | Armidale BESS Project Pty Ltd |  | 636 880 549 | Armidale BESS | Approximately 0.37km in a straight line to Armidale. | NSW1 |  | 150 |  | 2023-09-30 | Storage | Battery |  | 60 | Asynchronous |  | 3.3 |  |  | N00057
TransGrid | 202210031405 | TGCE22091216007 | New connection enquiry (NER 5.3) | 2022-07-04 | 2022-07-14 | Active | The Trustee for Equis Energy (Ausralia) Ngumi 4 Asset Trust | 80353224865 |  | Tamworth Energy Reserve | Calala Lane, Tamworth Regional | NSW1 |  | 300 |  | 2025-09-30 | Storage | Battery |  | 135 | Asynchronous |  | 2.3 |  |  | N00058
TransGrid | 202109161600 | TGCE21091616005 | New connection enquiry (NER 5.3) | 2021-06-22 | 2021-06-22 | Active | Tamworth BESS Project Pty Ltd |  | 636 880 503 | Tamworth BESS | 696 Burgmanns Lane, Kingswood | NSW1 |  | 200 |  | 2023-09-30 | Storage | Battery |  | 80 | Asynchronous |  | 3.3 |  |  | N00058
TransGrid | 202403211100 | TGCE24031816002 | New connection enquiry (NER 5.3) | 2023-12-19 | 2023-12-21 | Complete | Narrabri Solar Power Pty Ltd as trustee for the Narrabri Genesis Project Trust | 65 695 098 339 | 649 600 064 | Narrabri Hybrid | 479 Logans Lane, Narrabri NSW 2390 |  | Not Provided | 100 | 2027-09-30 | Not Provided | Solar PV | Not provided | Not Provided | 30 | Asynchronous | Not Provided | 4.2 | Not Provided | Not Provided | N00059
TransGrid | 202403211100 | TGCE24031816002 | New connection enquiry (NER 5.3) | 2023-12-19 | 2023-12-21 | Complete | Narrabri Solar Power Pty Ltd as trustee for the Narrabri Genesis Project Trust | 65 695 098 339 | 649 600 064 | Narrabri Hybrid | 479 Logans Lane, Narrabri NSW 2390 |  | Not Provided | 100 | 2027-09-30 | Not Provided | Storage | Battery | Not Provided | 35 | Asynchronous | Not Provided | 3.62 | Not Provided | Not Provided | N00059
TransGrid | 202109161600 | TGCE21091616006 | New connection enquiry (NER 5.3) | 2021-08-16 | 2021-08-16 | Active | Narrabri Power Pty Ltd |  | 649 600 064 | Narrabri Solar Farm | 479 Logans Lane Narrabri NSW | NSW1 |  | 120 |  | 2023-12-31 | Solar PV | Not provided |  | 29 | Asynchronous |  | 5 |  |  | N00059
TransGrid | 202403211100 | TGCE24031816003 | New connection enquiry (NER 5.3) | 2023-12-19 | 2023-12-21 | Complete | Forbes Solar Farm Pty Ltd as trustee for the Forbes Genesis Project Trust | 64 463 090 094 | 649 598 676 | Forbes Hybrid | 207 Hoopers Road, Forbes NSW 2870 |  | Not Provided | 120 | 2027-09-30 | Not Provided | Solar PV | Not provided | Not Provided | 36 | Asynchronous | Not Provided | 4.2 | Not Provided | Not Provided | N00060
TransGrid | 202403211100 | TGCE24031816003 | New connection enquiry (NER 5.3) | 2023-12-19 | 2023-12-21 | Complete | Forbes Solar Farm Pty Ltd as trustee for the Forbes Genesis Project Trust | 64 463 090 094 | 649 598 676 | Forbes Hybrid | 207 Hoopers Road, Forbes NSW 2870 |  | Not Provided | 120 | 2027-09-30 | Not Provided | Storage | Battery | Not Provided | 42 | Asynchronous | Not Provided | 3.62 | Not Provided | Not Provided | N00060
TransGrid | 202109161600 | TGCE21091616007 | New connection enquiry (NER 5.3) | 2021-08-16 | 2021-08-16 | Active | Forbes Solar Farm Pty Ltd |  | 649 598 676 | Forbes Solar Farm | 207 Hoopes Road Forbes NSW 2871 | NSW1 |  | 120 |  | 2023-12-31 | Solar PV | Not provided |  | 35 | Asynchronous |  | 5 |  |  | N00060
TransGrid | 202109161600 | TGCE21091616008 | New connection enquiry (NER 5.3) | 2021-08-26 | 2021-08-26 | Active | Epuron Projects Pty Ltd | 84 150 163 143 |  | Bowmans Creek Wind Farm | Albano Road, approx 15km east of Muwellbrook and 15km north east from Liddell switching station | NSW1 |  | 347 |  | 2023-09-30 | Wind Turbine | Onshore |  | 56 | Asynchronous |  | 6.2 |  |  | N00061
TransGrid | 202109161600 | TGCE21091616010 | New connection enquiry (NER 5.3) | 2021-08-28 | 2021-08-28 | Active | Wagga Wagga Operationsco Pty Ltd as trustee for the Wagga Wagga Operations Trust | 74 319 039 965 | 622 310 776 | Wagga North Solar Farm BESS | East Bomen Road in Bomen, 10km NE of Wagga Wagga CBD | NSW1 |  | 15 |  | 2022-06-30 | Storage | Battery |  | TBA | Asynchronous |  | TBA |  |  | N00062
TransGrid | 202212191300 | 571 | New application to connect (NER 5.3) | 2022-10-24 | 2022-10-28 | Active | ACENergy Pty Ltd | 89628883447 |  | Apsley BESS | Apsley | NSW1 | 120 | 120 |  | 2024-08-01 | Storage | Battery | 46 | 46 | Asynchronous |  | 2.6 |  | 3.45 | N00063
TransGrid | 202112161600 | TGCE21121616001 | New connection enquiry (NER 5.3) | 2021-09-20 | 2021-09-20 | Active | Acenergy | 89 628 883 447 |  | Apsley BESS Project | 9010 Mitchell Hwy, Apsley | NSW1 |  | 160 |  | 2023-06-30 | Storage | Battery |  | 52 | Asynchronous |  | 3.45 |  |  | N00063
TransGrid | 202312151100 | TGCE21121616002 | New application to connect (NER 5.3) | 2023-09-22 | 2023-10-06 | Active | ESCO Solar Farm 5 Pty Ltd | 52 385 169 309 | Not provided | Summerville Solar Farm | Koolkhan, approximately 31.6km from Lismore | NSW1 |  | 90 | 2026-04-01 | Not Provided | Solar PV | Single axis tracking | Not provided | 24 | Asynchronous | Not Provided | 4.2 | Not Provided | 4.2 | N00064
TransGrid | 202312151100 | TGCE21121616002 | New application to connect (NER 5.3) | 2023-09-22 | 2023-10-06 | Active | ESCO Solar Farm 5 Pty Ltd | 52 385 169 309 | Not provided | Summerville Solar Farm | Koolkhan, approximately 31.6km from Lismore | NSW1 |  | Not applicable | 2026-04-01 | Not Provided | Storage | Battery | Not provided | 18 | Asynchronous | Not Provided | 3.6 | Not Provided | 3.6 | N00064
TransGrid | 202112161600 | TGCE21121616002 | New connection enquiry (NER 5.3) | 2021-09-22 | 2021-09-22 | Active | ESCO Pacific | 70 636 892 647 |  | Summerville SF | Summerland Way, Myrtle Creek | NSW1 |  | 90 |  | 2023-12-31 | Solar PV | Not provided |  | 26 | Asynchronous |  | 4.2 |  |  | N00064
TransGrid | 202112161600 | TGCE21121616002 | New connection enquiry (NER 5.3) | 2021-09-22 | 2021-09-22 | Active | ESCO Pacific | 70 636 892 647 |  | Summerville SF | Summerland Way, Myrtle Creek | NSW1 |  | 97 |  | 2023-12-31 | Storage | Battery |  | 30 | Asynchronous |  | 3.66 |  |  | N00064
TransGrid | 202312151100 | TGCE23121411002 | New connection enquiry (NER 5.3) | 2023-09-11 | 2023-10-09 | Complete | Burrendong Wind Farm Pty Ltd. | 49 657 154 633 | Not provided | Burrendong Wind Farm | Stuart Town, NSW 2820 | NSW1 |  | 546 | 2027-03-31 | Not Provided | Wind Turbine | Onshore | Not Provided | 70 | Asynchronous | Not Provided | 7.8 | Not Provided | Not Provided | N00065
TransGrid | 202112161600 | TGCE21121616003 | New connection enquiry (NER 5.3) | 2021-09-22 | 2021-09-22 | Active | Epuron Projects Pty Ltd | 84 150 163 143 |  | Burrendong WF | App 13km SthEast of Burrndong Dam | NSW1 |  | 651 |  | 2024-12-31 | Wind Turbine | Onshore |  | 105 | Asynchronous |  | 6.2 |  |  | N00065
TransGrid | 202312151100 | TGCE23091916008 | New connection enquiry (NER 5.3) | 2023-08-18 | 2023-08-24 | Complete | Neoen Australia Pty Ltd | 57 160 905 706 | Not provided | Thunderbolt Energy Hub | Kentucky, NSW 2354 | NSW1 |  | 260 | 2026-12-31 | Not Provided | Wind Turbine | Onshore | Not Provided | Not Provided | Asynchronous | Not Provided | Not Provided | Not Provided | Not Provided | N00066
TransGrid | 202309191100 | TGCE23091916008 | New connection enquiry (NER 5.3) | 2023-08-18 | 2023-08-24 | Active | Neoen Australia Pty Ltd | 57 160 905 706 | Not provided | Thunderbolt Energy Hub | Kentucky, NSW 2354 | NSW1 |  | 260 | 2026-12-31 | Not Provided | Wind Turbine | Onshore | Not Provided | Not Provided | Asynchronous | Not Provided | Not Provided | Not Provided | Not Provided | N00066
TransGrid | 202112161600 | TGCE21121616004 | New connection enquiry (NER 5.3) | 2021-10-22 | 2021-10-22 | Active | Neoen Australia Pty Ltd | 57 160 905 706 |  | Thunderbolt Energy Hub | Kentucky, NSW | NSW1 |  | 260 |  | 2026-12-31 | Wind Turbine | Onshore |  | 32 | Asynchronous | 5 | 8 |  |  | N00066
TransGrid | 202312151100 |  | New application to connect (NER 5.3) |  |  | Complete | AGL Macquarie Pty Ltd | 18167859494 |  | Broken Hill Energy Storage Centre |  | NSW1 |  | 50 |  | 2023-12-07 | Storage | Other |  |  | Synchronous |  |  |  |  | N00067
TransGrid | 202309191100 |  | New application to connect (NER 5.3) |  |  | Active | AGL Macquarie Pty Ltd | 18167859494 |  | Broken Hill Energy Storage Centre |  | NSW1 |  | 50 |  |  | Storage | Other |  |  | Synchronous |  |  |  |  | N00067
TransGrid | 202112161600 | TGCE21121616005 | New connection enquiry (NER 5.3) | 2021-09-29 | 2021-09-29 | Active | A-CAES NSW | 86 644 102 858 |  | Broken Hill Energy Storage Centre | 12km Barrier Hwy, Broken Hill | NSW1 |  | 200 |  | 2025-06-30 | Storage | Other |  | 2 | Synchronous |  | 100 |  |  | N00067
TransGrid | 202306190800 | 634 | New application to connect (NER 5.3) | 2023-03-14 | 2023-03-20 | Active | Jeremiah Wind Farm Pty Ltd. | 76 633 467 535 |  | Jeremiah Wind Farm | Gundagai, NSW | NSW1 |  | 288 |  | Not Provided | Wind Turbine | Onshore | Not Provided | 48 | Asynchronous |  |  |  |  | N00068
TransGrid | 202112161600 | TGCE21121616006 | New connection enquiry (NER 5.3) | 2021-10-20 | 2021-10-20 | Active | Jeremiah Wind Farm Pty Ltd | 76 733 467 535 |  | Jeremiah WF | Gundagai, NSW | NSW1 |  | 400 |  | 2023-09-30 | Wind Turbine | Onshore |  | 65 | Asynchronous |  | 7 |  |  | N00068
TransGrid | 202112161600 | TGCE21121616007 | New connection enquiry (NER 5.3) | 2021-10-05 | 2021-10-05 | Active | X-Elio Australia Pty Ltd | 42 617 094 863 |  | Holbrook SF | 59 Maxwell Rd, Maxwell, NSW | NSW1 |  | 250 |  | 2024-12-31 | Solar PV | Not provided |  | 68 | Asynchronous |  | 4.092 |  |  | N00069
TransGrid | 202309191100 | TGCE21121616008 | New application to connect (NER 5.3) | 2023-07-10 | 2023-07-10 | Active | Venn Artibir Group Pty Ltd | 42 632 214 674 | Not provided | Acacia Solar Farm | About 9 km from Tamworth 330kV Substation | NSW1 |  | 300 | 2025-10-01 | Not Provided | Solar PV | Single axis tracking | Not Provided | 44 | Asynchronous | Not provided | 4.4 | Not provided | 4.4 | N00070
TransGrid | 202210031405 | TGCE21121616008 | Material change to connection enquiry (NER 5.3.8(d1)) | 2022-06-15 | 2022-06-24 | Active | Venn Artibir Group Pty Ltd |  | 632214674 | Acacia SF | Marsden Park Rd & Kia Ora Ln, Loomberah | NSW1 |  | 300 |  | 2024-06-30 | Solar PV | Not provided |  |  | Asynchronous |  |  |  |  | N00070
TransGrid | 202112161600 | TGCE21121616008 | New connection enquiry (NER 5.3) | 2021-11-15 | 2021-11-15 | Active | Venn Artibir Group Pty Ltd |  | 632 214 674 | Acacia SF | Marsden Park Rd & Kia Ora Ln, Loomberah | NSW1 |  | 300 |  | 2023-12-31 | Solar PV | Not provided |  | TBC | Asynchronous |  | TBC |  |  | N00070
TransGrid | 202306190800 | 559 | New application to connect (NER 5.3) | 2023-04-04 | 2023-04-24 | Active | Middlebrook Solar Farm Pty Ltd | 93 808 561 672 |  | Middlebrook Solar Farm & BESS | Garoo, Sth of Tamworth | NSW1 |  | 320 |  | Not Provided | Solar PV | Single axis tracking | Not Provided | 94 | Asynchronous |  |  |  |  | N00071
TransGrid | 202306190800 | 559 | New application to connect (NER 5.3) | 2023-04-04 | 2023-04-24 | Active | Middlebrook Solar Farm Pty Ltd | 93 808 561 672 |  | Middlebrook Solar Farm & BESS | Garoo, Sth of Tamworth | NSW1 |  |  |  | Not Provided | Storage | Battery | Not Provided |  | Asynchronous |  |  |  |  | N00071
TransGrid | 202112161600 | TGCE21121616009 | New connection enquiry (NER 5.3) | 2021-09-24 | 2021-09-24 | Active | Middlebrook Solar Farm Pty Ltd | 62 639 743 310 |  | Middlebrook SF & BESS | Garoo, Sth of Tamworth | NSW1 |  | 350 |  | 2024-12-31 | Solar PV | Not provided |  | 96 | Asynchronous |  | 4.4 |  |  | N00071
TransGrid | 202112161600 | TGCE21121616009 | New connection enquiry (NER 5.3) | 2021-09-24 | 2021-09-24 | Active | Middlebrook Solar Farm Pty Ltd | 62 639 743 310 |  | Middlebrook SF & BESS | Garoo, Sth of Tamworth | NSW1 |  | 100 |  | 2024-12-31 | Storage | Battery |  | 34 | Asynchronous |  | 3.6 |  |  | N00071
TransGrid | 202403211100 | TGCE23121411011 | New connection enquiry (NER 5.3) | 2023-11-27 | 2023-12-05 | Complete | Midgar Solar Project Pty Ltd. | 40 622 832 446 | Not provided | Merriwa Energy Hub | Flaggs Rd, Merriwa, NSW 2329 |  | Not Provided | 1000 | 2028-12-31 | Not Provided | Storage | Battery | Not Provided | 260 | Asynchronous | Not Provided | 4.7 | Not Provided | Not Provided | N00072
TransGrid | 202312151100 | TGCE23121411011 | New connection enquiry (NER 5.3) | 2023-11-27 | 2023-12-05 | Active | Midgar Solar Project Pty Ltd. | 40 622 832 446 | Not provided | Merriwa Energy Hub | Flaggs Rd, Merriwa, NSW 2329 | NSW1 |  | 1000 | 2028-12-31 | Not Provided | Storage | Battery | Not Provided | 260 | Asynchronous | Not Provided | 4.7 | Not Provided | Not Provided | N00072
TransGrid | 202112161600 | TGCE21091616003 | New connection enquiry (NER 5.3) | 2021-10-20 | 2021-10-20 | Active | Midgar Solar Project Pty Ltd |  | 622 832 446 | Merriwa SF | Flaggs Rd, Merriwa | NSW1 |  | 550 |  | 2023-09-30 | Solar PV | Not provided |  | 158 | Asynchronous |  | 4.6 |  |  | N00072
TransGrid | 202112161600 | TGCE21091616003 | New connection enquiry (NER 5.3) | 2021-10-20 | 2021-10-20 | Active | Midgar Solar Project Pty Ltd |  | 622 832 446 | Merriwa SF | Flaggs Rd, Merriwa | NSW1 |  | 400 |  | 2023-09-30 | Storage | Battery |  | 136 | Asynchronous |  | 3.9 |  |  | N00072
TransGrid | 202109161600 | TGCE21091616003 | New connection enquiry (NER 5.3) | 2021-06-22 | 2021-06-22 | On-Hold | Midgar Solar Project Pty Ltd |  | 622 832 446 | Merriwa Solar Farm | Flaggs Road, Merriwa NSW | NSW1 |  | 550 |  | 2023-09-30 | Solar PV | Not provided |  | 159 | Asynchronous |  | 4.6 |  |  | N00072
TransGrid | 202112150000 |  | New application to connect (NER 5.3) | 2021-10-27 | 2021-11-08 | Active | CWP Renewables Pty Ltd | 57 127 205 645 |  | Uungala Wind Farm | Uungala | NSW1 | 414 | 477.27 |  |  | Wind Turbine | Onshore | 69 | 69 | Asynchronous |  | 6 |  | 6.917 | N00073
TransGrid | 202206301600 | TGCE22061616002 | New connection enquiry (NER 5.3) | 2022-03-17 | 2022-03-17 | Active | The Trustee for Transgrid Services Trust | 94 121 353 950 |  | Molong System Strength Battery Pilot | Molong Substation, Back Saleyards Rd, Molong | NSW1 |  | 99 |  | 2025-03-31 | Storage | Battery |  | 18 | Asynchronous |  | 5.5 |  | 99 | N00074
TransGrid | 202206301600 | TGCE22061616003 | New connection enquiry (NER 5.3) | 2022-03-22 | 2022-03-22 | Active | Dungowan Pumped Hydro Pty Ltd |  | 636 908 793 | Dungowan 1 PHES | Dungowan Dam Road, Ogunbil, NSW | NSW1 |  | 300 |  | 2027-12-31 | Hydro | Dam |  | 2 | Synchronous |  | 150 |  | 300 | N00075
TransGrid | 202312151100 | TGCE22061616004 | New application to connect (NER 5.3) | 2023-09-15 | 2023-09-19 | Active | Ridgey Creek BESS Pty Ltd | 50 655 361 292 | Not provided | Ridgey Creek BESS | McGrath Lane – Henry Parkes Lane, Parkes, NSW | NSW1 |  | 130 | 2026-03-31 | Not Provided | Storage | Battery | Not provided | 160 | Asynchronous | Not Provided | 1.0766 | Not Provided | 1.077 | N00076
TransGrid | 202309191100 | TGCE22061616004 | New application to connect (NER 5.3) | 2023-09-15 | 2023-09-19 | Active | Ridgey Creek BESS Pty Ltd | 50 655 361 292 | Not provided | Ridgey Creek BESS | McGrath Lane – Henry Parkes Lane, Parkes, NSW | NSW1 |  | 130 | 2026-03-31 | Not Provided | Storage | Battery | Not Provided | 160 | Asynchronous | Not provided | 1.0766 | Not provided | 1.077 | N00076
TransGrid | 202206301600 | TGCE22061616004 | New connection enquiry (NER 5.3) | 2022-03-22 | 2022-03-22 | Active | Ridgey Creek BESS Pty Ltd | 50 655 361 292 |  | Ridgey Creek BESS | McGrath Lane – Henry Parkes Lane, Parkes, NSW | NSW1 |  | 130 |  | 2024-03-31 | Storage | Battery |  |  | Asynchronous |  |  |  |  | N00076
TransGrid | 202206301600 | TGCE22061616005 | New connection enquiry (NER 5.3) | 2022-03-28 | 2022-03-28 | Active | Neoen Australia Pty Ltd | 57 160 905 706 |  | Munmorah BESS | Munmorah Power Station | NSW1 |  | 900 |  | 2025-12-31 | Storage | Battery |  | 246 | Asynchronous |  | 4.6 |  | 1131.6 | N00077
TransGrid | 202212191300 | TGCE22121616011 | New connection enquiry (NER 5.3) | 2022-12-09 | 2022-12-12 | Active | Vena Energy Services (Australia) Pty Ltd | 89 609 132 747 |  | Wagga Wagga BESS | 14km South of Balranald, West of the intersection of Yanga Way with Balranald Road | NSW1 |  | 400 |  | 2025-09-30 | Storage | Battery |  | 120 | Asynchronous |  | 4.39 |  |  | N00078
TransGrid | 202206301600 | TGCE22061616006 | New connection enquiry (NER 5.3) | 2022-04-13 | 2022-05-19 | Active | Vena Energy Services (Australia) Pty Ltd | 89 609 132 747 |  | Wagga Wagga Renewable Project | Western side of Redbank Rd, Rowan (Wagga Wagga) NSW | NSW1 |  | 166 |  | 2025-09-30 | Solar PV | Not provided |  | 49 | Asynchronous |  | 4.39 |  | 215.11 | N00078
TransGrid | 202206301600 | TGCE22061616006 | New connection enquiry (NER 5.3) | 2022-04-13 | 2022-05-19 | Active | Vena Energy Services (Australia) Pty Ltd | 89 609 132 747 |  | Wagga Wagga Renewable Project | Western side of Redbank Rd, Rowan (Wagga Wagga) NSW |  |  |  |  | 2025-09-30 | Storage | Battery |  | 60 | Asynchronous |  | 4.39 |  | 263.4 | N00078
TransGrid | 202206301600 | TGCE22061616007 | New connection enquiry (NER 5.3) | 2022-04-19 | 2022-04-19 | Active | Bluefloat Energy International SLU joint venture with Energy Estate Investments Pty Ltd | 17 619 120 491 |  | Hunter Coast Offshore Wind Project | 25km - 50km offshore of coast between Redhead Beach & North Entrance Beach | NSW1 |  | 1425 |  | 2030-12-31 | Wind Turbine | Offshore |  | 95 | Asynchronous |  | 15 |  | 1425 | N00079
TransGrid | 202206301600 | TGCE22061616008 | New connection enquiry (NER 5.3) | 2022-04-19 | 2022-04-19 | Active | Bluefloat Energy International SLU joint venture with Energy Estate Investments Pty Ltd | 17 619 120 491 |  | Wollongong Offshore Wind Project | 17 - 35km offshore from Illawarra coast between Kiama and Currarong | NSW1 |  | 1575 |  | 2029-12-31 | Wind Turbine | Offshore |  | 105 | Asynchronous |  | 15 |  | 1575 | N00080
TransGrid | 202309191100 | TGCE22061616009 | New application to connect (NER 5.3) | 2023-09-11 | 2023-09-11 | Active | Lightsource Development Services Australia Pty Ltd | 26 623 301 799 | Not provided | Gundary Solar Farm | 10km Southeast of Goulburn NSW | NSW1 |  | 320 | 2026-08-26 | Not Provided | Solar PV | Single axis tracking | Not Provided | 96 | Asynchronous | Not provided | 4.504 | Not provided | 4.504 | N00081
TransGrid | 202206301600 | TGCE22061616009 | New connection enquiry (NER 5.3) | 2022-04-29 | 2022-04-29 | Active | Lightsource Development Services Australia Pty Ltd |  | 623 301 799 | Gundary Solar Farm | Approximately 10km South East of Goulburn, main entrance 961 Windellema Rd | NSW1 |  | 400 |  | 2026-09-30 | Solar PV |  |  | 100 | Asynchronous |  | 4 |  | 400 | N00081
TransGrid | 202206301600 | TGCE22061616009 | New connection enquiry (NER 5.3) | 2022-04-29 | 2022-04-29 | Active | Lightsource Development Services Australia Pty Ltd |  | 623 301 799 | Gundary Solar Farm | Approximately 10km South East of Goulburn, main entrance 961 Windellema Rd | NSW1 |  | 200 |  | 2026-09-30 | Storage | Battery |  |  | Asynchronous |  |  |  |  | N00081
TransGrid | 202206301600 | TGCE22061616011 | New connection enquiry (NER 5.3) | 2022-04-29 | 2022-04-29 | Active | Goldwind Australia Pty Ltd |  | 140 108 390 | Baldon Wind Farm | 12km East of Keri Keri town | NSW1 |  | 300 |  | 2026-06-30 | Wind Turbine | Onshore |  | 50 | Asynchronous |  | 6 |  | 300 | N00082
TransGrid | 202206301600 | TGCE22061616012 | New connection enquiry (NER 5.3) | 2022-05-06 | 2022-05-06 | Active | Neoen Australia Pty Ltd | 57 160 905 706 |  | Donnybrook project | 20km North West from Tenterfield substation | NSW1 |  | 144 |  | 2026-06-30 | Wind Turbine | Onshore |  | 24 | Asynchronous |  | 6 |  | 144 | N00083
TransGrid | 202206301600 | TGCE22061616013 | New connection enquiry (NER 5.3) | 2022-05-26 | 2022-05-26 | Active | Merino Solar Farm Pty Ltd as trustee for Merino Solar Farm Trust | 92 520 562 079 | 648 376 934 | Merino Solar Farm | 10km South of Goulburn | NSW1 |  | 270 |  | 2025-09-30 | Solar PV | Not provided |  | 100 | Asynchronous |  | 3.3827 |  | 338.27 | N00084
TransGrid | 202206301600 | TGCE22061616013 | New connection enquiry (NER 5.3) | 2022-05-26 | 2022-05-26 | Active | Merino Solar Farm Pty Ltd as trustee for Merino Solar Farm Trust | 92 520 562 079 | 648 376 934 | Merino Solar Farm | 10km South of Goulburn | NSW1 |  | 250 |  | 2025-09-03 | Storage | Battery |  | 96 | Asynchronous |  | 3.2217 |  | 309.28 | N00084
TransGrid | 202206301600 | TGCE22061616014 | New connection enquiry (NER 5.3) | 2022-05-30 | 2022-06-10 | Active | Capital Wind Farm 2 Pty Limited | 46 143 835 349 |  | Capital 2 Wind Farm | 15km North of Bungendore | NSW1 |  | 130 |  | 31/06/2025 | Wind Turbine | Onshore |  | 32 | Asynchronous |  | 3.6 |  | 115.2 | N00085
TransGrid | 202206301600 | TGCE22061616015 | New connection enquiry (NER 5.3) | 2022-06-02 | 2022-06-02 | Active | Neoen Australia Pty Ltd | 57 160 905 706 |  | Territory Battery | <1km from Stockdill Substation, Stockdill Drive ACT | NSW1 |  | 300 |  | 2024-03-31 | Storage | Battery |  |  | Asynchronous |  |  |  |  | N00086
TransGrid | 202210031405 | TGCE22091216001 | New connection enquiry (NER 5.3) | 2022-06-01 | 2022-07-28 | Active | Energy Bay Fund Management | 96933949879 |  | Moorebank Logistics Park Project | Moorebank Ave, Moorebank NSW | NSW1 |  | 200 |  | 2027-12-31 | Storage | Battery |  |  | Asynchronous |  |  |  |  | N00087
TransGrid | 202210031405 | TGCE22091216001 | New connection enquiry (NER 5.3) | 2022-06-01 | 2022-07-28 | Active | Energy Bay Fund Management | 96933949879 |  | Moorebank Logistics Park Project | Moorebank Ave, Moorebank NSW | NSW1 |  | 120 |  | 2027-12-31 | Solar PV |  |  | 60 | Asynchronous |  | 2 |  |  | N00087
TransGrid | 202210031405 | TGCE22091216002 | New connection enquiry (NER 5.3) | 2022-06-07 | 2022-07-08 | Active | Gunnedah Battery Subco Pty Ltd | 655076789 |  | Gunnedah BESS | 765 Orange Grove Road, Gunnedah NSW | NSW1 |  | 70 |  | 2024-12-31 | Storage | Battery |  | 112 | Asynchronous |  | 0.7 |  |  | N00088
TransGrid | 202210031405 | TGCE22091216003 | New connection enquiry (NER 5.3) | 2022-06-15 | 2022-06-17 | Active | Windlab Development Pty Ltd | 98134738462 |  | Burrawong Wind Farm | 3km SE to Transgrid Balranald Substation | NSW1 |  | 100 |  | 2024-12-31 | Storage | Battery |  |  | Asynchronous |  |  |  |  | N00089
TransGrid | 202210031405 | TGCE22091216003 | New connection enquiry (NER 5.3) | 2022-06-15 | 2022-06-17 | Active | Windlab Developments Pty Ltd | 98134738462 |  | Burrawong Wind Farm | 3km SE to Transgrid Balranald Substation | NSW1 |  | 250 |  | 2024-12-31 | Wind Turbine | Onshore |  | 42 | Asynchronous |  | 6 |  |  | N00089
TransGrid | 202210031405 | TGCE22091216004 | New connection enquiry (NER 5.3) | 2022-06-23 | 2022-07-19 | Active | Piambong Wind Farm Pty Ltd | 45657318299 |  | Piambong Wind Farm | 20km West of Mudgee NSW | NSW1 |  | 100 |  | 2025-01-01 | Storage | Battery |  |  | Asynchronous |  |  |  |  | N00090
TransGrid | 202210031405 | TGCE22091216004 | New connection enquiry (NER 5.3) | 2022-06-23 | 2022-07-19 | Active | Piambong Wind Farm Pty Ltd | 45657318299 |  | Piambong Wind Farm | 20km West of Mudgee NSW | NSW1 |  | 660 |  | 2025-01-01 | Wind Turbine | Onshore |  | 98 | Asynchronous |  | 6.8 |  |  | N00090
TransGrid | 202306190800 | 662 | New application to connect (NER 5.3) | 2023-03-14 | 2023-04-15 | Active | Munmorah Battery ProjectCo Pty Ltd |  | 662 894 699 | Waratah Super BESS | Former Munmorah Power Station, 301 Scenic Drive, Colongra NSW 2262 | NSW1 |  | 850 |  | Not Provided | Storage | Battery | Not Provided | 288 | Asynchronous |  |  |  |  | N00091
TransGrid | 202210031405 | TGCE22091216006 | New connection enquiry (NER 5.3) | 2022-06-28 | 2022-06-30 | Active | Energy Corporation of New South Wales | 13495767706 |  | Waratah Super Battery 350MW | Former Munmorah Power Station, 301 Scenic Drive, Colongra NSW 2262 | NSW1 |  | 350 |  | 2024-11-30 | Storage | Battery |  | 120 | Asynchronous |  | 3.3 |  |  | N00091
TransGrid | 202210031405 | TGCE22091216005 | New connection enquiry (NER 5.3) | 2022-06-28 | 2022-06-30 | Active | Energy Corporation of New South Wales | 13495767706 |  | Waratah Super Battery 700MW | Former Munmorah Power Station, 301 Scenic Drive, Colongra NSW 2262 | NSW1 |  | 700 |  | 2024-11-30 | Storage | Battery |  | 240 | Asynchronous |  | 3.3 |  |  | N00091
TransGrid | 202210031405 | TGCE22091216008 | New connection enquiry (NER 5.3) | 2022-08-08 | 2022-08-08 | Active | EnergyAustralia Development Pty Ltd | 52120513322 |  | Lake Lyell PHES | 1km from Transgrid Line 76 | NSW1 |  | 335 |  | 2028-12-31 | Hydro | Dam |  | 1 | Synchronous |  | 335 |  |  | N00092
TransGrid | 202210031405 | TGCE220912160010 | New connection enquiry (NER 5.3) | 2022-08-04 | 2022-08-23 | Active | PANORAMA BESS SUBCO PTY LTD as trustee for the PANORAMA BESS UNIT TRUST | 38905415690 | 657629500 | Panorama BESS | 800 Mid Western Highway, Evans Plains, NSW, 2795 on Lot 2 on DP 864272 | NSW1 |  | 100 |  | 2025-03-31 | Storage | Battery |  | 25 | Asynchronous |  | 4.3 |  |  | N00093
TransGrid | 202312151100 | TGCE220912160011 | New application to connect (NER 5.3) | 2023-11-15 | 2023-11-22 | Active | Limondale Battery Pty Ltd | 22 665 593 993 | Not provided | Limondale Battery Energy Storage System | 14km South of Balranald, south western NSW | NSW1 |  | 50 | 2025-01-15 | Not Provided | Storage | Battery | Not provided | 144 | Asynchronous | Not Provided | 1.32 | Not Provided | 1.32 | N00094
TransGrid | 202210031405 | TGCE220912160011 | New connection enquiry (NER 5.3) | 2022-09-01 | 2022-09-06 | Active | RWE Renewables Australia Pty Ltd |  | 626156894 | Limondale BESS | 14km South of Balranald, West of intersection of Yanga Way with Balranald Road | NSW1 |  | 100 |  | 2024-12-31 | Storage | Battery |  |  | Asynchronous |  |  |  |  | N00094
TransGrid | 202210031405 | 188 | New application to connect (NER 5.3) | 2022-08-30 | 2022-09-12 | Active | Overland Sun Farming Pty Ltd | 76150464001 |  | Orange Grove Solar Farm | Gunnedah | NSW1 | 80 | 96.8 |  | 2024-08-01 | Solar PV |  | 22 | 22 | Asynchronous |  | 3.64 |  | 4.4 | N00095
TransGrid | 202403211100 | TGCE24031816004 | New connection enquiry (NER 5.3) | 2023-12-19 | 2023-12-21 | Complete | X-Elio Australia Pty Ltd | 42 617 094 863 | Not provided | Maxwell Downs Hybrid SF & BESS | 267 OXLEY BRIDGE RD, MAXWELL NSW 2650 |  | Not Provided | 270 | 2027-09-30 | Not Provided | Solar PV | Not provided | Not Provided | Not Provided | Asynchronous | Not Provided | Not Provided | Not Provided | Not Provided | N00096
TransGrid | 202403211100 | TGCE24031816004 | New connection enquiry (NER 5.3) | 2023-12-19 | 2023-12-21 | Complete | X-Elio Australia Pty Ltd | 42 617 094 863 | Not provided | Maxwell Downs Hybrid SF & BESS | 267 OXLEY BRIDGE RD, MAXWELL NSW 2650 |  | Not Provided | 300 | 2027-09-30 | Not Provided | Storage | Battery | Not Provided | Not Provided | Asynchronous | Not Provided | Not Provided | Not Provided | Not Provided | N00096
TransGrid | 202212191300 | 561 | New connection enquiry (NER 5.3) | 2022-10-05 | 2022-10-11 | Active | X-Elio Holbrook Pty Ltd | 28655846469 |  | Maxwell Downs Solar Farm | Maxwell | NSW1 | 104 | 104 |  | 2025-08-01 | Solar PV | Single axis tracking | 37 | 37 | Asynchronous |  | 2.81 |  | 3.575 | N00096
TransGrid | 202212191300 | TGCE22121616001 | New connection enquiry (NER 5.3) | 2022-09-14 | 2022-10-27 | On-Hold | NPSF Renewables Pty Ltd |  | 645 303 233 | Nottingham Park Solar Farm | New Winton Road and Old Winton Road, Winton NSW 2344 | NSW1 |  | 210 |  | 2025-09-30 | Solar PV | Not provided |  | 51 | Asynchronous |  | 4.6 |  |  | N00097
TransGrid | 202212191300 | TGCE22121616002 | New connection enquiry (NER 5.3) | 2022-09-28 | 2022-09-28 | Complete | Balranald Wind Farm Pty Ltd | 35 653 470 690 |  | Euston Wind Farm | Balranald Shire Council | NSW1 |  | 330 |  | 2028-12-31 | Wind Turbine | Onshore |  | 50 | Asynchronous |  | 6.6 |  |  | N00098
TransGrid | 202306190800 | TGCE23061911002 | New connection enquiry (NER 5.3) | 2023-03-30 | 2023-04-04 | Complete | Yanco Delta Wind Farm Pty Ltd |  | 655 210 567 | Yanco Delta Wind Farm (to PEC) | Wilson Rd, Jerilderie, NSW 2716 | NSW1 |  | 1220 |  | 2027-06-30 | Wind Turbine | Onshore | Not Provided | 208 | Asynchronous |  |  |  |  | N00099
TransGrid | 202212191300 | TGCE22121616003 | New connection enquiry (NER 5.3) | 2022-09-28 | 2022-09-28 | Complete | Virya Energy Pty Ltd |  | 639 930 966 | Yanco Delta Wind Farm Stage 1 | Moonbria Rd, Moonbria, NSW 2710 | NSW1 |  | 132 |  | 2026-03-31 | Wind Turbine | Onshore |  | 20 | Asynchronous |  | 6.6 |  |  | N00099
TransGrid | 202212191300 | TGCE22121616003 | New connection enquiry (NER 5.3) | 2022-09-28 | 2022-09-28 | Complete | Virya Energy Pty Ltd |  | 639 930 966 | Yanco Delta Wind Farm Stage 1 | Moonbria Rd, Moonbria, NSW 2710 | NSW1 |  | 20 |  | 2026-03-31 | Storage | Battery |  |  | Asynchronous |  |  |  |  | N00099
TransGrid | 202212191300 | TGCE22121616004 | New connection enquiry (NER 5.3) | 2022-09-27 | 2022-09-27 | Complete | Athena Energy Australia (Holdings) Pty Ltd | 69 630 577 418 |  | Bendemeer Renewable Energy Hub | Oxley Highway, Bendemeer NSW 2355 | NSW1 |  | 100 |  | 2024-12-21 | Storage | Battery |  | 24 | Asynchronous |  | 4.2 |  |  | N00100
TransGrid | 202212191300 | TGCE22121616004 | New connection enquiry (NER 5.3) | 2022-09-27 | 2022-10-10 | Complete | Athena Energy Australia (Holdings) Pty Ltd | 69 630 577 418 |  | Bendemeer Renewable Energy Hub | Oxley Highway, Bendemeer NSW 2355 | NSW1 |  | 380 |  | 2025-12-31 | Wind Turbine | Onshore |  | 62 | Asynchronous |  | 6.2 |  |  | N00100
TransGrid | 202212191300 | TGCE22121616004 | New connection enquiry (NER 5.3) | 2022-09-27 | 2022-10-10 | Complete | Athena Energy Australia (Holdings) Pty Ltd | 69 630 577 418 |  | Bendemeer Renewable Energy Hub | Oxley Highway, Bendemeer NSW 2355 | NSW1 |  | 218 |  | 2024-12-31 | Solar PV | Not provided |  | 52 | Asynchronous |  | 4.2 |  |  | N00100
TransGrid | 202212191300 | TGCE22121616005 | New connection enquiry (NER 5.3) | 2022-10-07 | 2022-10-11 | Complete | BESS Arctic Pty Ltd |  | 659 303 554 | BESS Styx | 0.3km off Riverina Highway, Deniliquin NSW 2710 | NSW1 |  | 100 |  | 2025-09-30 | Storage | Battery |  | 27 | Asynchronous |  | 4.39 |  |  | N00101
TransGrid | 202212191300 | TGCE22121616006 | New connection enquiry (NER 5.3) | 2022-09-23 | 2022-10-13 | Complete | Spark Renewables Pty Ltd | 90 632 860 023 |  | Mallee Wind Farm | 13km East/North East from Buronga | NSW1 |  | 346 |  | 2027-03-31 | Wind Turbine | Onshore |  | 48 | Asynchronous |  | 7.2 |  |  | N00102
TransGrid | 202212191300 | TGCE22121616006 | New connection enquiry (NER 5.3) | 2022-09-23 | 2022-10-13 | Complete | Spark Renewables Pty Ltd | 90 632 860 023 |  | Mallee Wind Farm | 13km East/North East from Buronga | NSW1 |  | 350 |  | 2027-03-31 | Storage | Battery |  | 280 | Asynchronous |  | 1.252 |  |  | N00102
TransGrid | 202212191300 | TGCE22121616007 | New connection enquiry (NER 5.3) | 2022-11-24 | 2022-11-25 | Active | AGL Macquarie Pty Ltd | 18 167 859 494 |  | Muswellbrook Pumped Hydro | 2km East of Transgrid Muswellbrook 330kV Substation | NSW1 |  | 500 |  | 2025-03-31 | Storage | Pumped hydro |  | 2 | Synchronous |  | 250 |  |  | N00103
TransGrid | 202212191300 | TGCE22121616008 | New connection enquiry (NER 5.3) | 2022-12-06 | 2022-12-08 | Active | Origin Energy Eraring Pty Ltd | 31 357 688 069 |  | Shoalhaven Expansion | 1km from Transgrid Kangaroo Valley Substation | NSW1 |  | 235 |  | 2028-09-30 | Storage | Pumped hydro |  | 1 | Synchronous |  | 235 |  |  | N00104
TransGrid | 202212191300 | TGCE22121616009 | New connection enquiry (NER 5.3) | 2022-12-07 | 2022-12-14 | Active | BESS Clyde North Pty Ltd | 22 646 383 137 |  | Buronga BESS | 291 Arumpo Road, Buronga NSW 2739 | NSW1 |  | 300 |  | 2025-12-31 | Storage | Battery |  | 120 | Asynchronous |  | 3.6 |  |  | N00105
TransGrid | 202212191300 | TGCE22121616010 | New connection enquiry (NER 5.3) | 2022-12-07 | 2022-12-14 | Active | BESS Atlantic | 94 659 304 186 |  | Jindera BESS | 204 Ortlipp Road, Glenellen NSW 2642 | NSW1 |  | 250 |  | 2025-12-31 | Storage | Battery |  | 100 | Asynchronous |  | 3.6 |  |  | N00106
TransGrid | 202312151100 | TGCE23091916007 | New connection enquiry (NER 5.3) | 2023-08-04 | 2023-08-09 | Complete | AE BESS 4 Pty Ltd. as Trustee for AE BESS 4 Unit Trust | Not provided | 669 179 006 | Deniliquin BESS | 21541 Riverina Highway, Deniliquin, NSW 2710 | NSW1 |  | 150 | 2027-12-31 | Not Provided | Storage | Battery | Not Provided | 50 | Asynchronous | Not Provided | 3.6 | Not Provided | Not Provided | N00107
TransGrid | 202309191100 | TGCE23091916007 | New connection enquiry (NER 5.3) | 2023-08-04 | 2023-08-09 | Active | AE BESS 4 Pty Ltd. as Trustee for AE BESS 4 Unit Trust | Not provided | 669 179 006 | Deniliquin BESS | 21541 Riverina Highway, Deniliquin, NSW 2710 | NSW1 |  | 150 | 2027-12-31 | Not Provided | Storage | Battery | Not Provided | 50 | Asynchronous | Not Provided | 3.6 | Not Provided | Not Provided | N00107
TransGrid | 202212191300 | TGCE22121616012 | New connection enquiry (NER 5.3) | 2022-12-12 | 2022-12-13 | Active | Enervest Pty Ltd | 51 160 709 286 |  | Deniliquin BESS | Riverina Highway, Deniliquin NSW 2710 | NSW1 |  | 150 |  | 2025-06-30 | Storage | Battery |  | 49 | Synchronous |  | 4 |  |  | N00107
TransGrid | 202303191300 | TGCE23031716001 | New connection enquiry (NER 5.3) | 2022-12-07 | 2023-01-27 | Complete | Enervest Pty Ltd. | 51 160 709 286 |  | Stoney Creek BESS | 41 Stoney Creek Road, Narrabri 2390 | NSW1 |  | 200 |  | 2025-06-30 | Storage | Battery |  | 65 | Asynchronous |  | 4 |  |  | N00108
TransGrid | 202303191300 | TGCE23031716002 | New connection enquiry (NER 5.3) | 2022-12-12 | 2022-12-19 | Complete | AGL Macquarie Pty Ltd | 18 167 859 494 |  | Tomago Battery | 700m from Tomago 132kV sub via Old Punt Rd, Tomago NSW 2322 | NSW1 |  | 500 |  | 2028-03-31 | Storage | Battery |  | Not Provided | Asynchronous |  | Not Provided |  |  | N00109
TransGrid | 202303191300 | TGCE23031716003 | New connection enquiry (NER 5.3) | 2023-01-18 | 2023-01-30 | Complete | Enerparc Australia Pty Ltd | 46 622 182 469 |  | McMahons Reef Solar Farm | McMahons Reef, NSW, 2587 | NSW1 |  | 100 |  | 2026-12-31 | Solar PV | Not provided |  | 40 | Asynchronous |  | 3.25 |  |  | N00110
TransGrid | 202306190800 | TGCE23031716004 | New connection enquiry (NER 5.3) | 2023-02-06 | 2023-02-08 | Complete | Hanwha Energy Australia Pty Ltd | 87 624 193 068 |  | Boiling Down BESS | Lot 11 DP1043022, Boiling Down Road, Gregadoo NSW 2650 | NSW1 |  | 200 |  | 2025-03-30 | Storage | Battery | Not Provided | 65 | Asynchronous |  |  |  |  | N00111
TransGrid | 202303191300 | TGCE23031716004 | New connection enquiry (NER 5.3) | 2023-02-06 | 2023-02-08 | Active | Hanwha Energy Australia Pty Ltd | 87 624 193 068 |  | Boiling Down BESS | Lot 11 DP1043022, Boiling Down Road, Gregadoo NSW 2650 | NSW1 |  | 200 |  | 2025-03-30 | Storage | Battery |  | 65 | Asynchronous |  | 4 |  |  | N00111
TransGrid | 202306190800 | TGCE23031716005 | New connection enquiry (NER 5.3) | 2023-02-07 | 2023-02-08 | Complete | Neoen Australia Pty Ltd | 57 160 905 706 |  | Murrurundi Wind Farm | Murrurundi, NSW 2338 | NSW1 |  | 300 |  | 2030-12-31 | Wind Turbine | Onshore | Not Provided | Not Provided | Asynchronous |  |  |  |  | N00112
TransGrid | 202303191300 | TGCE23031716005 | New connection enquiry (NER 5.3) | 2023-02-07 | 2023-02-08 | Active | Neoen Australia Pty Ltd | 57 160 905 706 |  | Murrurundi Wind Farm | Murrurundi, NSW 2338 | NSW1 |  | 300 |  | 2030-12-31 | Wind Turbine | Onshore |  | Not Provided | Asynchronous |  | 7 |  |  | N00112
TransGrid | 202306190800 | TGCE23031716007 | New connection enquiry (NER 5.3) | 2023-02-17 | 2023-02-22 | Complete | EnergyAustralia Development Pty Ltd | 52 120 513 322 | 120 513 322 | Mt Piper BESS | Portland, NSW 2847 | NSW1 |  | 500 |  | 2027-06-30 | Storage | Battery | Not Provided | 102 | Asynchronous |  |  |  |  | N00113
TransGrid | 202303191300 | TGCE23031716007 | New connection enquiry (NER 5.3) | 2023-02-17 | 2023-02-22 | Active | EnergyAustralia Development Pty Ltd | 52 120 513 322 | 120 513 322 | Mt Piper BESS | Portland, NSW 2847 | NSW1 |  | 500 |  | 2027-06-30 | Storage | Battery |  | 102 | Asynchronous |  | 4.9 |  |  | N00113
TransGrid | 202306190800 | TGCE23031716008 | New connection enquiry (NER 5.3) | 2023-02-21 | 2023-02-24 | Complete | BESS Pacific Pty Ltd | 55 659 303 590 |  | BESS Finley | 16891 Riverina Highway, Finley, NSW 2713 | NSW1 |  | 200 |  | 2025-12-31 | Storage | Battery | Not Provided | 40 | Asynchronous |  |  |  |  | N00114
TransGrid | 202303191300 | TGCE23031716008 | New connection enquiry (NER 5.3) | 2023-02-21 | 2023-02-24 | Active | BESS Pacific Pty Ltd | 55 659 303 590 |  | BESS Finley | 16891 Riverina Highway, Finley, NSW 2713 | NSW1 |  | 200 |  | 2025-12-31 | Storage | Battery |  | 40 | Asynchronous |  | 3.432 |  |  | N00114
TransGrid | 202306190800 | TGCE23031716009 | New connection enquiry (NER 5.3) | 2023-02-21 | 2023-03-06 | Complete | BrightNight Australia Pty Ltd | 60 650 335 265 |  | Ilford Green Energy Hub | 1133 Cudgegong Rd, Carwell NSW 2849 | NSW1 |  | 334 |  | 2027-06-30 | Solar PV | Not provided | Not Provided | 76 | Asynchronous |  |  |  |  | N00115
TransGrid | 202306190800 | TGCE23031716009 | New connection enquiry (NER 5.3) | 2023-02-21 | 2023-03-06 | Complete | BrightNight Australia Pty Ltd | 60 650 335 265 |  | Ilford Green Energy Hub | 1133 Cudgegong Rd, Carwell NSW 2849 | NSW1 |  | 167 |  | Not Provided | Wind Turbine | Onshore | Not Provided | 37 | Asynchronous |  |  |  |  | N00115
TransGrid | 202306190800 | TGCE23031716009 | New connection enquiry (NER 5.3) | 2023-02-21 | 2023-03-06 | Complete | BrightNight Australia Pty Ltd | 60 650 335 265 |  | Ilford Green Energy Hub | 1133 Cudgegong Rd, Carwell NSW 2849 | NSW1 |  | 316 |  | Not Provided | Storage | Battery | Not Provided | 72 | Asynchronous |  |  |  |  | N00115
TransGrid | 202303191300 | TGCE23031716009 | New connection enquiry (NER 5.3) | 2023-02-21 | 2023-03-06 | Active | BrightNight Australia Pty Ltd | 60 650 335 265 |  | Ilford Green Energy Hub | 1133 Cudgegong Rd, Carwell NSW 2849 | NSW1 |  | 500 |  | 2027-06-30 | Solar PV | Not provided |  | 76 | Asynchronous |  | 4.39 |  |  | N00115
TransGrid | 202303191300 | TGCE23031716009 | New connection enquiry (NER 5.3) | 2023-02-21 | 2023-03-06 | Active | BrightNight Australia Pty Ltd | 60 650 335 265 |  | Ilford Green Energy Hub | 1133 Cudgegong Rd, Carwell NSW 2849 | NSW1 |  | 500 |  | Not Provided | Wind Turbine | Onshore |  | 37 | Asynchronous |  | 4.5 |  |  | N00115
TransGrid | 202303191300 | TGCE23031716009 | New connection enquiry (NER 5.3) | 2023-02-21 | 2023-03-06 | Active | BrightNight Australia Pty Ltd | 60 650 335 265 |  | Ilford Green Energy Hub | 1133 Cudgegong Rd, Carwell NSW 2849 | NSW1 |  | 500 |  | Not Provided | Storage | Battery |  | 72 | Asynchronous |  | 4.39 |  |  | N00115
TransGrid | 202306190800 | TGCE23031716010 | Material change to connection enquiry (NER 5.3.8(d1)) | 2023-02-28 | 2023-03-16 | Complete | Oxley Solar Development Pty Ltd | 15 629 954 329 |  | Oxley Solar Farm | Armidale, NSW 2350 | NSW1 |  | 215 |  | 2025-06-30 | Solar PV | Not provided | Not Provided | 43 | Asynchronous |  |  |  |  | N00116
TransGrid | 202303191300 | TGCE23031716010 | Material change to connection enquiry (NER 5.3.8(d1)) | 2023-02-28 |  | Active | Oxley Solar Development Pty Ltd | 15 629 954 329 |  | Oxley Solar Farm | Armidale, NSW 2350 | NSW1 |  | 215 |  | 2025-06-30 | Solar PV | Not provided |  | 43 | Asynchronous |  | 5 |  |  | N00116
TransGrid | 202306190800 | TGCE23061911001 | New connection enquiry (NER 5.3) | 2023-03-13 | 2023-03-22 | Complete | Elgin Energy Pty Ltd | 95 629 627 416 |  | Tabulam Solar Farm & BESS | Paddys Flat Rd, Tabulam NSW 2469 | NSW1 |  | 120 |  | 2026-03-31 | Storage | Battery | Not Provided | 35 | Asynchronous |  |  |  |  | N00117
TransGrid | 202306190800 | TGCE23061911001 | New connection enquiry (NER 5.3) | 2023-03-13 | 2023-03-22 | Complete | Elgin Energy Pty Ltd | 95 629 627 416 |  | Tabulam Solar Farm & BESS | Paddys Flat Rd, Tabulam NSW 2469 | NSW1 |  | 120 |  | 2026-03-31 | Solar PV | Not provided | Not Provided | 30 | Asynchronous |  |  |  |  | N00117
TransGrid | 202303191300 | TGCE23031716011 | New connection enquiry (NER 5.3) | 2023-03-13 |  | Active | Elgin Energy Pty Ltd | 95 629 627 416 |  | Tabulam Solar Farm & BESS | Tabulam NSW 2469, Australia | NSW1 |  | 120 |  | 2026-03-31 | Solar PV | Not provided |  | 30 | Asynchronous | 3.78 | 4.2 |  |  | N00117
TransGrid | 202303191300 | TGCE23031716011 | New connection enquiry (NER 5.3) | 2023-03-13 |  | Active | Elgin Energy Pty Ltd | 95 629 627 416 |  | Tabulam Solar Farm & BESS | Tabulam NSW 2469, Australia | NSW1 |  | 120 |  | 2026-03-31 | Storage | Battery |  | 35 | Asynchronous | 3.57 | 4.2 |  |  | N00117
TransGrid | 202306190800 | TGCE23061911003 | New connection enquiry (NER 5.3) | 2023-03-31 | 2023-04-05 | Complete | Global Power Generation Australia Pty Ltd | 74 130 542 031 |  | Vineyard BESS | 1-46 Bandon Road, Vineyard, NSW 2765 | NSW1 |  | 200 |  | 2023-12-31 | Storage | Battery | Not Provided | Not Provided | Asynchronous |  |  |  |  | N00118
TransGrid | 202306190800 | TGCE23061911004 | New connection enquiry (NER 5.3) | 2023-03-24 | 2023-04-11 | Complete | BlueFloat Energy Australia Holdings Pty Ltd |  | 659 864 249 | Eastern Rise Offshore Wind Farm | offshore circuits landfall at: Stockton, Newcastle NSW 2295 | NSW1 |  | 1725 |  | 2031-03-31 | Wind Turbine | Offshore | Not Provided | 115 | Asynchronous |  |  |  |  | N00119
TransGrid | 202306190800 | TGCE23061911006 | New connection enquiry (NER 5.3) | 2023-04-18 | 2023-04-19 | Complete | Terrain Solar Pty Ltd |  | 616 856 172 | Myrtle Creek Solar Farm | Main Camp Road, Myrtle Creek, NSW 2469 | NSW1 |  | 102 |  | 2025-09-30 | Solar PV | Not provided | Not Provided | 27 | Asynchronous |  |  |  |  | N00120
TransGrid | 202306190800 | TGCE23061911006 | New connection enquiry (NER 5.3) | 2023-04-18 | 2023-04-19 | Complete | Terrain Solar Pty Ltd |  | 616 856 172 | Myrtle Creek Solar Farm | Main Camp Road, Myrtle Creek, NSW 2469 | NSW1 |  | 100 |  | 2025-09-30 | Storage | Battery | Not Provided | 27 | Asynchronous |  |  |  |  | N00120
TransGrid | 202306190800 | TGCE23061911007 | New connection enquiry (NER 5.3) | 2023-04-20 | 2023-05-01 | Complete | FRV Services Australia Pty Ltd | 60 151 469 662 |  | Maules Creek Solar Farm & BESS | Maules Creek, NSW 2382 | NSW1 |  | 120 |  | 2026-03-31 | Solar PV | Not provided | Not Provided | 35 | Asynchronous |  |  |  |  | N00121
TransGrid | 202306190800 | TGCE23061911007 | New connection enquiry (NER 5.3) | 2023-04-20 | 2023-05-01 | Complete | FRV Services Australia Pty Ltd | 60 151 469 662 |  | Maules Creek Solar Farm & BESS | Maules Creek, NSW 2382 | NSW1 |  | 60 |  | 2026-03-31 | Storage | Battery | Not Provided | 18 | Asynchronous |  |  |  |  | N00121
TransGrid | 202306190800 | TGCE23061911008 | New connection enquiry (NER 5.3) | 2023-05-01 | 2023-05-04 | Complete | Bullawah Wind Farm Pty Ltd | 15 660 244 182 |  | Bullawah Wind Farm – Stage 1 | Steam Plains, NSW 2710 | NSW1 |  | 300 |  | 2026-12-31 | Wind Turbine | Onshore | Not Provided | 50 | Asynchronous |  |  |  |  | N00122
TransGrid | 202309190010 | TGCE23061911009 | New connection enquiry (NER 5.3) | 2023-05-08 | 2023-05-11 | Complete | Ratch-Australia Corporation Pty Ltd | 31 106 617 332 | Not provided | Beryl BESS | Gulgong NSW 2852 | NSW1 |  | 100 | 2026-03-31 | Not Provided | Storage | Battery | Not Provided | 24 | Asynchronous | Not Provided | 4.6 | Not Provided | Not Provided | N00123
TransGrid | 202306190800 | TGCE23061911009 | New connection enquiry (NER 5.3) | 2023-05-08 | 2023-05-11 | Active | Ratch-Australia Corporation Pty Ltd | 31 106 617 332 |  | Beryl BESS | Gulgong NSW 2852 | NSW1 |  | 100 |  | Not Provided | Storage | Battery | Not Provided | 24 | Asynchronous |  |  |  |  | N00123
TransGrid | 202309191100 | TGCE23061911010 | New connection enquiry (NER 5.3) | 2023-05-17 | 2023-05-22 | Complete | Penso Power Australia Pty Ltd. | 37 664 502 078 | Not provided | Muswellbrook PRO BESS | 578 Sandy Creek Road McCullys Gap NSW 2333 | NSW1 |  | 400 | 2027-09-30 | Not Provided | Storage | Battery | Not Provided | Not Provided | Asynchronous | Not Provided | Not Provided | Not Provided | Not Provided | N00124
TransGrid | 202306190800 | TGCE23061911010 | New connection enquiry (NER 5.3) | 2023-05-17 | 2023-05-22 | Active | Penso Power Australia Pty Ltd. | 37 664 502 078 |  | Muswellbrook PRO BESS | 578 Sandy Creek Road McCullys Gap NSW 2333 | NSW1 |  | 400 |  | Not Provided | Storage | Battery | Not Provided | Not Provided | Asynchronous |  |  |  |  | N00124
TransGrid | 202309191100 | TGCE23061911011 | New connection enquiry (NER 5.3) | 2023-05-02 | 2023-05-10 | Complete | ACEN Phoenix Pty Ltd. | Not provided | 662 247 716 | Phoenix Pumped Hydro Project | Yarrabin NSW 2850 | NSW1 |  | 810 | 2029-12-31 | Not Provided | Storage | Pumped hydro | Not Provided | 3 | Synchronous | Not Provided | 270 | Not Provided | Not Provided | N00125
TransGrid | 202306190800 | TGCE23061911011 | New connection enquiry (NER 5.3) | 2023-05-02 | 2023-05-10 | Active | ACEN Phoenix Pty Ltd. |  | 662 247 716 | Phoenix Pumped Hydro Project | Yarrabin NSW 2850 | NSW1 |  | 810 |  | Not Provided | Storage | Pumped hydro | Not Provided | 3 | Synchronous |  |  |  |  | N00125
TransGrid | 202309191100 | TGCE23061911013 | New connection enquiry (NER 5.3) | 2023-05-16 | 2023-05-24 | Complete | X-Elio Australia Pty Ltd. | 42 617 094 863 | Not provided | Willavale Park SF & BESS | 20541 Hume Highway, Wollogorang, NSW 2581 | NSW1 |  | 300 | 2026-06-30 | Not Provided | Storage | Battery | Not Provided | 120 | Asynchronous | Not Provided | 3.575 | Not Provided | Not Provided | N00126
TransGrid | 202309191100 | TGCE23061911013 | New connection enquiry (NER 5.3) | 2023-05-16 | 2023-05-24 | Complete | X-Elio Australia Pty Ltd. | 42 617 094 863 | Not provided | Willavale Park SF & BESS | 20541 Hume Highway, Wollogorang, NSW 2581 | NSW1 |  | 58 | 2026-06-30 | Not Provided | Solar PV | Not provided | Not Provided | Not Provided | Asynchronous | Not Provided | Not Provided | Not Provided | Not Provided | N00126
TransGrid | 202306190800 | TGCE23061911013 | New connection enquiry (NER 5.3) | 2023-05-16 | 2023-05-24 | Active | X-Elio Australia Pty Ltd. | 42 617 094 863 |  | Willavale Park SF & BESS | 20541 Hume Highway, Wollogorang, NSW 2581 | NSW1 |  | 300 |  | Not Provided | Storage | Battery | Not Provided | 120 | Asynchronous |  |  |  |  | N00126
TransGrid | 202306190800 | TGCE23061911013 | New connection enquiry (NER 5.3) | 2023-05-16 | 2023-05-24 | Active | X-Elio Australia Pty Ltd. | 42 617 094 863 |  | Willavale Park SF & BESS | 20541 Hume Highway, Wollogorang, NSW 2581 | NSW1 |  | 58 |  | Not Provided | Solar PV | Not provided | Not Provided | Not Provided | Asynchronous |  |  |  |  | N00126
TransGrid | 202309191100 | TGCE23061911014 | New connection enquiry (NER 5.3) | 2023-05-11 | 2023-05-24 | Complete | Windlab Developments Pty Ltd. | 98 134 738 462 | Not provided | Burrawong Wind Farm – Stage 1 | Kyalite NSW 2711 | NSW1 |  | 195 | 2026-12-31 | Not Provided | Wind Turbine | Onshore | Not Provided | 25 | Asynchronous | Not Provided | 7.8 | Not Provided | Not Provided | N00127
TransGrid | 202309191100 | TGCE23061911014 | New connection enquiry (NER 5.3) | 2023-05-11 | 2023-05-24 | Complete | Windlab Developments Pty Ltd. | 98 134 738 462 | Not provided | Burrawong Wind Farm – Stage 1 | Kyalite NSW 2711 | NSW1 |  | 75 | 2026-12-31 | Not Provided | Storage | Battery | Not Provided | 75 | Asynchronous | Not Provided | 1 | Not Provided | Not Provided | N00127
TransGrid | 202306190800 | TGCE23061911014 | New connection enquiry (NER 5.3) | 2023-05-11 | 2023-05-24 | Active | Windlab Developments Pty Ltd. | 98 134 738 462 |  | Burrawong Wind Farm – Stage 1 | Kyalite NSW 2711 | NSW1 |  | 195 |  | Not Provided | Wind Turbine | Onshore | Not Provided | 25 | Asynchronous |  |  |  |  | N00127
TransGrid | 202306190800 | TGCE23061911014 | New connection enquiry (NER 5.3) | 2023-05-11 | 2023-05-24 | Active | Windlab Developments Pty Ltd. | 98 134 738 462 |  | Burrawong Wind Farm – Stage 1 | Kyalite NSW 2711 | NSW1 |  | 75 |  | Not Provided | Storage | Battery | Not Provided | 75 | Asynchronous |  |  |  |  | N00127
TransGrid | 202309191100 | TGCE23061911015 | New connection enquiry (NER 5.3) | 2023-05-22 | 2023-05-31 | Complete | The Trustee for the ARIF Hume BESS Holdings Trust | 62 930 428 376 | Not provided | Hume BESS | 32 Trout Farm Road, Lake Hume Village, NSW 3691 | NSW1 |  | 74 | 2024-06-30 | Not Provided | Storage | Battery | Not Provided | Not Provided | Asynchronous | Not Provided | Not Provided | Not Provided | Not Provided | N00128
TransGrid | 202306190800 | TGCE23061911015 | New connection enquiry (NER 5.3) | 2023-05-22 | 2023-05-31 | Active | The Trustee for the ARIF Hume BESS Holdings Trust | 62 930 428 376 |  | Hume BESS | 32 Trout Farm Road, Lake Hume Village, NSW 3691 | NSW1 |  | 74 |  | Not Provided | Storage | Battery | Not Provided | Not Provided | Asynchronous |  |  |  |  | N00128
TransGrid | 202309191100 | TGCE23061911016 | New connection enquiry (NER 5.3) | 2023-05-15 | 2023-05-25 | Complete | Windlab Developments Pty Ltd. | 98 134 738 462 | Not provided | Burrawong Wind Farm – Stage 2 | Kyalite NSW 2711 | NSW1 |  | 750 | 2026-12-31 | Not Provided | Wind Turbine | Onshore | Not Provided | 96 | Asynchronous | Not Provided | 7.8 | Not Provided | Not Provided | N00129
TransGrid | 202309191100 | TGCE23061911016 | New connection enquiry (NER 5.3) | 2023-05-15 | 2023-05-25 | Complete | Windlab Developments Pty Ltd. | 98 134 738 462 | Not provided | Burrawong Wind Farm – Stage 2 | Kyalite NSW 2711 | NSW1 |  | 200 | 2026-12-31 | Not Provided | Storage | Battery | Not Provided | 200 | Asynchronous | Not Provided | 1 | Not Provided | Not Provided | N00129
TransGrid | 202306190800 | TGCE23061911016 | New connection enquiry (NER 5.3) | 2023-05-15 | 2023-05-25 | Active | Windlab Developments Pty Ltd. | 98 134 738 462 |  | Burrawong Wind Farm – Stage 2 | Kyalite NSW 2711 | NSW1 |  | 750 |  | Not Provided | Wind Turbine | Onshore | Not Provided | 96 | Asynchronous |  |  |  |  | N00129
TransGrid | 202306190800 | TGCE23061911016 | New connection enquiry (NER 5.3) | 2023-05-15 | 2023-05-25 | Active | Windlab Developments Pty Ltd. | 98 134 738 462 |  | Burrawong Wind Farm – Stage 2 | Kyalite NSW 2711 | NSW1 |  | 200 |  | Not Provided | Storage | Battery | Not Provided | 200 | Asynchronous |  |  |  |  | N00129
TransGrid | 202309191100 | TGCE23061911017 | New connection enquiry (NER 5.3) | 2023-05-09 | 2023-06-01 | Complete | Samsung C&T Renewable Energy Australia Pty Ltd. | 74 661 046 331 | Not provided | Romani Solar Farm | 377 Romani Rd, Mirandary Booroorban, NSW 2710 | NSW1 |  | 252 | 2026-06-30 | Not Provided | Solar PV | Not provided | Not Provided | 1009 | Asynchronous | Not Provided | 0.25 | Not Provided | Not Provided | N00130
TransGrid | 202309191100 | TGCE23061911017 | New connection enquiry (NER 5.3) | 2023-05-09 | 2023-06-01 | Complete | Samsung C&T Renewable Energy Australia Pty Ltd. | 74 661 046 331 | Not provided | Romani Solar Farm | 377 Romani Rd, Mirandary Booroorban, NSW 2710 | NSW1 |  | 150 | 2026-06-30 | Not Provided | Storage | Battery | Not Provided | Not Provided | Asynchronous | Not Provided | Not Provided | Not Provided | Not Provided | N00130
TransGrid | 202306190800 | TGCE23061911017 | New connection enquiry (NER 5.3) | 2023-05-09 | 2023-06-01 | Active | Samsung C&T Renewable Energy Australia Pty Ltd. | 74 661 046 331 |  | Romani Solar Farm | 377 Romani Rd, Mirandary Booroorban, NSW 2710 | NSW1 |  | 252 |  | Not Provided | Solar PV | Not provided | Not Provided | 1009 | Asynchronous |  |  |  |  | N00130
TransGrid | 202306190800 | TGCE23061911017 | New connection enquiry (NER 5.3) | 2023-05-09 | 2023-06-01 | Active | Samsung C&T Renewable Energy Australia Pty Ltd. | 74 661 046 331 |  | Romani Solar Farm | 377 Romani Rd, Mirandary Booroorban, NSW 2710 | NSW1 |  | 150 |  | Not Provided | Storage | Battery | Not Provided | Not Provided | Asynchronous |  |  |  |  | N00130
TransGrid | 202309191100 | TGCE23061911018 | New connection enquiry (NER 5.3) | 2023-05-31 | 2023-06-06 | Complete | Ark Energy Projects Pty Ltd. | 84 150 163 143 | Not provided | Richmond Valley Solar Farm & BESS | Avenue Road, Myrtle Creek, NSW 2469 | NSW1 |  | 425 | 2026-12-31 | Not Provided | Solar PV | Not provided | Not Provided | 98 | Asynchronous | Not Provided | 4.2 | Not Provided | Not Provided | N00131
TransGrid | 202309191100 | TGCE23061911018 | New connection enquiry (NER 5.3) | 2023-05-31 | 2023-06-06 | Complete | Ark Energy Projects Pty Ltd. | 84 150 163 143 | Not provided | Richmond Valley Solar Farm & BESS | Avenue Road, Myrtle Creek, NSW 2469 | NSW1 |  | 275 | 2026-12-31 | Not Provided | Storage | Battery | Not Provided | 78 | Asynchronous | Not Provided | 4.2 | Not Provided | Not Provided | N00131
TransGrid | 202306190800 | TGCE23061911018 | New connection enquiry (NER 5.3) | 2023-05-31 | 2023-06-06 | Active | Ark Energy Projects Pty Ltd. | 84 150 163 143 |  | Richmond Valley Solar Farm & BESS | Avenue Road, Myrtle Creek, NSW 2469 | NSW1 |  | 425 |  | Not Provided | Solar PV | Not provided | Not Provided | 98 | Asynchronous |  |  |  |  | N00131
TransGrid | 202306190800 | TGCE23061911018 | New connection enquiry (NER 5.3) | 2023-05-31 | 2023-06-06 | Active | Ark Energy Projects Pty Ltd. | 84 150 163 143 |  | Richmond Valley Solar Farm & BESS | Avenue Road, Myrtle Creek, NSW 2469 | NSW1 |  | 275 |  | Not Provided | Storage | Battery | Not Provided | 78 | Asynchronous |  |  |  |  | N00131
TransGrid | 202306190800 | 374 | New application to connect (NER 5.3) | 2023-03-10 | 2023-04-10 | Active | Jindera Solar Farm Pty Ltd |  | 623 377 453 | Jindera Solar Farm | Ortlipp Road Jindera | NSW1 |  | 120 |  | Not Provided | Solar PV | Single axis tracking | Not Provided | 38 | Asynchronous |  |  |  |  | N00132
TransGrid | 202306190800 | 586 | New application to connect (NER 5.3) | 2023-05-23 | 2023-06-01 | Active | Australian Company Number 621 679 356 Pty Ltd | 17 621 679 356 |  | Silver City - A CAES | Silverton, NSW | NSW1 |  | 204 |  | Not Provided | Storage | Other | Not Provided | 2 | Synchronous |  |  |  |  | N00133
TransGrid | 202309191100 | TGCE23091916001 | New connection enquiry (NER 5.3) | 2023-06-23 | 2023-06-29 | Complete | Iberdrola Australia Development Pty Ltd. | 32 137 258 470 | Not provided | Kingswood BESS | 744 Burgmanns Lane, Kingswood, NSW 2340 | NSW1 |  | 250 | 2025-12-12 | Not Provided | Storage | Battery | Not Provided | Not Provided | Asynchronous | Not Provided | Not Provided | Not Provided | Not Provided | N00134
TransGrid | 202309191100 | TGCE23091916002 | New connection enquiry (NER 5.3) | 2023-06-26 | 2023-06-30 | Complete | AE BESS 2 Pty Ltd. | Not provided | 668 015 898 | Moree BESS | Bullus Drive, Moree, NSW 2400 | NSW1 |  | 150 | 2027-12-12 | Not Provided | Storage | Battery | Not Provided | 50 | Asynchronous | Not Provided | 3.6 | Not Provided | Not Provided | N00135
TransGrid | 202309191100 | TGCE23091916003 | New connection enquiry (NER 5.3) | 2023-07-13 | 2023-07-18 | Complete | FRV Services Australia Pty Ltd. | 60 1514 696 62 | Not provided | Pint Pot BESS | Thalgarrah, NSW 2350 | NSW1 |  | 400 | 2025-12-12 | Not Provided | Storage | Battery | Not Provided | 100 | Asynchronous | Not Provided | 4.2 | Not Provided | Not Provided | N00136
TransGrid | 202309191100 | TGCE23091916004 | New connection enquiry (NER 5.3) | 2023-07-06 | 2023-07-27 | Withdrawn | Photon Energy Engineering Australia Pty Ltd. | 71 159 386 295 | Not provided | Morundah Solar Power Plant | Coonong Rd, Morundah, NSW 2700 | NSW1 |  | 300 | 2026-03-30 | Not Provided | Storage | Thermal - Liquid | Not Provided | 10 | Synchronous | Not Provided | 30 | Not Provided | Not Provided | N00137
TransGrid | 202309191100 | TGCE23091916004 | New connection enquiry (NER 5.3) | 2023-07-06 | 2023-07-27 | Withdrawn | Photon Energy Engineering Australia Pty Ltd. | 71 159 386 295 | Not provided | Morundah Solar Power Plant | Coonong Rd, Morundah, NSW 2700 | NSW1 |  | 600 | 2026-03-30 | Not Provided | Solar Thermal | Central collector | Not Provided | 300 | Asynchronous | Not Provided | 2 | Not Provided | Not Provided | N00137
TransGrid | 202309191100 | TGCE23091916005 | New connection enquiry (NER 5.3) | 2023-08-02 | 2023-08-07 | Complete | Baldon Wind Farm Pty Ltd. | Not provided | 612 375 050 | Baldon Wind Farm Stage 2 | Keri Keri, NSW 2711 | NSW1 |  | 1365 | 2026-12-12 | Not Provided | Wind Turbine | Onshore | Not Provided | 175 | Asynchronous | Not Provided | 7.8 | Not Provided | Not Provided | N00138
TransGrid | 202309191100 | TGCE23091916005 | New connection enquiry (NER 5.3) | 2023-08-02 | 2023-08-07 | Complete | Baldon Wind Farm Pty Ltd. | Not provided | 612 375 050 | Baldon Wind Farm Stage 2 | Keri Keri, NSW 2711 | NSW1 |  | 500 | 2026-12-12 | Not Provided | Storage | Battery | Not Provided | Not Provided | Asynchronous | Not Provided | Not Provided | Not Provided | Not Provided | N00138
TransGrid | 202309191100 | TGCE23091916006 | New connection enquiry (NER 5.3) | 2023-08-01 | 2023-08-07 | Complete | ACENERGY Pty Ltd. | 89 628 883 447 | Not provided | Yanco BESS | 120 Houghton Rd, Yanco, NSW 2703 | NSW1 |  | 250 | 2025-12-31 | Not Provided | Storage | Battery | Not Provided | 88 | Asynchronous | Not Provided | 3.45 | Not Provided | Not Provided | N00139
TransGrid | 202312151100 | TGCE23091916009 | New connection enquiry (NER 5.3) | 2023-08-24 | 2023-08-29 | Complete | Origin Energy Eraring Battery Pty Ltd. | 52 649 611 996 | Not provided | Eraring BESS – Stage 2 | Rocky Point Road, Eraring, NSW 2264 | NSW1 |  | 240 | 2025-07-30 | Not Provided | Storage | Battery | Not Provided | 74 | Asynchronous | Not Provided | 4.39 | Not Provided | Not Provided | N00140
TransGrid | 202309191100 | TGCE23091916009 | New connection enquiry (NER 5.3) | 2023-08-24 | 2023-08-29 | Active | Origin Energy Eraring Battery Pty Ltd. | 52 649 611 996 | Not provided | Eraring BESS – Stage 2 | Rocky Point Road, Eraring, NSW 2264 | NSW1 |  | 240 | 2025-07-30 | Not Provided | Storage | Battery | Not Provided | 74 | Asynchronous | Not Provided | 4.39 | Not Provided | Not Provided | N00140
TransGrid | 202312151100 | TGCE23091916010 | New connection enquiry (NER 5.3) | 2023-09-05 | 2023-09-07 | Complete | X-Elio Australia Pty Ltd. | 42 617 094 863 | Not provided | Canyonleigh BESS |  | NSW1 |  | 300 | 415736 | Not Provided | Storage | Battery | Not Provided | 110 | Asynchronous | Not Provided | 3.575 | Not Provided | Not Provided | N00141
TransGrid | 202309191100 | TGCE23091916010 | New connection enquiry (NER 5.3) | 2023-09-05 | 2023-09-07 | Active | X-Elio Australia Pty Ltd. | 42 617 094 863 | Not provided | Canyonleigh BESS | 962 Canyonleigh Rd, Brayton NSW 2579 | NSW1 |  | 300 | 415736 | Not Provided | Storage | Battery | Not Provided | 110 | Asynchronous | Not Provided | 3.575 | Not Provided | Not Provided | N00141
TransGrid | 202309191100 | TGCE22031616006 | New application to connect (NER 5.3) | 2023-07-21 | 2023-08-02 | Active | Edify Energy Pty Ltd | 85 606 684 995 | Not provided | Peninsula Solar Farm | Paytens Bridge, NSW | NSW1 |  | 80 | 2025-09-01 | Not Provided | Solar PV | Single axis tracking | Not Provided | 88 | Asynchronous | Not provided | 1.118 | Not provided | 1.118 | N00142
TransGrid | 202309191100 | TGCE22031616006 | New application to connect (NER 5.3) | 2023-07-21 | 2023-08-02 | Active | Edify Energy Pty Ltd | 85 606 684 995 | Not provided | Peninsula Solar Farm | Paytens Bridge, NSW | NSW1 |  | Not Applicable | 2025-09-01 | Not Provided | Storage | Battery | Not Applicable | Not Applicable | Asynchronous | Not Applicable | Not Applicable | Not Applicable | Not Applicable | N00142
TransGrid | 202312151100 | TGCE23121411003 | New connection enquiry (NER 5.3) | 2023-09-27 | 2023-10-05 | Complete | Wattle Creek Energy Hub Pty Ltd. | 28 664 148 958 | Not provided | Wattle Creek Energy Hub | Brayton, NSW 2579 | NSW1 |  | 800 | 2027-03-31 | Not Provided | Storage | Battery | Not Provided | Not Provided | Asynchronous | Not Provided | Not Provided | Not Provided | Not Provided | N00143
TransGrid | 202312151100 | TGCE23121411003 | New connection enquiry (NER 5.3) | 2023-09-27 | 2023-10-05 | Complete | Wattle Creek Energy Hub Pty Ltd. | 28 664 148 958 | Not provided | Wattle Creek Energy Hub | Brayton, NSW 2579 | NSW1 |  | 265 | 2027-03-31 | Not Provided | Solar PV | Not provided | Not Provided | Not Provided | Asynchronous | Not Provided | Not Provided | Not Provided | Not Provided | N00143
TransGrid | 202312151100 | TGCE23121411004 | New connection enquiry (NER 5.3) | 2023-10-19 | 2023-10-23 | Complete | Penso Power Australia Pty Ltd. | 37 664 502 078 | Not provided | Bannaby BESS | 365 Hanworth Road Bannaby NSW 2580 | NSW1 |  | 700 | 2026-12-31 | Not Provided | Storage | Battery | Not Provided | Not Provided | Asynchronous | Not Provided | Not Provided | Not Provided | Not Provided | N00144
TransGrid | 202312151100 | TGCE23121411005 | New connection enquiry (NER 5.3) | 2023-10-26 | 2023-11-01 | Complete | Enerfin Energy Services Pty Ltd. | 48 630 606 478 | Not provided | Kings Plains Wind Farm | Jindalee Rd, Kings Plains NSW 2360 | NSW1 |  | 400 | 2028-03-31 | Not Provided | Wind Turbine | Onshore | Not Provided | 89 | Asynchronous | Not Provided | 4.5 | Not Provided | Not Provided | N00145
TransGrid | 202403211100 | TGCE23121411006 | New connection enquiry (NER 5.3) | 2023-10-30 | 2023-11-03 | Complete | Trina Projects Holding Australia Pty Ltd. | 58 639 443 208 | 639 443 208 | Galore Hybrid Solar & BESS | 25 Kingston Road Galore, NSW, 2652 |  | Not Provided | 380 | 2026-12-31 | Not Provided | Solar PV | Not provided | Not Provided | 88 | Asynchronous | Not Provided | Not Provided | Not Provided | Not Provided | N00146
TransGrid | 202403211100 | TGCE23121411006 | New connection enquiry (NER 5.3) | 2023-10-30 | 2023-11-03 | Complete | Trina Projects Holding Australia Pty Ltd. | 58 639 443 208 | 639 443 208 | Galore Hybrid Solar & BESS | 25 Kingston Road Galore, NSW, 2652 |  | Not Provided | 350 | 2026-12-31 | Not Provided | Storage | Battery | Not Provided | 108 | Asynchronous | Not Provided | Not Provided | Not Provided | Not Provided | N00146
TransGrid | 202312151100 | TGCE23121411006 | New connection enquiry (NER 5.3) | 2023-10-30 | 2023-11-03 | Active | Trina Projects Holding Australia Pty Ltd. | 58 639 443 208 | 639 443 208 | Galore Hybrid Solar & BESS | 25 Kingston Road Galore, NSW, 2652 | NSW1 |  | 380 | 2026-12-31 | Not Provided | Solar PV | Not provided | Not Provided | 88 | Asynchronous | Not Provided | Not Provided | Not Provided | Not Provided | N00146
TransGrid | 202312151100 | TGCE23121411006 | New connection enquiry (NER 5.3) | 2023-10-30 | 2023-11-03 | Active | Trina Projects Holding Australia Pty Ltd. | 58 639 443 208 | 639 443 208 | Galore Hybrid Solar & BESS | 25 Kingston Road Galore, NSW, 2652 | NSW1 |  | 350 | 2026-12-31 | Not Provided | Storage | Battery | Not Provided | 108 | Asynchronous | Not Provided | Not Provided | Not Provided | Not Provided | N00146
TransGrid | 202403211100 | TGCE23121411007 | New connection enquiry (NER 5.3) | 2023-11-03 | 2023-11-08 | Complete | Voltere Pty Ltd. | 62 658 265 644 | Not provided | Edderton Solar Farm and BESS | Lemington, NSW 2330 |  | Not Provided | 350 | 2027-03-31 | Not Provided | Solar PV | Not provided | Not Provided | 84 | Asynchronous | Not Provided | Not Provided | Not Provided | Not Provided | N00147
TransGrid | 202403211100 | TGCE23121411007 | New connection enquiry (NER 5.3) | 2023-11-03 | 2023-11-08 | Complete | Voltere Pty Ltd. | 62 658 265 644 | Not provided | Edderton Solar Farm and BESS | Lemington, NSW 2330 |  | Not Provided | 350 | 2027-03-31 | Not Provided | Storage | Battery | Not Provided | Not Provided | Asynchronous | Not Provided | Not Provided | Not Provided | Not Provided | N00147
TransGrid | 202312151100 | TGCE23121411007 | New connection enquiry (NER 5.3) | 2023-11-03 | 2023-11-08 | Active | Voltere Pty Ltd. | 62 658 265 644 | Not provided | Edderton Solar Farm and BESS | Lemington, NSW 2330 | NSW1 |  | 350 | 2027-03-31 | Not Provided | Solar PV | Not provided | Not Provided | 84 | Asynchronous | Not Provided | Not Provided | Not Provided | Not Provided | N00147
TransGrid | 202312151100 | TGCE23121411007 | New connection enquiry (NER 5.3) | 2023-11-03 | 2023-11-08 | Active | Voltere Pty Ltd. | 62 658 265 644 | Not provided | Edderton Solar Farm and BESS | Lemington, NSW 2330 | NSW1 |  | 350 | 2027-03-31 | Not Provided | Storage | Battery | Not Provided | Not Provided | Asynchronous | Not Provided | Not Provided | Not Provided | Not Provided | N00147
TransGrid | 202403211100 | TGCE23121411009 | New connection enquiry (NER 5.3) | 2023-11-17 | 2023-11-24 | Complete | X-Elio Australia Pty Ltd. | 42 617 094 863 | Not provided | Rollsville Solar Farm & BESS | 340 Jacksons Lane, Beryl, NSW 2852 |  | Not Provided | 220 | 2027-12-31 | Not Provided | Solar PV | Not provided | Not Provided | Not Provided | Asynchronous | Not Provided | Not Provided | Not Provided | Not Provided | N00148
TransGrid | 202403211100 | TGCE23121411009 | New connection enquiry (NER 5.3) | 2023-11-17 | 2023-11-24 | Complete | X-Elio Australia Pty Ltd. | 42 617 094 863 | Not provided | Rollsville Solar Farm & BESS | 340 Jacksons Lane, Beryl, NSW 2852 |  | Not Provided | 110 | 2027-12-31 | Not Provided | Storage | Battery | Not Provided | Not Provided | Asynchronous | Not Provided | Not Provided | Not Provided | Not Provided | N00148
TransGrid | 202312151100 | TGCE23121411009 | New connection enquiry (NER 5.3) | 2023-11-17 | 2023-11-24 | Active | X-Elio Australia Pty Ltd. | 42 617 094 863 | Not provided | Rollsville Solar Farm & BESS | 340 Jacksons Lane, Beryl, NSW 2852 | NSW1 |  | 220 | 2027-12-31 | Not Provided | Solar PV | Not provided | Not Provided | Not Provided | Asynchronous | Not Provided | Not Provided | Not Provided | Not Provided | N00148
TransGrid | 202312151100 | TGCE23121411009 | New connection enquiry (NER 5.3) | 2023-11-17 | 2023-11-24 | Active | X-Elio Australia Pty Ltd. | 42 617 094 863 | Not provided | Rollsville Solar Farm & BESS | 340 Jacksons Lane, Beryl, NSW 2852 | NSW1 |  | 110 | 2027-12-31 | Not Provided | Storage | Battery | Not Provided | Not Provided | Asynchronous | Not Provided | Not Provided | Not Provided | Not Provided | N00148
TransGrid | 202403211100 | TGCE23121411010 | New connection enquiry (NER 5.3) | 2023-11-21 | 2023-11-28 | Complete | Synco Global Pty Ltd. | 44 649 597 839 | Not provided | Bushranger Hybrid Solar & BESS | 3019 Thunderbolts Way, Salisbury Plains, NSW 2358 |  | Not Provided | 300 | 2025-12-31 | Not Provided | Solar PV | Not provided | Not Provided | Not Provided | Asynchronous | Not Provided | 4.2 | Not Provided | Not Provided | N00149
TransGrid | 202403211100 | TGCE23121411010 | New connection enquiry (NER 5.3) | 2023-11-21 | 2023-11-28 | Complete | Synco Global Pty Ltd. | 44 649 597 839 | Not provided | Bushranger Hybrid Solar & BESS | 3019 Thunderbolts Way, Salisbury Plains, NSW 2358 |  | Not Provided | 300 | 2025-12-31 | Not Provided | Storage | Battery | Not Provided | Not Provided | Asynchronous | Not Provided | 4.2 | Not Provided | Not Provided | N00149
TransGrid | 202312151100 | TGCE23121411010 | New connection enquiry (NER 5.3) | 2023-11-21 | 2023-11-28 | Active | Synco Global Pty Ltd. | 44 649 597 839 | Not provided | Bushranger Hybrid Solar & BESS | 3019 Thunderbolts Way, Salisbury Plains, NSW 2358 | NSW1 |  | 300 | 2025-12-31 | Not Provided | Solar PV | Not provided | Not Provided | Not Provided | Asynchronous | Not Provided | 4.2 | Not Provided | Not Provided | N00149
TransGrid | 202312151100 | TGCE23121411010 | New connection enquiry (NER 5.3) | 2023-11-21 | 2023-11-28 | Active | Synco Global Pty Ltd. | 44 649 597 839 | Not provided | Bushranger Hybrid Solar & BESS | 3019 Thunderbolts Way, Salisbury Plains, NSW 2358 | NSW1 |  | 300 | 2025-12-31 | Not Provided | Storage | Battery | Not Provided | Not Provided | Asynchronous | Not Provided | 4.2 | Not Provided | Not Provided | N00149
TransGrid | 202312151100 | TGCE22091216007 | New application to connect (NER 5.3) | 2023-11-01 | 2023-11-17 | Active | Equis Energy (Australia) Projects (Ngumi 4) Pty Ltd | 80 353 224 865 | Not provided | Calala Battery Energy Storage System 1 (CABESS1) | Calala Lane, Tamworth Region | NSW1 |  | 150 | 2025-04-01 | Not Provided | Storage | Battery | Not provided | 82 | Asynchronous | Not Provided | 1.9272 | Not Provided | 1.927 | N00150
TransGrid | 202312151100 | TGCE22091216007 | New application to connect (NER 5.3) | 2023-11-01 | 2023-11-17 | Active | Equis Energy (Australia) Projects (Ngumi 4) Pty Ltd | 80 353 224 865 | Not provided | Calala Battery Energy Storage System 2 (CABESS2) | Calala Lane, Tamworth Region | NSW1 |  | 150 | 2025-04-01 | Not Provided | Storage | Battery | Not provided | 82 | Asynchronous | Not Provided | 1.9272 | Not Provided | 1.927 | N00150
TransGrid | 202312151100 | TGCE23121411001 | New connection enquiry (NER 5.3) | 2023-09-29 | 2023-10-05 | Complete | ACEN Australia Pty Ltd. | 27 616 856 672 | Not provided | Cooma Solar and BESS | Middle Flat, NSW 2630 | NSW1 |  | 100 | 2026-12-31 | 2028-12-31 | Solar PV | Not provided | Not Provided | Not Provided | Asynchronous | Not Provided | Not Provided | Not Provided | Not Provided | N00151
TransGrid | 202312151100 | TGCE23121411001 | New connection enquiry (NER 5.3) | 2023-09-29 | 2023-10-05 | Complete | ACEN Australia Pty Ltd. | 27 616 856 672 | Not provided | Cooma Solar and BESS | Middle Flat, NSW 2630 | NSW1 |  | 80 | 2026-12-31 | 2028-12-31 | Storage | Battery | Not Provided | Not Provided | Asynchronous | Not Provided | Not Provided | Not Provided | Not Provided | N00151
TransGrid | 202403211100 | TGCE23121411008 | New connection enquiry (NER 5.3) | 2023-11-14 | 2023-11-17 | Complete | ACEnergy Pty Ltd. | 89 628 883 447 | Not provided | Armidale Big BESS | Metz, NSW 2350 |  | Not Provided | 400 | 2026-12-31 | Not Provided | Storage | Battery | Not Provided | 142 | Asynchronous | Not Provided | 3.6 | Not Provided | Not Provided | N00152
TransGrid | 202312151100 | TGCE23121411008 | New connection enquiry (NER 5.3) | 2023-11-14 | 2023-11-17 | Active | ACEnergy Pty Ltd. | 89 628 883 447 | Not provided | Armidale Big BESS | Metz, NSW 2350 | NSW1 |  | 400 | 2026-12-31 | Not Provided | Storage | Battery | Not Provided | 142 | Asynchronous | Not Provided | 3.6 | Not Provided | Not Provided | N00152
TransGrid | 202403211100 | TGCE24031816001 | New connection enquiry (NER 5.3) | 2023-12-12 | 2023-12-18 | Complete | Green Leap Pty Ltd. | 80 637 121 825 | Not provided | Gunnedag East BESS | Lot 6 / 6596 Oxley Highway Gunnedah, NSW 2380 |  | Not Provided | 100 | 2026-03-31 | Not Provided | Storage | Battery | Not Provided | 25 | Asynchronous | Not Provided | 4.2 | Not Provided | Not Provided | N00153
TransGrid | 202403211100 | TGCE24031816005 | New connection enquiry (NER 5.3) | 2024-01-08 | 2024-01-12 | Complete | Firm Power Pty Ltd | 18 631 500 519 | Not provided | Glen Innes BESS | 464 Golf Links Road Glen Innes 2370 |  | Not Provided | 155 | 2026-06-30 | Not Provided | Storage | Battery | Not Provided | 168 | Asynchronous | Not Provided | 0.979 | Not Provided | Not Provided | N00154
TransGrid | 202403211100 | TGCE24031816006 | New connection enquiry (NER 5.3) | 2023-12-20 | 2023-12-21 | Complete | Spark Renewables Pty Ltd | 90 632 860 023 | Not provided | Dinawan Energy Hub Stage 1 | Kidman Way, Jerilderie NSW 2716, Australia |  | Not Provided | 350 | 2026-12-31 | Not Provided | Wind Turbine | Onshore | Not Provided | Not Provided | Asynchronous | Not Provided | Not Provided | Not Provided | Not Provided | N00155
TransGrid | 202403211100 | TGCE24031816006 | New connection enquiry (NER 5.3) | 2023-12-20 | 2023-12-21 | Complete | Spark Renewables Pty Ltd | 90 632 860 023 | Not provided | Dinawan Energy Hub Stage 1 | Kidman Way, Jerilderie NSW 2716, Australia |  | Not Provided | 350 | 2026-12-31 | Not Provided | Solar PV | Not provided | Not Provided | Not Provided | Asynchronous | Not Provided | Not Provided | Not Provided | Not Provided | N00155
TransGrid | 202403211100 | TGCE24031816006 | New connection enquiry (NER 5.3) | 2023-12-20 | 2023-12-21 | Complete | Spark Renewables Pty Ltd | 90 632 860 023 | Not provided | Dinawan Energy Hub Stage 1 | Kidman Way, Jerilderie NSW 2716, Australia |  | Not Provided | 300 | 2026-12-31 | Not Provided | Storage | Battery | Not Provided | Not Provided | Asynchronous | Not Provided | Not Provided | Not Provided | Not Provided | N00155
TransGrid | 202403211100 | TGCE24031816007 | New connection enquiry (NER 5.3) | 2024-01-08 | 2024-01-12 | Complete | Firm Power Pty Ltd | 18 631 500 519 | Not provided | Murrumburrah BESS | SUBSTATION ROAD MURRUMBURRAH 2587 |  | Not Provided | 100 | 2026-06-30 | Not Provided | Storage | Battery | Not Provided | 108 | Asynchronous | Not Provided | 0.979 | Not Provided | Not Provided | N00156
TransGrid | 202403211100 | TGCE24031816009 | New connection enquiry (NER 5.3) | 2024-01-25 | 2024-02-12 | Active | RWE Renewables Australia Pty Ltd | Not provided | 626 156 894 | Wellington Town BESS | 31 Samuel Street, Wellington, NSW 2820 |  | Not Provided | 50 | 2027-03-31 | Not Provided | Storage | Battery | Not Provided | 19 | Asynchronous | Not Provided | 3.8 | Not Provided | Not Provided | N00157
TransGrid | 202403211100 | TGCE24031816010 | New connection enquiry (NER 5.3) | 2024-02-08 | 2024-02-16 | Active | Pottinger Renewables Pty Ltd | 59 656 520 437 | Not provided | Pottinger Energy Park | Hay South NSW 2711, Australia |  | Not Provided | 1300 | 2028-03-31 | Not Provided | Wind Turbine | Onshore | Not Provided | 250 | Asynchronous | Not Provided | 6 | Not Provided | Not Provided | N00158
TransGrid | 202403211100 | TGCE24031816010 | New connection enquiry (NER 5.3) | 2024-02-08 | 2024-02-16 | Active | Pottinger Renewables Pty Ltd | 59 656 520 437 | Not provided | Pottinger Energy Park | Hay South NSW 2711, Australia |  | Not Provided | 300 | 2028-03-31 | Not Provided | Solar PV | Not provided | Not Provided | 128 | Asynchronous | Not Provided | 2.8 | Not Provided | Not Provided | N00158
TransGrid | 202403211100 | TGCE24031816010 | New connection enquiry (NER 5.3) | 2024-02-08 | 2024-02-16 | Active | Pottinger Renewables Pty Ltd | 59 656 520 437 | Not provided | Pottinger Energy Park | Hay South NSW 2711, Australia |  | Not Provided | 500 | 2028-03-31 | Not Provided | Storage | Battery | Not Provided | 255 | Asynchronous | Not Provided | 2.8 | Not Provided | Not Provided | N00158
TransGrid | 202403211100 | TGCE24031816011 | New connection enquiry (NER 5.3) | 2024-02-16 | 2024-02-23 | Active | Neoen Australia Pty Ltd | 57 160 905 706 | Not provided | Tchelery Wind Farm | Moulamein NSW 2733, Australia |  | Not Provided | 600 | 2029-03-31 | Not Provided | Wind Turbine | Onshore | Not Provided | 74 | Asynchronous | Not Provided | 7.8 | Not Provided | Not Provided | N00159
TransGrid | 202403211100 | TGCE24031816012 | New connection enquiry (NER 5.3) | 2024-02-29 | 2024-03-06 | Active | Elgin Energy Pty Ltd. | 95 629 627 416 | Not provided | Gerogery Solar Farm & BESS | 1498 Coach Road Culcairn, NSW 2660 |  | Not Provided | 125 | 2026-06-30 | Not Provided | Solar PV | Not provided | Not Provided | 32 | Asynchronous | Not Provided | 4.2 | Not Provided | Not Provided | N00160
TransGrid | 202403211100 | TGCE24031816012 | New connection enquiry (NER 5.3) | 2024-02-29 | 2024-03-06 | Active | Elgin Energy Pty Ltd. | 95 629 627 416 | Not provided | Gerogery Solar Farm & BESS | 1498 Coach Road Culcairn, NSW 2660 |  | Not Provided | 125 | 2026-06-30 | Not Provided | Storage | Battery | Not Provided | 37 | Asynchronous | Not Provided | 3.6 | Not Provided | Not Provided | N00160
TransGrid | 202403211100 | TGCE24031816014 | New connection enquiry (NER 5.3) | 2024-02-02 | 2024-03-07 | Active | M Renewables Australia Developments Pty Ltd | 49 646 739 291 | Not provided | Denman BESS | Denman Rd, Denman NSW 2328, Australia |  | Not Provided | 2400 | 2026-12-31 | Not Provided | Storage | Battery | Not Provided | 572 | Asynchronous | Not Provided | 4.2 | Not Provided | Not Provided | N00161
TransGrid | 202403211100 | TGCE24031816015 | New connection enquiry (NER 5.3) | 2024-02-29 | 2024-03-11 | Active | International Power (Australia) Pty Ltd | 59 092 560 793 | Not provided | Silverleaf Solar Farm | Logans Ln, Narrabri NSW 2390 |  | Not Provided | 120 | 2026-06-30 | Not Provided | Solar PV | Not provided | Not Provided | Not Provided | Asynchronous | Not Provided | Not Provided | Not Provided | Not Provided | N00162
TransGrid | 202403211100 | TGCE24031816015 | New connection enquiry (NER 5.3) | 2024-02-29 | 2024-03-11 | Active | International Power (Australia) Pty Ltd | 59 092 560 793 | Not provided | Silverleaf Solar Farm | Logans Ln, Narrabri NSW 2390 |  | Not Provided | 80 | 2026-06-30 | Not Provided | Storage | Battery | Not Provided | Not Provided | Asynchronous | Not Provided | Not Provided | Not Provided | Not Provided | N00162
TransGrid | 202403211100 | TGCE22031616004 | New application to connect (NER 5.3) | 2024-01-29 | 2024-02-14 | Active | Vena Energy Services Pty Ltd | 89 609 132 747 | Not provided | ​​Bellambi Heights Battery Energy Storage System Stage 1 (BHBESS1)​ | Beryl, NSW |  | Not applicable | 204 | 2025-06-30 | Not Provided | Storage | Battery | Not provided | 64 | Asynchronous | Not Provided | 4.2 | Not Provided | 4.2 | N00163
TransGrid | 202403211100 | TGCE22031616004 | New application to connect (NER 5.3) | 2024-01-29 | 2024-02-14 | Active | Vena Energy Servoces Pty Ltd | 89 609 132 747 | Not provided | ​​Bellambi Heights Battery Energy Storage System Stage 2 (BHBESS2)​ | Beryl, NSW |  | Not applicable | 204 | 2025-06-30 | Not Provided | Storage | Battery | Not provided | 64 | Asynchronous | Not Provided | 4.2 | Not Provided | 4.2 | N00163
TransGrid | 202403211100 | TGCE22031616007 | New application to connect (NER 5.3) | 2024-02-07 | 2024-03-01 | Active | Wellington Battery ProjectCo Pty Ltd | 48 655 856 652 | 655 856 652 | Orana Battery Energy Storage System | Wellington, NSW |  | Not applicable | 415 | 2025-06-30 | Not Provided | Storage | Battery | Not provided | 448 | Asynchronous | Not Provided | 1.32 | Not Provided | 1.32 | N00164
TransGrid | 202403211100 | TGCE21121616008 | Material change to application to connect (NER 5.3.8(e)) | 2023-12-18 | 2023-12-18 | Active | Acacia Solar Project Pty Ltd | 98 657 657 997 | 657 657 997 | Lambruk Solar Farm | About 9 km from Tamworth 330kV Substation |  | Not applicable | 300 | 2026-05-13 | Not Provided | Solar PV | Single axis tracking | Not provided | 44 | Asynchronous | Not Provided | 4.4 | Not Provided | 4.4 | N00165
TransGrid | 202403211100 | TGCE24031816008 | New connection enquiry (NER 5.3) | 2024-02-01 | 2024-02-07 | Active | AMPYR Australia Pty Ltd | 68 630 312 015 | Not provided | Wellington BESS 2 | Goolma Rd, Montefiores NSW 2820, Australia |  | Not Provided | 200 | 2026-06-30 | Not Provided | Storage | Battery | Not Provided | 63 | Asynchronous | Not Provided | 3.19 | Not Provided | Not Provided | N00166
TransGrid | 202403211100 | TGCE22031616001 | New application to connect (NER 5.3) | 2024-01-08 | 2024-01-17 | Active | AGL Macquarie Pty Ltd | 18 167 859 494 | Not provided | Liddell Solar Farm | Liddell 330kV Substation |  | Not applicable | 500 | 2025-08-30 | Not Provided | Storage | Battery | Not provided | 172 | Asynchronous | Not Provided | 4.39 | Not Provided | 4.39 | N00167
TransGrid | 202312151100 |  | New application to connect (NER 5.3) |  |  | Active | Canadian Solar Pty Ltd | 61149125020 |  | Narrabri Solar Farm |  | NSW1 |  | 50.175 |  |  | Solar PV | Not provided |  |  | Asynchronous |  |  |  |  | N00168
TransGrid | 202403211100 | TGCE24031816013 | New connection enquiry (NER 5.3) | 2024-02-27 | 2024-03-06 | Active | ZEN Energy Future Pty Ltd | 69 634 921 896 | Not provided | Wagga North BESS | Byrnes Road, Bomen NSW |  | Not Provided | 105 | 2027-09-30 | Not Provided | Storage | Battery | Not Provided | 120 | Asynchronous | Not Provided | 0.979 | Not Provided | Not Provided | N00169
Powerlink | 202312151100 |  | New application to connect (NER 5.3) | 2020-08-18 | 2020-08-23 | Active | Elecseed Pty Ltd | 57632472327 |  | Kumbarilla Renewable Energy Park (K-REP) | KUMBARILLA PARK | QLD1 | 90 |  |  | 2026-12-30 | Solar Farm | [8 empty] | Q00001
Powerlink | 202309191100 |  | New application to connect (NER 5.3) | 2020-08-18 | 2020-08-23 | Active | Elecseed Pty Ltd | 57632472327 |  | Kumbarilla Renewable Energy Park (K-REP) | KUMBARILLA PARK | QLD1 | 90 | 90 |  | 2026-12-30 | [9 empty] | Q00001
Powerlink | 202303191300 |  | New application to connect (NER 5.3) |  |  | Active | Elecseed Pty Ltd | 57632472327 |  | Kumbarilla Renewable Energy Park (K-REP) | KUMBARILLA PARK | QLD1 | 90 | 90 |  | 30/1/2025 | [9 empty] | Q00001
Powerlink | 202009191300 | PQ448 | New application to connect (NER 5.3) | 2020-08-18 | 2020-08-18 | Active | Elecseed Pty Ltd | 57 632 472 327 | 632 472 327 | Kumbarilla Renewable Energy Park (K-REP) | Lot 4 DY 457, Kumbarilla QLD 4405 | QLD1 | 85 | 90 |  |  | Solar PV | Single axis tracking |  | 60 | Asynchronous |  | 1.5 |  |  | Q00001
Powerlink | 43909.5833 | PQ448 | New connection enquiry (NER 5.3) | 2019-12-20 | 2019-12-20 | Active | Elecseed Pty Ltd | 57 632 472 327 | 632 472 327 | Kumbarilla Renewable Energy Park (K-REP) | Lot 4 DY 457, Kumbarilla QLD 4405 | QLD1 | 85 | 90 |  | 2022-06-30 | Solar PV | Single axis tracking | 60 | 90 | Asynchronous | 1 | 1.5 |  |  | Q00001
Powerlink | 202312151100 |  | New application to connect (NER 5.3) | 2021-10-06 | 2021-10-13 | Active | Fraser Coast Solar Park Pty Ltd (FCSP) | 94634420527 |  | Fraser Coast Solar Park | TEEBAR CREEK | QLD1 | 290 |  |  | 2026-07-30 | Battery; Solar Farm | [8 empty] | Q00002
Powerlink | 202303191300 |  | New application to connect (NER 5.3) |  |  | Active | Fraser Coast Solar Park Pty Ltd (FCSP) | 94634420527 |  | Fraser Coast Solar Park | TEEBAR CREEK | QLD1 | 290 | 290 |  | 30/6/2025 | Solar | [8 empty] | Q00002
Powerlink | 202206301600 | PQ449 | New application to connect (NER 5.3) |  |  | Active | Fraser Coast Solar Park Pty Ltd |  |  | Fraser Coast Solar Park | Teebar Creek Substation | QLD1 |  | 290 |  |  | Solar PV |  |  |  | Asynchronous |  |  |  |  | Q00002
Powerlink | 202303191300 |  | New application to connect (NER 5.3) | 2022-07-11 | 2022-07-16 | Active | ACE Power Pty Ltd | 16649589560 |  | ACE - Yabulu BESS | YABULU SOUTH | QLD1 | 200 | 200 |  | 30/6/2025 | Storage | Battery |  |  | Asynchronous |  | 200 |  |  | Q00003
Powerlink | 202206301600 | PQ450 | New connection enquiry (NER 5.3) | 2022-03-31 | 2022-03-31 | Active | Yabulu BESS Pty Ltd | 12 649 597 642 | 649 597 642 | Yabulu BESS | Connection into Yabulu South Substation | QLD1 |  | 200 |  | Q2 2024 | Storage | Battery |  |  | Asynchronous |  | 200 |  |  | Q00003
Powerlink | 202006191300 | PQ450 | New connection enquiry (NER 5.3) | 2020-03-04 | 2020-03-04 | Active | Genex Power Limited | 18 152 098 854 | 152 098 854 | Yabulu Battery Energy Storage Systems | Powerlink lands surrounding Yabulu South substation. | QLD1 |  | 40 |  | 2021-10-31 | Storage | Battery |  | 16 | Asynchronous |  | 2.5 |  |  | Q00003
Powerlink | 202312151100 |  | New application to connect (NER 5.3) |  |  | Complete | Genex Power Limited | 18 152 098 854 | 152 098 854 | Bouldercombe Battery Energy Storage Systems | Powerlink lands surrounding Yabulu South substation. | QLD1 |  | 50 |  | 2023-07-10 | Storage | Battery |  | 40 | Asynchronous |  | 1.2645 |  |  | Q00004
Powerlink | 202012191530 | PQ451 | New application to connect (NER 5.3) | 2020-09-29 | 2020-09-29 | Active | Genex Power Limited | 18 152 098 854 | 152 098 854 | Bouldercombe Battery Energy Storage Systems | Powerlink lands surrounding Yabulu South substation. | QLD1 |  | 50.58 |  |  | Storage | Battery |  | 40 | Asynchronous |  | 1.2645 |  |  | Q00004
Powerlink | 202006191300 | PQ451 | New connection enquiry (NER 5.3) | 2020-03-04 | 2020-03-04 | Active | Genex Power Limited | 18 152 098 854 | 152 098 854 | Bouldercombe Battery Energy Storage Systems | Powerlink lands surrounding Yabulu South substation. | QLD1 |  | 100 |  | 2022-10-31 | Storage | Battery |  | 40 | Asynchronous |  | 2.5 |  |  | Q00004
Powerlink | 202303191300 |  | New application to connect (NER 5.3) |  |  | Withdrawn | ACCIONA Energy Australia Global Pty Ltd | 54 600 910 647 | 600 910 647 | CleanCo Wind Farm (Small Mac) | Gore – Goldfields Queenland area | QLD1 |  | 103 |  | 2022-06-30 | Wind Turbine | Onshore |  | 18 | Asynchronous |  | 5.7 |  |  | Q00005
Powerlink | 202006191300 | PQ452 | New connection enquiry (NER 5.3) | 2020-03-20 | 2020-03-20 | Withdrawn | ACCIONA Energy Australia Global Pty Ltd | 54 600 910 647 | 600 910 647 | CleanCo Wind Farm (Small Mac) | Gore – Goldfields Queenland area | QLD1 |  | 103 |  | 2022-06-30 | Wind Turbine | Onshore |  | 18 | Asynchronous |  | 5.7 |  |  | Q00005
Powerlink | 202306190800 |  | New application to connect (NER 5.3) |  |  | Active | ACCIONA Energy | 54600910647 |  | Macintyre Wind Farm | MISS Substation | QLD1 | 923.4 | 923.4 |  | 2024-01-26 | [9 empty] | Q00006
Powerlink | 202303191300 |  | New application to connect (NER 5.3) |  |  | Active | ACCIONA Energy | 54600910647 |  | Macintyre Wind Farm | MISS Substation | QLD1 | 923.4 | 923.4 |  | 26/1/2024 | Wind | [8 empty] | Q00006
Powerlink | 202009191300 | PQ453 | New application to connect (NER 5.3) | 2020-08-07 | 2020-08-07 | Active | ACCIONA Energy Australia Global Pty Ltd | 54 600 910 647 | 600 910 647 | Macintyre Wind Farm (Big Mac) | Gore – Goldfields Queenland area | QLD1 |  | 923 |  |  | Wind Turbine | Onshore |  | 162 | Asynchronous |  | 5.7 |  |  | Q00006
Powerlink | 202006191300 | PQ453 | New connection enquiry (NER 5.3) | 2020-03-20 | 2020-03-20 | Active | ACCIONA Energy Australia Global Pty Ltd | 54 600 910 647 | 600 910 647 | Macintyre Wind Farm (Big Mac) | Gore – Goldfields Queenland area | QLD1 |  | 923 |  | 2022-06-30 | Wind Turbine | Onshore |  | 164 | Asynchronous |  | 5.7 |  |  | Q00006
Powerlink | 202009191300 | PQ454 | New application to connect (NER 5.3) | 2020-07-27 | 2020-07-27 | Active | Vena Energy Services (Australia) Pty Ltd | 89 609 132 747 | 609 132 747 | Wandoan South Solar Farm | Gadsbys Road, Woleebee Qld. | QLD1 |  | 125 |  |  | Solar PV | Single axis tracking |  | 44 | Asynchronous |  | 2.84 |  |  | Q00007
Powerlink | 202006191300 | PQ454 | New connection enquiry (NER 5.3) | 2020-04-28 | 2020-04-28 | Active | Vena Energy Services (Australia) Pty Ltd | 89 609 132 747 | 609 132 747 | Wandoan South Solar Farm | Gadsbys Road, Woleebee Qld. | QLD1 |  | 125 |  | 2022-04-30 | Solar PV | Single axis tracking |  | 44 | Asynchronous |  | 2.84 |  |  | Q00007
Powerlink | 202312151100 |  | New application to connect (NER 5.3) | 2022-07-26 | 2022-07-31 | Active | TagEnergy | 45655814958 |  | Mt Fox Energy Park BESS | ROSS TO CHALUMBIN F857_858 Text | QLD1 | 300 |  |  | 2025-10-30 | Storage | [8 empty] | Q00008
Powerlink | 202303191300 |  | New application to connect (NER 5.3) |  |  | Active | TagEnergy | 45655814958 |  | Mt Fox Energy Park BESS | ROSS TO CHALUMBIN F857_858 Text | QLD1 | 300 | 300 |  | 30/6/2025 | Storage | [8 empty] | Q00008
Powerlink | 202009191300 | PQ457 | New connection enquiry (NER 5.3) | 2020-07-01 | 2020-07-01 | Withdrawn | RES Australia Pty Ltd | 55 106 637 754 | 106 637 754 | Iron Leaf Wind Farm | Near Mannuem | QLD1 |  | 900 |  |  | Wind Turbine | Onshore |  | 151 | Asynchronous |  | 5.9603 |  |  | Q00009
Powerlink | 202103191530 | PQ476 | New connection enquiry (NER 5.3) | 2021-02-26 | 2021-02-26 | Active | Neoen Australia Pty Ltd | 57 160 905 706 | 160 905 706 | Western Downs Battery Connection | Connection to Western Downs Substation | QLD1 |  | 1000 |  |  | Storage | Battery |  | Not provided | Asynchronous |  | Not provided |  |  | Q00010
Powerlink | 202103191530 | PQ458 | Material change to connection enquiry (NER 5.3.8(d1)) | 2020-06-30 | 2020-06-30 | Withdrawn | Neoen Australia Pty Ltd | 57 160 905 706 | 160 905 706 | Western Downs Battery Connection | Connection to Western Downs Substation | QLD1 |  | 100 |  |  | Storage | Battery |  | 1 | Asynchronous |  | 100 |  |  | Q00010
Powerlink | 202009191300 | PQ458 | New connection enquiry (NER 5.3) | 2020-06-30 | 2020-06-30 | Active | Neoen Australia Pty Ltd | 57 160 905 706 | 160 905 706 | Western Downs Battery Connection | Connection to Western Downs Substation | QLD1 |  | 100 |  |  | Storage | Battery |  | 1 | Asynchronous |  | 100 |  |  | Q00010
Powerlink | 202403211100 |  | New connection enquiry (NER 5.3) | 2023-02-21 | 2023-02-26 | Active | Crossroads Renewable Energy Pty Ltd | 49661058886 | 661058886 | Crossroads Solar Farm | ORANA | QLD1 | 560 |  |  | 2027-03-30 | Solar PV | [8 empty] | Q00011
Powerlink | 202403211100 |  | New connection enquiry (NER 5.3) | 2020-08-07 | 2020-08-14 | Active | Crossroads Energy Pty Ltd | 64982411022 |  | Cross Roads Energy Solar Farm | ORANA | QLD1 | 650 |  |  | 2027-03-30 | Solar PV | [8 empty] | Q00011
Powerlink | 202312151100 |  | New connection enquiry (NER 5.3) | 2020-08-07 | 2020-08-14 | Active | Crossroads Energy Pty Ltd | 64982411022 |  | Cross Roads Energy Solar Farm | ORANA | QLD1 | 650 |  |  | 2026-01-30 | Solar Farm | [8 empty] | Q00011
Powerlink | 202312151100 |  | New connection enquiry (NER 5.3) | 2023-02-21 | 2023-02-26 | Active | Crossroads Renewable Energy Pty Ltd | 49661058886 | 661058886 | Crossroads Solar Farm | ORANA | QLD1 | 560 |  |  | 2026-06-30 | Solar Farm | [8 empty] | Q00011
Powerlink | 202306190800 |  | New connection enquiry (NER 5.3) |  |  | Active | CROSSROADS RENEWABLE ENERGY PTY LTD | 49661058886 | 661058886 | Crossroads Solar Farm | ORANA | QLD1 | 600 | 600 |  | 2025-10-31 | Solar | [8 empty] | Q00011
Powerlink | 202306190800 |  | New connection enquiry (NER 5.3) |  |  | Active | Crossroads Energy Pty Ltd | 64982411022 |  | Cross Roads Energy Solar Farm | ORANA | QLD1 | 650 | 650 |  | 2025-10-30 | [9 empty] | Q00011
Powerlink | 202303191300 |  | New connection enquiry (NER 5.3) |  |  | Active | CROSSROADS RENEWABLE ENERGY PTY LTD | 49661058886 | 661058886 | Crossroads Solar Farm | ORANA | QLD1 | 560 | 560 |  | 30/12/2025 | [9 empty] | Q00011
Powerlink | 202303191300 |  | New connection enquiry (NER 5.3) |  |  | Active | Crossroads Energy Pty Ltd | 64982411022 |  | Cross Roads Energy Solar Farm | ORANA | QLD1 | 650 | 650 |  | 30/10/2025 | [9 empty] | Q00011
Powerlink | 202009191300 | PQ459 | New connection enquiry (NER 5.3) | 2020-08-07 | 2020-08-07 | Active | Crossroads Energy Pty Ltd | 35 633 524 802 | 633 524 802 | Cross Roads Energy Solar Farm | New (proposed Crossroads) substation on Orana to Columboola 275 kV line | QLD1 |  | 650 |  |  | Solar PV | Not provided |  | Not provided | Asynchronous |  | Not provided |  |  | Q00011
Powerlink | 202403211100 |  | New application to connect (NER 5.3) | 2021-07-23 | 2021-07-30 | Active | ARK Energy Corporation Pty Ltd | 73646809485 | 646809485 | Wooroora Wind Farm (previously Chalumbin Wind Farm) | ROSS TO CHALUMBIN F857_858 Text | QLD1 | 260 |  |  | 2026-10-30 | Wind Turbine | [8 empty] | Q00012
Powerlink | 202312151100 |  | New application to connect (NER 5.3) | 2021-07-23 | 2021-07-30 | Active | ARK Energy Corporation Pty Ltd | 73646809485 | 646809485 | Wooroora Wind Farm (previously Chalumbin Wind Farm) | ROSS TO CHALUMBIN F857_858 Text | QLD1 | 260 |  |  | 2027-07-30 | Wind Turbine | [8 empty] | Q00012
Powerlink | 202309191100 |  | New application to connect (NER 5.3) | 2021-07-23 | 2021-07-30 | Active | ARK Energy Corporation Pty Ltd | 73646809485 | 646809485 | Chalumbin Wind Farm | ROSS TO CHALUMBIN F857_858 Text | QLD1 | 260 | 260 |  | 2027-07-30 | Wind Turbine | Onshore |  |  | Asynchronous |  |  |  |  | Q00012
Powerlink | 202306190800 |  | New application to connect (NER 5.3) |  |  | Active | ARK Energy Corporation Pty Ltd | 73646809485 |  | Chalumbin Wind Farm | ROSS TO CHALUMBIN F857_858 Text | QLD1 | 600 | 600 |  | 2025-12-30 | Wind Turbine | Onshore |  |  | Asynchronous |  |  |  |  | Q00012
Powerlink | 202303191300 |  | New application to connect (NER 5.3) |  |  | Active | ARK Energy Corporation Pty Ltd | 73646809485 |  | Chalumbin Wind Farm | ROSS TO CHALUMBIN F857_858 Text | QLD1 | 600 | 600 |  | 30/6/2025 | Wind Turbine | Onshore |  |  | Asynchronous |  |  |  |  | Q00012
Powerlink | 202009191300 | PQ460 | New connection enquiry (NER 5.3) | 2020-09-02 | 2020-09-02 | Active | Epuron Projects Pty Ltd | 84 150 163 143 | 150 163 143 | Chalumbin Wind Farm | Connection point is at Powerlink’s Chalumbin substation at 275kV | QLD1 |  | 600 |  |  | Wind Turbine | Onshore |  | 100 | Asynchronous |  | 6 |  |  | Q00012
Powerlink | 202403211100 |  | New application to connect (NER 5.3) | 2022-10-24 | 2022-10-29 | Active | Macquarie Green Investment Group Pty Ltd |  |  | Boulder Creek Wind Farm | CALVALE TO STANWELL F8873_8874 | QLD1 | 221 |  |  | 2027-12-31 | Wind Turbine | [8 empty] | Q00013
Powerlink | 202312151100 |  | New application to connect (NER 5.3) | 2022-10-24 | 2022-10-29 | Active | Macquarie Green Investment Group Pty Ltd |  |  | Boulder Creek Wind Farm | CALVALE TO STANWELL F8873_8874 | QLD1 | 221 |  |  | 2026-06-30 | Wind Turbine | [8 empty] | Q00013
Powerlink | 202306190800 |  | New application to connect (NER 5.3) |  |  | Active | Macquarie Green Investment Group Pty Ltd |  |  | Boulder Creek Wind Farm | CALVALE TO STANWELL F8873_8874 | QLD1 | 221 | 221 |  | 2024-12-31 | [9 empty] | Q00013
Powerlink | 202303191300 |  | New connection enquiry (NER 5.3) |  |  | Active | Macquarie Green Investment Group Pty Ltd |  |  | Boulder Creek Wind Farm | CALVALE TO STANWELL F8873_8874 | QLD1 | 221 | 221 |  | 31/12/2024 | [9 empty] | Q00013
Powerlink | 202009191300 | PQ462 | New connection enquiry (NER 5.3) | 2020-09-14 | 2020-09-14 | Active | Epuron Projects Pty Ltd | 84 150 163 143 | 150 163 143 | Boulder Creek Wind Farm with BESS | The proposed connection point is approximately 20 km south of the Stanwell substation on the 3 x 275kV Stanwell - Calvale circuits | QLD1 |  | 466 |  |  | Wind Turbine | Onshore |  | 61 | Asynchronous |  | 6 |  |  | Q00013
Powerlink | 202312151100 |  | New connection enquiry (NER 5.3) | 2023-07-06 | 2023-07-13 | Active | EEW Eco Energy World Pty Ltd | 11644171782 |  | Raglan Solar Farm | RAGLAN | QLD1 | 300 |  |  | 2026-12-31 | Solar Farm | [8 empty] | Q00014
Powerlink | 202309191100 |  | New connection enquiry (NER 5.3) | 2023-07-06 | 2023-07-13 | Active | EEW Eco Energy World Pty Ltd | 11644171782 |  | Raglan Solar Farm | RAGLAN | QLD1 | 300 | 300 |  | 2026-07-01 | Solar PV | Not provided |  | Not provided | Asynchronous |  | Not provided |  |  | Q00014
Powerlink | 202306190800 |  | New connection enquiry (NER 5.3) |  |  | Active | EEW Eco Energy World Pty Ltd | 11644171782 |  | Raglan Solar Farm | RAGLAN | QLD1 | 300 | 300 |  | 2025-12-31 | Solar PV | Not provided |  | Not provided | Asynchronous |  | Not provided |  |  | Q00014
Powerlink | 202303191300 |  | New connection enquiry (NER 5.3) |  |  | Active | EEW Eco Energy World Pty Ltd | 11644171782 |  | Raglan Solar Farm | RAGLAN | QLD1 | 235 | 235 |  | 2027-12-31 | Solar PV | Not provided |  | Not provided | Asynchronous |  | Not provided |  |  | Q00014
Powerlink | 202012191530 | PQ463 | New connection enquiry (NER 5.3) | 2020-10-16 | 2020-10-16 | Active | EEW Eco Energy World Pty Ltd | 14 611 582 239 | 611 582 239 | Raglan Solar Farm | Off the Bruce Highway, Queensland 4697, South-East of Raglan | QLD1 |  | 235 |  |  | Solar PV | Not provided |  | Not provided | Asynchronous |  | Not provided |  |  | Q00014
Powerlink | 202012191530 | PQ464 | New connection enquiry (NER 5.3) | 2020-10-13 | 2020-10-13 | Active | ICA Partners Pty Ltd | 55 158 181 241 | 158 181 241 | Mt Rawdon Pumped Hydro Energy Storage Project | Mt Rawdon Mine, Qld 4671 | QLD1 |  | 1000 |  |  | Hydro | Other |  | 4 | Asynchronous |  | 250 |  |  | Q00015
Powerlink | 202312151100 |  | New application to connect (NER 5.3) | 2022-09-17 | 2022-09-23 | Active | ICA Partners | 55158181241 |  | Mt Rawdon Pump Hydro | GIN GIN TO STR-6944 F819 | QLD1 | 2000 |  |  | 2029-12-30 | Hydro | [8 empty] | Q00015
Powerlink | 202303191300 |  | New application to connect (NER 5.3) |  |  | Active | ICA Partners | 55158181241 |  | Mt Rawdon Pump Hydro | GIN GIN TO STR-6944 F819 | QLD1 | 2000 | 2000 |  | 30/12/2028 | [9 empty] | Q00015
Powerlink | 202303191300 |  | New application to connect (NER 5.3) |  |  | Active | DP Green Energy Pty Ltd | 83619723929 |  | Callide Wind Farm | CALVALE TO STANWELL F8873_8874 | QLD1 | 450 | 450 |  | 12/1/2026 | [9 empty] | Q00016
Powerlink | 202206301600 | PQ465 | New application to connect (NER 5.3) |  |  | Active | DP Energy Pty Ltd | 83 619 723 929 | 619 723 929 | Callide Wind Farm | Co-ordinates: 24° 7'31.76"S, 150°35'37.14"E (project centre) | QLD1 |  | 434 |  |  | Wind Turbine | Onshore |  |  | Asynchronous |  |  |  |  | Q00016
Powerlink | 202012191530 | PQ465 | New connection enquiry (NER 5.3) | 2020-10-14 | 2020-10-14 | Active | DP Green Energy Pty Ltd | 83 619 723 929 | 619 723 929 | Callide Wind Farm | Co-ordinates: 24° 7'31.76"S, 150°35'37.14"E (project centre) | QLD1 |  | 450 |  |  | Wind Turbine | Onshore |  | 75 | Asynchronous |  | 6 |  |  | Q00016
Powerlink | 202306190800 |  | New connection enquiry (NER 5.3) |  |  | Withdrawn | Shine Energy | 90614944955 |  | Collinsville Coal Fired Power Station Project | STRATHMORE | QLD1 | 990 | 990 |  | 2026-03-31 | [9 empty] | Q00017
Powerlink | 202303191300 |  | New connection enquiry (NER 5.3) |  |  | Active | Shine Energy | 90614944955 |  | Collinsville Coal Fired Power Station Project | STRATHMORE | QLD1 | 990 | 990 |  | 31/3/2026 | [9 empty] | Q00017
Powerlink | 202012191530 | PQ466 | New connection enquiry (NER 5.3) | 2020-11-05 | 2020-11-05 | Active | Shine Energy | 90 614 944 955 | 614 944 955 | Collinsville Coal Fired Power Station Project | Collinsville - connecting at Strathmore substation | QLD1 |  | 990 |  |  | Other | Other |  | 3 | Synchronous |  | 330 |  |  | Q00017
Powerlink | 202012191530 | PQ467 | New connection enquiry (NER 5.3) | 2020-11-05 | 2020-11-05 | Complete | Solar Projects Australia Pty Ltd | 61 642 769 524 | 642 769 524 | Baking Board Solar Farm | 3746 Warrego Highway, Chinchilla Qld 44123 | QLD1 |  | 250 |  |  | Solar PV | Not provided |  | Not provided | Asynchronous |  | Not provided |  |  | Q00018
Powerlink | 202012191530 | PQ467 | New connection enquiry (NER 5.3) | 2020-11-05 | 2020-11-05 | Active | Solar Projects Australia Pty Ltd | 61 642 769 524 | 642 769 524 | Baking Board Solar Farm | 3746 Warrego Highway, Chinchilla Qld 44123 | QLD1 |  | 400 |  |  | Storage | Battery |  | Not provided | Asynchronous |  | Not provided |  |  | Q00018
Powerlink | 202103191530 | PQ469 | New connection enquiry (NER 5.3) | 2021-01-07 | 2021-01-07 | Withdrawn | Ubergy Pty Ltd | 33 622 848 695 | 622 848 695 | Barunggam Solar Battery Farm | 453 Engine Road, Baking Board, QLD & 539 Engine Road, Baking Board | QLD1 |  | 315 |  |  | Solar PV | Not provided |  | 352 | Asynchronous |  | 0.89488 |  |  | Q00020
Powerlink | 202103191530 | PQ469 | New connection enquiry (NER 5.3) | 2021-01-07 | 2021-01-07 | Withdrawn | Ubergy Pty Ltd | 33 622 848 695 | 622 848 695 | Barunggam Solar Battery Farm | 453 Engine Road, Baking Board, QLD & 539 Engine Road, Baking Board | QLD1 |  | 100 |  |  | Storage | Battery |  | Not provided | Asynchronous |  | Not provided |  |  | Q00020
Powerlink | 202312151100 |  | New application to connect (NER 5.3) | 2022-08-09 | 2022-08-14 | Active | Broadsound Solar Farm Pty Ltd | 15620028097 |  | Broadsound Solar Farm | BROADSOUND | QLD1 | 296 |  |  | 2025-07-31 | Solar Farm | [8 empty] | Q00021
Powerlink | 202306190800 |  | New application to connect (NER 5.3) |  |  | Active | Broadsound Solar Farm Pty Ltd | 15620028097 |  | Broadsound Solar Farm | BROADSOUND | QLD1 | 400 | 400 |  | 2026-12-31 | [9 empty] | Q00021
Powerlink | 202303191300 |  | New application to connect (NER 5.3) |  |  | Active | Broadsound Solar Farm Pty Ltd | 15620028097 |  | Broadsound Solar Farm | BROADSOUND | QLD1 | 296 | 296 |  | 30/6/2025 | [9 empty] | Q00021
Powerlink | 202103191530 | PQ470 | New connection enquiry (NER 5.3) | 2021-01-24 | 2021-01-24 | Active | Hadstone Energy Pty Ltd (Broadsound Solar Farm Pty Ltd) | 15 620 028 097 | 620 028 097 | Broadsound Solar Farm | Corner of Marlborough Sarina Road and Manly Access Road, Clarke Creek, QLD 4705 | QLD1 |  | 296 |  |  | Solar PV | Not provided |  | Not provided | Asynchronous |  | Not provided |  |  | Q00021
Powerlink | 202403211100 |  | New application to connect (NER 5.3) | 2023-07-05 | 2023-07-12 | Active | Stanwell Corporation Limited | 37078848674 |  | Stanwell Power Station BESS | STANWELL | QLD1 | 350 |  |  | 2026-10-30 | Storage | [8 empty] | Q00023
Powerlink | 202312151100 |  | New application to connect (NER 5.3) | 2023-07-05 | 2023-07-12 | Active | Stanwell Corporation Limited | 37078848674 |  | Stanwell Power Station BESS | STANWELL | QLD1 | 300 |  |  | 2026-08-30 | Storage | [8 empty] | Q00023
Powerlink | 202309191100 |  | New application to connect (NER 5.3) | 2023-07-05 | 2023-07-12 | Active | Stanwell Corporation Limited | 37078848674 |  | Stanwell Power Station BESS | STANWELL | QLD1 | 150 | 150 |  | 2026-08-30 | Storage | Battery |  | Not provided | Asynchronous |  | Not provided |  |  | Q00023
Powerlink | 202306190800 |  | New connection enquiry (NER 5.3) |  |  | Active | Stanwell Corporation Limited | 37078848674 |  | Stanwell Power Station BESS | STANWELL | QLD1 | 150 | 150 |  | 2025-06-12 | Storage | Battery |  | Not provided | Asynchronous |  | Not provided |  |  | Q00023
Powerlink | 202306190800 |  | New connection enquiry (NER 5.3) |  |  | Active | Stanwell Corporation Limited | 37078848674 |  | Stanwell Power Station BESS | STANWELL | QLD1 | 200 | 200 |  | 2024-06-30 | Storage | Battery |  | Not provided | Asynchronous |  | Not provided |  |  | Q00023
Powerlink | 202303191300 |  | New connection enquiry (NER 5.3) |  |  | Active | Stanwell Corporation Limited | 37078848674 |  | Stanwell Power Station BESS | STANWELL | QLD1 | 150 | 150 |  | 12/1/2025 | Storage | Battery |  | Not provided | Asynchronous |  | Not provided |  |  | Q00023
Powerlink | 202103191530 | PQ471 | New connection enquiry (NER 5.3) | 2021-01-25 | 2021-01-25 | Active | Stanwell Corporation Ltd | 37 078 848 674 | 078 848 674 | Stanwell Energy Park - BESS connected to Tarong Substation | Battery will be located at the Tarong Power Station complex on existing Stanwell-owned land. | QLD1 |  | 350 |  |  | Storage | Battery |  | Not provided | Asynchronous |  | Not provided |  |  | Q00023
Powerlink | 202103191530 | PQ472 | New connection enquiry (NER 5.3) | 2021-01-25 | 2021-01-25 | Active | Stanwell Corporation Ltd | 37 078 848 674 | 078 848 674 | Stanwell Energy Park - BESS connected to Stanwell Substation | The Australian Magnesium Corporation site at Stanwell Power Station on existing Stanwell-owned land. | QLD1 |  | 350 |  |  | Storage | Battery |  | Not provided | Asynchronous |  | Not provided |  |  | Q00023
Powerlink | 202312151100 |  |  | 2021-02-01 | 2021-02-06 | Withdrawn | ENEL Green Power Australia | 41618296030 |  | Bouldercombe Solar Farm + BESS | BOULDERCOMBE | QLD1 | 436 |  |  | 31/1/2025 | Battery; Solar Farm | [8 empty] | Q00024
Powerlink | 202306190800 |  | New connection enquiry (NER 5.3) |  |  | Active | ENEL Green Power Australia | 41618296030 |  | Bouldercombe Solar Farm + BESS | BOULDERCOMBE | QLD1 | 436 | 436 |  | 2025-01-31 | [9 empty] | Q00024
Powerlink | 202303191300 |  | New connection enquiry (NER 5.3) |  |  | Active | ENEL Green Power Australia | 41618296030 |  | Bouldercombe Solar Farm + BESS | BOULDERCOMBE | QLD1 | 436 | 436 |  | 2027-04-30 | [9 empty] | Q00024
Powerlink | 202103191530 | PQ473 | New connection enquiry (NER 5.3) | 2021-02-01 | 2021-02-01 | Active | ENEL Green Power Australia Pty Ltd | 41 618 296 030 | 618 296 030 | Bouldercombe Solar Farm + BESS | Lot 742 Cherryfield Road, Gracemere | QLD1 |  | 286 |  |  | Solar PV | Not provided |  | Not provided | Asynchronous |  | Not provided |  |  | Q00024
Powerlink | 202103191530 | PQ473 | New connection enquiry (NER 5.3) | 2021-02-01 | 2021-02-01 | Active | ENEL Green Power Australia Pty Ltd | 41 618 296 030 | 618 296 030 | Bouldercombe Solar Farm + BESS | Lot 742 Cherryfield Road, Gracemere | QLD1 |  | 150 |  |  | Storage | Battery |  | Not provided | Asynchronous |  | Not provided |  |  | Q00024
Powerlink | 202403211100 |  | New connection enquiry (NER 5.3) | 2023-10-24 | 2023-10-29 | Active | EE (European Energy) Australia Pty Ltd | 796564659 | 656465959 | Blenheim Solar Farm | MIDDLE RIDGE TO STR-2975 F8848_8849 | QLD1 | 275 |  |  | 2027-01-30 | Other | [8 empty] | Q00025
Powerlink | 202312151100 |  | New connection enquiry (NER 5.3) | 2023-10-24 | 2023-10-29 | Active | EE (European Energy) Australia Pty Ltd | 796564659 | 656465959 | Blenheim Solar Farm | MIDDLE RIDGE TO STR-2975 F8848_8849 | QLD1 | 275 |  |  | 2026-01-30 | Battery; Solar Farm | [8 empty] | Q00025
Powerlink | 202303191300 |  | New connection enquiry (NER 5.3) |  |  | Active | European Energy S/A |  | 661996390 | Blenheim Solar Farm | MIDDLE RIDGE TO STR-2975 F8848_8849 | QLD1 | 106 | 106 |  | 30/1/2026 | [9 empty] | Q00025
Powerlink | 202103191530 | PQ474 | New connection enquiry (NER 5.3) | 2021-02-24 | 2021-02-24 | Active | Gatton Solar Farm Pty Ltd | 37 646 041 741 | 646 041 741 | Blenheim Solar Farm | 19 Mount Berryman Road, Blenheim 4341, QLD and adjoining land | QLD1 |  | 106 |  |  | Solar PV | Not provided |  | Not provided | Asynchronous |  | Not provided |  |  | Q00025
Powerlink | 202103191530 | PQ474 | New connection enquiry (NER 5.3) | 2021-02-24 | 2021-02-24 | Active | Gatton Solar Farm Pty Ltd | 37 646 041 741 | 646 041 741 | Blenheim Solar Farm | 19 Mount Berryman Road, Blenheim 4341, QLD and adjoining land | QLD1 |  | 29.25 |  |  | Storage | Battery |  | Not provided | Asynchronous |  | Not provided |  |  | Q00025
Powerlink | 202403211100 |  | New application to connect (NER 5.3) | 2022-04-01 | 2022-04-08 | Active | Harlin Solar Pty Ltd | 50659726468 |  | Harlin Solar Farm | STR-2627 TO STR-1867 F827_875 Text | QLD1 | 400 |  |  | 2027-06-27 | Solar PV | [8 empty] | Q00026
Powerlink | 202312151100 |  | New application to connect (NER 5.3) | 2022-04-01 | 2022-04-08 | Active | Harlin Solar Pty Ltd | 50659726468 |  | Harlin Solar Farm | STR-2627 TO STR-1867 F827_875 Text | QLD1 | 400 |  |  | 2025-06-27 | Solar Farm | [8 empty] | Q00026
Powerlink | 202303191300 |  | New application to connect (NER 5.3) |  |  | Active | Charlotte Industries and Keppel Renewable Energy (Harlin Solar Pty Ltd) | 50659726468 |  | Harlin Solar Farm | STR-2627 TO STR-1867 F827_875 Text | QLD1 | 400 | 400 |  | 31/12/2024 | [9 empty] | Q00026
Powerlink | 202206301600 | PQ475 | New application to connect (NER 5.3) |  |  | Active | Harlin Solar Pty Ltd | 68 643 351 044 | 643 351 044 | Harlin Solar Farm | D’Aguilar Highway, Harlin, Somerset Region, Queensland | QLD1 |  | 400 |  | 2023-03-31 | Solar PV |  |  |  | Asynchronous |  |  |  |  | Q00026
Powerlink | 202103191530 | PQ475 | New connection enquiry (NER 5.3) | 2021-02-26 | 2021-02-26 | Active | Harlin Solar Pty Ltd | 68 643 351 044 | 643 351 044 | Harlin Solar Farm | D’Aguilar Highway, Harlin, Somerset Region, Queensland | QLD1 |  | 800 |  |  | Solar PV | Not provided |  | 320 | Asynchronous |  | 2.5 |  |  | Q00026
Powerlink | 202103191530 | PQ475 | New connection enquiry (NER 5.3) | 2021-02-26 | 2021-02-26 | Active | Harlin Solar Pty Ltd | 68 643 351 044 | 643 351 044 | Harlin Solar Farm | D’Aguilar Highway, Harlin, Somerset Region, Queensland | QLD1 |  | 240 |  |  | Storage | Battery |  | Not provided | Asynchronous |  | Not provided |  |  | Q00026
Powerlink | 202309191100 |  | New application to connect (NER 5.3) | 2021-08-25 | 2021-09-01 | Active | Neoen Australia | 57160905706 | 160905706 | Western Downs Battery Project | WESTERN DOWNS | QLD1 | 200 | 200 |  | 2024-06-26 | Storage | [8 empty] | Q00027
Powerlink | 202306190800 |  | New application to connect (NER 5.3) |  |  | Active | Neoen Australia | 57169905706 |  | Western Downs Battery Project | WESTERN DOWNS | QLD1 | 600 | 600 |  | 2024-09-30 | [9 empty] | Q00027
Powerlink | 202303191300 |  | New application to connect (NER 5.3) |  |  | Active | Neoen Australia | 57169905706 |  | Western Downs Battery Project | WESTERN DOWNS | QLD1 | 200 | 200 |  | 30/9/2023 | [9 empty] | Q00027
Powerlink | 202403211100 |  | New application to connect (NER 5.3) | 2021-03-18 | 2021-03-25 | Active | Cubico Sustainable Investments Australia Pty Ltd | 48624996078 |  | Wambo Wind Farm Stage 2 | HALYS | QLD1 | 250 |  |  | 2025-11-30 | Wind Turbine | [8 empty] | Q00028
Powerlink | 202312151100 |  | New application to connect (NER 5.3) | 2021-03-18 | 2021-03-25 | Active | Cubico Sustainable Investments Australia Pty Ltd | 48624996078 |  | Wambo Wind Farm Stage 2 | HALYS | QLD1 | 250 |  |  | 2025-08-01 | Wind Turbine | [8 empty] | Q00028
Powerlink | 202303191300 |  | New application to connect (NER 5.3) |  |  | Active | Cubico Sustainable Investments Australia Pty Ltd | 48624996078 |  | Wambo Wind Farm Stage 2 | HALYS | QLD1 | 250 | 250 |  | 7/3/2025 | [9 empty] | Q00028
Powerlink | 202312151100 |  | New application to connect (NER 5.3) | 2022-07-08 | 2022-07-15 | Active | Lightsource BP |  |  | Woolooga BESS | WOOLOOGA | QLD1 | 200 |  |  | 2025-06-02 | Storage | [8 empty] | Q00029
Powerlink | 202306190800 |  | New application to connect (NER 5.3) |  |  | Active | Lightsource BP |  |  | Woolooga BESS | WOOLOOGA | QLD1 | 200 | 200 |  | 2025-10-01 | [9 empty] | Q00029
Powerlink | 202303191300 |  | New application to connect (NER 5.3) |  |  | Active | Lightsource BP |  |  | Woolooga BESS | WOOLOOGA | QLD1 | 200 | 200 |  | 30/6/2024 | [9 empty] | Q00029
Powerlink | 202210031405 |  | New connection enquiry (NER 5.3) |  |  | Active | Equis Energy (Australia) Projects (Ngumi 1) Pty Ltd |  |  | Woolooga Battery Energy Storage System (BESS) | Woolooga Substation | QLD1 |  | 200 |  |  | Storage | Battery | [7 empty] | Q00029
Powerlink | 202106251021 | PQ478 | New connection enquiry (NER 5.3) | 2021-04-22 | 2021-04-22 | Active | Lightsource Development Services Australia Pty Ltd | 26 623 301 799 | 623 301 799 | Woolooga Battery Energy Storage System (BESS) | Woolooga Energy Solar Park | QLD1 |  | 176 |  |  | Storage | Battery |  |  | Asynchronous |  | Not provided |  |  | Q00029
Powerlink | 202312151100 |  | New application to connect (NER 5.3) | 2023-03-14 | 2023-03-19 | Active | Pacific Hydro Australia Developments Pty Ltd | 56161024755 | 161024755 | Pacific Hydro - Haughton SF - Stage 2 | HAUGHTON RIVER | QLD1 | 300 |  |  | 2026-05-31 | Solar Farm | [8 empty] | Q00030
Powerlink | 202306190800 |  | New application to connect (NER 5.3) |  |  | Active | Pacific Hydro Australia Developments Pty Ltd | 56161024755 | 161024755 | Pacific Hydro - Haughton SF - Stage 2 | HAUGHTON RIVER | QLD1 | 300 | 300 |  | 2027-01-31 | [9 empty] | Q00030
Powerlink | 202303191300 |  | New connection enquiry (NER 5.3) |  |  | Active | Pacific Hydro Australia Developments Pty Ltd | 56161024755 | 161024755 | Pac Hydro - Haughton SF - Stage 2 | HAUGHTON RIVER | QLD1 | 300 | 300 | [11 empty] | Q00030
Powerlink | 202106251021 | PQ479 | New connection enquiry (NER 5.3) | 2021-05-04 | 2021-05-04 | Active | Pacific Hydro Australia Pty Ltd | 56 161 024 755 | 161 024 755 | Haughton Solar Farm - Stage 2 | Vicinities of Haughton Solar Farm | QLD1 |  | 250 |  |  | Storage | Not provided |  |  | Asynchronous |  | Not provided |  |  | Q00030
Powerlink | 202403211100 |  | New application to connect (NER 5.3) | 2023-03-14 | 2023-03-19 | Active | Origin Energy Power Ltd | 93008289398 |  | Origin - Darling Downs BESS | BRAEMAR | QLD1 | 250 |  |  | 2026-06-30 | Storage | [8 empty] | Q00031
Powerlink | 202312151100 |  | New application to connect (NER 5.3) | 2023-03-14 | 2023-03-19 | Active | Origin Energy Power Ltd | 93008289398 |  | Origin - Darling Downs BESS | BRAEMAR | QLD1 | 250 |  |  | 2026-03-31 | Storage | [8 empty] | Q00031
Powerlink | 202306190800 |  | New application to connect (NER 5.3) |  |  | Active | Origin Energy Electricity Ltd | 33071052287 |  | Origin - Darling Downs BESS | BRAEMAR | QLD1 | 250 | 250 |  | 2025-12-19 | [9 empty] | Q00031
Powerlink | 202303191300 |  | New connection enquiry (NER 5.3) |  |  | Active | Origin Energy Electricity Ltd | 33071052287 |  | Darling Downs BESS (Origin) | BRAEMAR | QLD1 | 500 | 500 |  | 19/12/2025 | [9 empty] | Q00031
Powerlink | 202106251021 | PQ480 | New connection enquiry (NER 5.3) | 2021-05-01 | 2021-05-01 | Active | Origin Energy Electricity Limited | 33 071 052 287 | 071 052 287 | Darling Downs Power Station - Battery Connection | Battery connection into Braemar Substation | QLD1 |  | 500 |  |  | Storage | Battery |  |  | Asynchronous |  | Not provided |  |  | Q00031
Powerlink | 202106251021 | PQ481 | New connection enquiry (NER 5.3) | 2021-05-04 | 2021-05-04 | Complete | CS Energy Ltd | 54 078 848 745 | 078 848 745 | Kogan Battery Energy Storage System (BESS) | Connection into Western Downs Substation | QLD1 |  | 200 |  |  | Storage | Battery |  |  | Asynchronous |  | Not provided |  |  | Q00032
Powerlink | 202109151021 | PQ486 | New connection enquiry (NER 5.3) | 2021-08-16 | 2021-08-16 | Withdrawn | PowerGen P51 Pty Ltd | 55639725965 | 119104737 | Western Downs Gas Peaking Plant | North of Western Downs substation | QLD1 |  | 207 |  |  | Turbine | CCGT | 3 | 3 | Synchronous | 207 | 285 | 60 | 60 | Q00033
Powerlink | 202303191300 |  | New application to connect (NER 5.3) | 2022-05-05 | 2022-05-12 | Active | ACE Power Pty Ltd | 16649589560 |  | ACE - Yabulu Solar Farm | YABULU SOUTH | QLD1 | 75 | 75 |  | 30/6/2025 | [9 empty] | Q00034
Powerlink | 202210031405 |  | New application to connect (NER 5.3) |  |  | Active | Ace Power | 70612925023 | 612925023 | Yabulu Solar Fram | Yabulu South Sub - ~2km east of sub | QLD1 |  | 100 |  |  | Solar PV |  |  |  | Asynchronous |  | 100 |  |  | Q00034
Powerlink | 202206301600 | PQ482 | New application to connect (NER 5.3) |  |  | Active | Ace Power | 70 612 925 023 | 612 925 023 | Yabulu Solar Fram | Yabulu South Sub - ~2km east of sub | QLD1 |  | 100 |  |  | Solar PV |  |  |  | Asynchronous |  | 100 |  |  | Q00034
Powerlink | 202112171229 | PQ482 | New connection enquiry (NER 5.3) | 2021-06-15 | 2021-06-15 | Active | Ace Power | 70 612 925 023 | 612 925 023 | Yabulu Solar Fram | Yabulu South Sub - ~2km east of sub | QLD1 |  | 108 |  |  | Solar PV |  |  |  | Asynchronous |  | 108 |  |  | Q00034
Powerlink | 202210031405 | PQ483 | New connection enquiry (NER 5.3) | 2021-06-15 | 2021-06-15 | Active | Ace Power | 70612925023 | 612925023 | Burdekin Solar Farm | 6km south of Clare Substation | QLD1 |  | 140 |  |  | Solar PV |  |  |  | Asynchronous |  | 140 |  |  | Q00035
Powerlink | 202112171229 | PQ483 | New connection enquiry (NER 5.3) | 2021-06-15 | 2021-06-15 | Active | Ace Power | 70 612 925 023 | 612 925 023 | Burdekin Solar Farm | 6km south of Clare Substation | QLD1 |  | 140 |  |  | Solar PV |  |  |  | Asynchronous |  | 140 |  |  | Q00035
Powerlink | 202306190800 |  | New application to connect (NER 5.3) |  |  | Active | ACCIONA Energy | 54600910647 |  | Aldoga Solar Farm | LARCOM CREEK | QLD1 | 350 | 350 |  | 2026-03-01 | [9 empty] | Q00036
Powerlink | 202303191300 |  | New application to connect (NER 5.3) |  |  | Active | ACCIONA Energy | 54600910647 |  | Aldoga Solar Farm | LARCOM CREEK | QLD1 | 355 | 355 |  | 31/12/2024 | [9 empty] | Q00036
Powerlink | 202212191300 |  | New application to connect (NER 5.3) |  |  | Active | ACCIONA Energy |  |  | Aldoga Solar Farm | LARCOM CREEK | QLD1 |  | 355 |  | 2024-12-31 | Solar PV | [8 empty] | Q00036
Powerlink | 202112171229 | PQ484 | New connection enquiry (NER 5.3) | 2021-06-17 | 2021-06-17 | Active | Acciona | 26 623 301 799 | 623 301 799 | Aldoga Solar Farm | 1km from Larcom Creek Substation | QLD1 |  | 252 |  |  | Solar PV | Not provided |  |  | Asynchronous |  | 252 |  |  | Q00036
Powerlink | 202312151100 |  | New application to connect (NER 5.3) | 2022-07-01 | 2022-07-08 | Active | Akaysha Energy Ltd | 49649223987 |  | Brendale (South Pine) BESS | SOUTH PINE TO CARSELDINE F7341_7342 | QLD1 | 205 |  |  | 2025-09-30 | Storage | [8 empty] | Q00037
Powerlink | 202309191100 |  | New application to connect (NER 5.3) | 2022-07-01 | 2022-07-08 | Active | Akaysha Energy Ltd | 49649223987 |  | Brendale (South Pine) BESS | SOUTH PINE TO CARSELDINE F7341_7342 | QLD1 | 205 | 205 |  | 2025-09-30 | [9 empty] | Q00037
Powerlink | 202306190800 |  | New application to connect (NER 5.3) |  |  | Active | Akaysha Energy Ltd | 49649223987 |  | Brendale (South Pine) BESS | SOUTH PINE TO CARSELDINE F7341_7342 | QLD1 | 100 | 100 |  | 2024-09-03 | [9 empty] | Q00037
Powerlink | 202306190800 |  | New application to connect (NER 5.3) |  |  | Active | Akaysha Energy Ltd | 49649223987 |  | Brendale (South Pine) BESS | SOUTH PINE TO CARSELDINE F7341_7342 | QLD1 | 200 | 200 |  | 2025-06-01 | [9 empty] | Q00037
Powerlink | 202303191300 |  | New application to connect (NER 5.3) |  |  | Active | Akaysha Energy Ltd | 49649223987 |  | Brendale (South Pine) BESS | SOUTH PINE TO CARSELDINE F7341_7342 | QLD1 | 200 | 200 |  | 1/6/2025 | [9 empty] | Q00037
Powerlink | 202210031405 | PQ485 | New connection enquiry (NER 5.3) | 2021-06-30 | 2021-06-30 | Active | Neon Australia Pty Ltd | 57160905706 | 161493241 | South Pine Battery Energy Storage System | 2km south of South Pine Substation | QLD1 |  | 400 |  |  | Storage | Battery |  |  | Asynchronous |  | 400 |  |  | Q00037
Powerlink | 202112171229 | PQ485 | New connection enquiry (NER 5.3) | 2021-06-30 | 2021-06-30 | Active | Neoen Australia Pty Ltd | 57 160 905 706 | 161 493 241 | South Pine Battery Energy Storage System | 2km south of South Pine Substation | QLD1 |  | 400 |  |  | Storage | Battery |  |  | Asynchronous |  | 400 |  |  | Q00037
Powerlink | 202403211100 |  | New connection enquiry (NER 5.3) | 2021-09-27 | 2021-10-02 | Active | RATCH-Australia Corporation Pty Ltd | 31106617332 | 615339618 | Springlands Wind Farm | NEBO TO STR-5141 F822 | QLD1 | 480 |  |  | 2027-12-30 | Wind Turbine | [8 empty] | Q00038
Powerlink | 202303191300 |  | New connection enquiry (NER 5.3) |  |  | Active | RATCH-Australia Corporation Pty Ltd | 31106617332 | 615339618 | Springlands Wind Farm | NEBO TO STR-5141 F822 | QLD1 | 480 | 480 |  | 30/12/2026 | [9 empty] | Q00038
Powerlink | 202112171229 |  | New connection enquiry (NER 5.3) | 2021-09-27 | 2021-09-27 | Active | Ratch Australia | 58 151 840 121 | 151 840 121 | Springlands Wind Farm | Connecting into Strathmore/Nebo Feeders | QLD1 |  | 480 |  |  | Wind Turbine | Onshore |  |  | Asynchronous |  | 480 |  |  | Q00038
Powerlink | 202210031405 |  | New connection enquiry (NER 5.3) | 2021-09-27 | 2021-09-27 | Active | Ratch Australia | 58 151 840 121 | 151 840 121 | Springlands Wind Farm | Connecting into Strathmore/Nebo Feeders | QLD1 |  | 480 |  |  | Wind Turbine | Onshore |  |  | Asynchronous |  | 480 |  |  | Q00038
Powerlink | 202403211100 |  | New application to connect (NER 5.3) | 2021-11-17 | 2021-11-24 | Active | Windlab Developments Pty Ltd | 98134738462 |  | Gawara Baya (Upper Burdekin Wind Farm) | ROSS TO CHALUMBIN F857_858 Text | QLD1 | 500 |  |  | 2025-11-01 | Wind Turbine | [8 empty] | Q00039
Powerlink | 202309191100 |  | New application to connect (NER 5.3) | 2021-11-17 | 2021-11-24 | Active | Windlab Developments Pty Ltd | 98134738462 |  | Gawara Baya (Upper Burdekin Wind Farm) | ROSS TO CHALUMBIN F857_858 Text | QLD1 | 600 | 600 |  | 2026-06-30 | Wind Turbine | Onshore |  |  | Asynchronous |  |  |  |  | Q00039
Powerlink | 202306190800 |  | New application to connect (NER 5.3) |  |  | Active | Windlab Developments Pty Ltd | 98134738462 |  | Upper Burdekin Wind Farm | ROSS TO CHALUMBIN F857_858 Text | QLD1 | 355 | 355 |  | 2024-12-31 | Wind Turbine | Onshore |  |  | Asynchronous |  |  |  |  | Q00039
Powerlink | 202303191300 |  | New application to connect (NER 5.3) |  |  | Active | Windlab Developments Pty Ltd | 98134738462 |  | Upper Burdekin Wind Farm | ROSS TO CHALUMBIN F857_858 Text | QLD1 | 600 | 600 |  | 30/12/2026 | Wind Turbine | Onshore |  |  | Asynchronous |  |  |  |  | Q00039
Powerlink | 202210031405 |  | New connection enquiry (NER 5.3) | 2021-11-17 | 2021-11-17 | Active | Windlab Developments | 26 104 461 958 | 104 461 958 | Upper Burdekin Wind Farm | Connecting into Mt Fox Switchyard | QLD1 |  | 500 |  |  | Wind Turbine | Onshore |  |  | Asynchronous |  | 500 |  |  | Q00039
Powerlink | 202112171229 |  | New connection enquiry (NER 5.3) | 2021-11-17 | 2021-11-17 | Active | Windlab Developments | 26 104 461 958 | 104 461 958 | Upper Burdekin Wind Farm | Connecting into Mt Fox Switchyard | QLD1 |  | 500 |  |  | Wind Turbine | Onshore |  |  | Asynchronous |  | 500 |  |  | Q00039
Powerlink | 202309191100 |  | New application to connect (NER 5.3) | 2023-07-26 | 2023-08-02 | Active | RES Australia Pty Ltd | 55106637754 | 106637754 | Moah Creek Wind Farm | STANWELL TO BROADSOUND F8831 | QLD1 | 415 | 415 |  | 2028-03-31 | [9 empty] | Q00040
Powerlink | 202306190800 |  | New connection enquiry (NER 5.3) |  |  | Active | RES Australia Pty Ltd | 55106637754 |  | Moah Creek Wind Farm | STANWELL TO BROADSOUND F8831 | QLD1 | 415 | 415 |  | 2026-10-01 | [9 empty] | Q00040
Powerlink | 202303191300 |  | New connection enquiry (NER 5.3) |  |  | Active | RES Australia Pty Ltd | 55106637754 |  | Moah Creek Wind Farm | STANWELL TO BROADSOUND F8831 | QLD1 | 415 | 415 |  | 1/6/2025 | [9 empty] | Q00040
Powerlink | 202210031405 |  | New connection enquiry (NER 5.3) | 2021-11-24 | 2021-11-24 | Active | RES Australia | 55106637754 | 106637754 | Moah Creek Wind Farm | Connection to Broadsound/Stanwell Feeder | QLD1 |  | 415 |  |  | Wind Turbine | Onshore |  |  | Asynchronous |  | 415 |  |  | Q00040
Powerlink | 202112171229 |  | New connection enquiry (NER 5.3) | 2021-11-24 | 2021-11-24 | Active | RES Australia | 55 106 637 754 | 106 637 754 | Moah Creek Wind Farm | Connection to Broadsound/Stanwell Feeder | QLD1 |  | 415 |  |  | Wind Turbine | Onshore |  |  | Asynchronous |  | 415 |  |  | Q00040
Powerlink | 202403211100 |  | New application to connect (NER 5.3) | 2022-08-23 | 2022-08-28 | Active | Orange Creek Pty Ltd | 41615593998 | 615593998 | Banana Range Wind Farm | CALVALE | QLD1 | 480 |  |  | 2027-12-30 | Wind Turbine | [8 empty] | Q00041
Powerlink | 202312151100 |  | New application to connect (NER 5.3) | 2022-08-23 | 2022-08-28 | Active | Orange Creek Pty Ltd | 41615593998 | 615593998 | Banana Range Wind Farm | CALVALE | QLD1 | 480 |  |  | 2026-04-30 | Wind Turbine | [8 empty] | Q00041
Powerlink | 202303191300 |  | New application to connect (NER 5.3) |  |  | Active | Orange Creek Pty Ltd | 41615593998 |  | Banana Range Wind Farm | CALVALE | QLD1 | 480 | 480 |  | 30/6/2025 | [9 empty] | Q00041
Powerlink | 202210031405 |  | New application to connect (NER 5.3) |  |  | Active | Orange Creek Pty Ltd | 41 615 593 998 | 615 593 998 | Banana Range Wind Farm | Connecting into Calvale. 35kms from Calvale | QLD1 |  | 450 |  |  | Wind Turbine | [8 empty] | Q00041
Powerlink | 202210031405 |  | New connection enquiry (NER 5.3) | 2021-12-01 | 2021-12-01 | Active | Orange Creek Pty Ltd | 41 615 593 998 | 615 593 998 | Banana Range Wind Farm | Connecting into Calvale. 35kms from Calvale | QLD1 |  | 480 |  |  | Wind Turbine | Wind |  |  | Asynchronous |  | 480 |  |  | Q00041
Powerlink | 202112171229 |  | New connection enquiry (NER 5.3) | 2021-11-01 | 2021-11-01 | Active | Orange Creek Pty Ltd | 41 615 593 998 | 615 593 998 | Banana Range Wind Farm | Connecting into Calvale. 35kms from Calvale | QLD1 |  | 480 |  |  | Wind Turbine | Onshore |  |  | Asynchronous |  | 480 |  |  | Q00041
Powerlink | 202312151100 |  | New connection enquiry (NER 5.3) | 2021-09-29 | 2021-10-06 | Active | Quinbrook Infrastructure Partners Pty Ltd | 48608697258 |  | Lockyer BESS and Generation Facility (GT) | MIDDLE RIDGE TO STR-2975 F8848_8849 | QLD1 | 750 |  |  | 2027-12-30 | Storage | [8 empty] | Q00042
Powerlink | 202309191100 |  | New connection enquiry (NER 5.3) | 2021-09-29 | 2021-10-06 | Active | Quinbrook Infrastructure Partners Pty Ltd | 48608697258 |  | Lockyer BESS and Generation Facility (GT) | MIDDLE RIDGE TO STR-2975 F8848_8849 | QLD1 | 750 | 750 |  | 2027-12-30 | Storage | Battery |  |  | Asynchronous |  |  |  |  | Q00042
Powerlink | 202303191300 |  | New connection enquiry (NER 5.3) |  |  | Active | Quinbrook Pty Ltd |  |  | Lockyer BESS and generation facility | MIDDLE RIDGE TO STR-2975 F8848_8849 | QLD1 | 750 | 750 |  | 31/12/2023 | Storage | Battery |  |  | Asynchronous |  |  |  |  | Q00042
Powerlink | 202112171229 |  | New connection enquiry (NER 5.3) | 2021-09-29 | 2021-09-29 | Active | Lockyer Energy Management Pty |  |  | Lockyer Energy Management BESS and Generation Facility | Connecting into Middle Ridge and Greenbank Feeders | QLD1 |  | 750 |  |  | Storage | Battery |  |  | Asynchronous |  | 750 |  |  | Q00042
Powerlink | 202403211100 |  | New application to connect (NER 5.3) | 2022-12-16 | 2022-12-23 | Active | Kidston (Wind Farm) Pty Ltd | 70643347451 |  | Kidston Wind Farm | ROSS TO CHALUMBIN F857_858 Text | QLD1 | 204 |  |  | 2026-12-31 | Wind Turbine | [8 empty] | Q00043
Powerlink | 202312151100 |  | New application to connect (NER 5.3) | 2022-12-16 | 2022-12-23 | Active | Kidston (Wind Farm) Pty Ltd | 70643347451 |  | Kidston Wind Farm | ROSS TO CHALUMBIN F857_858 Text | QLD1 | 204 |  |  | 2026-09-30 | Wind Turbine | [8 empty] | Q00043
Powerlink | 202309191100 |  | New application to connect (NER 5.3) | 2022-12-16 | 2022-12-23 | Active | Kidston (Wind Farm) Pty Ltd | 70643347451 |  | Kidston Wind Farm | ROSS TO CHALUMBIN F857_858 Text | QLD1 | 204 | 204 |  | 2026-09-30 | Wind Turbine | Wind |  |  | Asynchronous |  | 204 |  |  | Q00043
Powerlink | 202306190800 |  | New application to connect (NER 5.3) |  |  | Active | Kidston (Wind Farm) Pty Ltd | 70643347451 |  | Kidston Wind Farm | ROSS TO CHALUMBIN F857_858 Text | QLD1 | 204 | 204 |  | 2026-09-30 | Wind Turbine | Wind |  |  | Asynchronous |  | 204 |  |  | Q00043
Powerlink | 202303191300 |  | New connection enquiry (NER 5.3) |  |  | Active | Kidston (Wind Farm) Pty Ltd | 70643347451 |  | Kidston Wind Farm | ROSS TO CHALUMBIN F857_858 Text | QLD1 | 204 | 204 |  | 3/1/2024 | Wind Turbine | Wind |  |  | Asynchronous |  | 204 |  |  | Q00043
Powerlink | 202210031405 |  | New connection enquiry (NER 5.3) | 2021-12-16 | 2021-12-16 | Active | Kidstone (Wind farm) Pty Ltd | 18152098854 | 152098854 | Kidstone Wind Farm | Kidston | QLD1 |  | 204 |  |  | Wind Turbine | Wind |  |  | Asynchronous |  | 204 |  |  | Q00043
Powerlink | 202203311600 |  | New connection enquiry (NER 5.3) | 2021-12-16 | 2021-12-16 | Active | Kidston (Wind Farm) Pty Ltd | 18 152 098 854 | 152 098 854 | Kidston Wind Farm | Kidston | QLD1 |  | 204 |  |  | Wind Turbine | Wind |  |  | Asynchronous |  | 204 |  |  | Q00043
Powerlink | 202303191300 |  | New application to connect (NER 5.3) |  |  | Active | Isaac Wind and Solar Energy Pty Ltd | 32615593078 |  | Isaac Wind Farm- Clark Creek Stage 2 | BROADSOUND TO NEBO F8846_8847 | QLD1 | 1064 | 1064 |  | 6/1/2028 | [9 empty] | Q00044
Powerlink | 202206301600 |  | New connection enquiry (NER 5.3) | 2022-03-24 | 2022-03-24 | Active | Isaac Wind and Solar Energy Pty Ltd | 32 615 593 078 | 615 593 078 | Isaac Wind Farm | 36km North-West of Broadsound Substation | QLD1 |  | 1064 |  | Q2 2026 | Wind Turbine | Onshore |  |  | Asynchronous |  | 1064 |  |  | Q00044
Powerlink | 202403211100 |  | New application to connect (NER 5.3) | 2022-06-19 | 2022-06-24 | Active | CS Energy Pty Ltd | 54078848745 |  | Greenbank BESS (Powerlink EOI) | GREENBANK | QLD1 | 200 |  |  | 2025-01-30 | Storage | [8 empty] | Q00045
Powerlink | 202303191300 |  | New application to connect (NER 5.3) |  |  | Active | CS Energy Pty Ltd | 54078848745 |  | Greenbank BESS (Powerlink EOI) | GREENBANK | QLD1 | 200 | 200 |  | 1/5/2024 | [9 empty] | Q00045
Powerlink | 202206301600 |  | New connection enquiry (NER 5.3) | 2021-04-11 | 2021-04-11 | Active | CS Energy | 54 078 848 745 | 078 848 745 | Greenbank BESS | Connection at Greenbank substation | QLD1 |  | 200 |  | Q4 2023 | Storage | Battery |  |  | Asynchronous |  | 200 |  |  | Q00045
Powerlink | 202403211100 |  | New connection enquiry (NER 5.3) | 2023-09-20 | 2023-09-27 | Active | Vestas |  |  | Captains Mountain Wind Farm | MILLMERRAN SWITCHYARD | QLD1 | 250 |  |  | 2027-12-31 | Wind Turbine | [8 empty] | Q00046
Powerlink | 202312151100 |  | New connection enquiry (NER 5.3) | 2023-09-20 | 2023-09-27 | Active | Vestas |  |  | Captains Mountain Wind Farm | MILLMERRAN SWITCHYARD | QLD1 | 320 |  |  | 2026-12-31 | Wind Turbine | [8 empty] | Q00046
Powerlink | 202303191300 |  | New connection enquiry (NER 5.3) |  |  | Active | Vestas |  |  | Captains Mountain Wind Farm | MILLMERRAN SWITCHYARD | QLD1 | 381 | 381 |  | 31/12/2024 | [9 empty] | Q00046
Powerlink | 202206301600 |  | New connection enquiry (NER 5.3) | 2022-04-20 | 2022-04-20 | Active | Vestas | 11 648 096 691 | 648 096 691 | Captains Mountain Wind Farm | Captains Mounatin, 13.6km from Millmerran Substation | QLD1 |  | 381 |  | Q4 2024 | Wind Turbine | Onshore |  |  | Asynchronous |  | 381 |  |  | Q00046
Powerlink | 202312151100 |  | New connection enquiry (NER 5.3) | 2022-05-31 | 2022-06-05 | Active | BayWA r.e Projects Australia Pty Ltd | 51606343757 |  | Kariboe Wind Farm | CALVALE TO STR-1622 F8810_8811 Text | QLD1 | 1000 |  |  | 2026-06-15 | Wind Turbine | [8 empty] | Q00047
Powerlink | 202303191300 |  | New connection enquiry (NER 5.3) |  |  | Active | BayWA | 51606343757 |  | Kariboe Wind Farm | CALVALE TO STR-1622 F8810_8811 Text | QLD1 | 1000 | 1000 |  | 31/3/2026 | [9 empty] | Q00047
Powerlink | 202206301600 |  | New connection enquiry (NER 5.3) |  |  | Active | BayWa | 51 606 343 757 | 606 343 757 | Kariboe Wind Farm | ~11km south of Calvale substation | QLD1 |  | 1000 |  | Q1 2026 | Wind Turbine |  |  |  | Asynchronous |  | 1000 |  |  | Q00047
Powerlink | 202312151100 |  | New application to connect (NER 5.3) | 2022-08-25 | 2022-09-01 | Active | TotalEnergies Renewables Australia Pty Ltd | 16617965081 | 617965081 | Blackwater Solar Farm and BESS | BLACKWATER | QLD1 | 270 |  |  | 2026-02-28 | Battery; Solar Farm | [8 empty] | Q00048
Powerlink | 202306190800 |  | New application to connect (NER 5.3) |  |  | Active | Total Eren | 658624330 |  | Blackwater Solar Farm and BESS | BLACKWATER | QLD1 | 270 | 270 |  | 2025-09-30 | [9 empty] | Q00048
Powerlink | 202303191300 |  | New application to connect (NER 5.3) |  |  | Active | Total Eren | 658624330 |  | Blackwater Solar Farm and BESS | BLACKWATER | QLD1 | 270 | 270 |  | 28/2/2025 | [9 empty] | Q00048
Powerlink | 202210031405 |  | New application to connect (NER 5.3) |  |  | Active | Total Eren | 16617965081 | 617965081 | Blackwater Solar Farm | Blackwater Substation | QLD1 |  | 270 |  |  | Solar PV | [8 empty] | Q00048
Powerlink | 202210031405 |  | New connection enquiry (NER 5.3) |  |  | Active | Total Eren | 16 617 965 081 | 617 965 081 | Blackwater Solar Farm | ~10km south of Blackwater sub | QLD1 |  | 170 solar + 100 BESS |  |  | Solar PV | [8 empty] | Q00048
Powerlink | 202206301600 |  | New connection enquiry (NER 5.3) |  |  | Active | Total Eren | 16 617 965 081 | 617 965 081 | Blackwater Solar Farm | ~10km south of Blackwater sub | QLD1 | 170 | 10 Solar + 100 BESS |  | Q4 2024 | Solar PV | Single axis tracking |  |  | Asynchronous |  | 270 |  |  | Q00048
Powerlink | 202403211100 |  | New connection enquiry (NER 5.3) | 2022-07-04 | 2022-07-09 | Active | Windlab Developments Pty Ltd | 98134738462 |  | Bungaban Wind Farm | WANDOAN SOUTH | QLD1 | 1400 |  |  | 2027-12-01 | Wind Turbine | [8 empty] | Q00049
Powerlink | 202312151100 |  | New connection enquiry (NER 5.3) | 2022-07-04 | 2022-07-09 | Active | Windlab Developments Pty Ltd | 98134738462 |  | Bungaban Wind Farm | WANDOAN SOUTH | QLD1 | 1400 |  |  | 2027-07-01 | Wind Turbine | [8 empty] | Q00049
Powerlink | 202303191300 |  | New connection enquiry (NER 5.3) |  |  | Active | Windlab Developments Pty Ltd | 98134738462 |  | Bungaban Wind Farm | WANDOAN SOUTH | QLD1 | 1100 | 1100 |  | 31/12/2026 | [9 empty] | Q00049
Powerlink | 202206301600 |  | New connection enquiry (NER 5.3) |  |  | Active | Windlab Developments Pty Ltd | 98 134 738 462 | 134 738 462 | Bungaban Wind Farm |  | QLD1 |  | 1100 |  |  | Wind Turbine |  |  |  | Asynchronous |  | 1100 |  |  | Q00049
Powerlink | 202306190800 |  | New connection enquiry (NER 5.3) |  |  | Withdrawn | RES Australia Pty Ltd | 55106637754 |  | Brooyer BESS | WOOLOOGA | QLD1 | 250 | 250 |  | 2025-01-02 | [9 empty] | Q00050
Powerlink | 202303191300 |  | New connection enquiry (NER 5.3) |  |  | Active | RES Australia Pty Ltd | 55106637754 |  | Brooyer BESS | WOOLOOGA | QLD1 | 250 | 250 |  | 2/1/2025 | [9 empty] | Q00050
Powerlink | 202206301600 |  | New connection enquiry (NER 5.3) |  |  | Active | RES Group | 55 106 637 754 | 106 637 754 | Brooyer BESS | Wandoan Substation | QLD1 |  | 250 |  | 2025-02-01 | Storage | Battery |  |  | Asynchronous |  | 250 |  |  | Q00050
Powerlink | 202206301600 |  | New application to connect (NER 5.3) |  |  | Active | BE Power Projects |  |  | Big-T Pumped Hydropower Energy Storage Project | Cressbrook Reservoir, near Crows Nest Queensland. | QLD1 |  | 400 |  |  | Storage | Pumped Hydro |  |  | Synchronous |  | 400 |  |  | Q00051
Powerlink | 202403211100 |  | New application to connect (NER 5.3) | 2022-09-19 | 2022-09-24 | Active | Lightsource BP |  |  | Lower Wonga Solar Farm | WOOLOOGA | QLD1 | 300 |  |  | 2026-03-30 | Solar PV | [8 empty] | Q00052
Powerlink | 202303191300 |  | New application to connect (NER 5.3) |  |  | Active | Lightsource BP |  |  | Lower Wonga Solar Farm (and BESS) | WOOLOOGA | QLD1 | 300 | 300 |  | 30/6/2026 | [9 empty] | Q00052
Powerlink | 202210031405 |  | New connection enquiry (NER 5.3) |  |  | Active | Lightsource BP |  |  | Lower Wonga Solar Farm and BESS | Woolooga Substation | QLD1 |  | 300 |  |  | Solar PV | [8 empty] | Q00052
Powerlink | 202403211100 |  | New connection enquiry (NER 5.3) | 2022-07-28 | 2022-08-04 | Active | Mirabou Energy Ltd | 72107557111 |  | SRI / Mirabou (Braemar) BESS | BRAEMAR | QLD1 | 100 |  |  | 2027-01-12 | Storage | [8 empty] | Q00053
Powerlink | 202306190800 |  | New connection enquiry (NER 5.3) |  |  | Active | Mirabou Energy Ltd | 72107557111 |  | SRI / Mirabou (Braemar) BESS | BRAEMAR | QLD1 | 500 | 500 |  | 2025-10-01 | [9 empty] | Q00053
Powerlink | 202303191300 |  | New connection enquiry (NER 5.3) |  |  | Active | Mirabou Energy Ltd | 72107557111 |  | SRI / Mirabou (Braemar) BESS | BRAEMAR | QLD1 | 100 | 100 |  | 12/1/2024 | [9 empty] | Q00053
Powerlink | 202210031405 |  | New connection enquiry (NER 5.3) |  |  | Active | Miraabou Energy Ltd |  |  | SRI/Mirabou (Braemar) BESS | Braemar Substation | QLD1 |  | 100 |  |  | Storage | Battery | [7 empty] | Q00053
Powerlink | 202312151100 |  | New application to connect (NER 5.3) | 2023-02-24 | 2023-03-03 | Active | Atria Energy Ltd | 43650315754 |  | Tangkam BESS | TANGKAM | QLD1 | 100 |  |  | 2025-12-08 | Storage | [8 empty] | Q00054
Powerlink | 202306190800 |  | New application to connect (NER 5.3) |  |  | Active | Atria Energy Ltd | 43650315754 |  | Tangkam BESS | TANGKAM | QLD1 | 100 | 100 |  | 2024-09-03 | [9 empty] | Q00054
Powerlink | 202303191300 |  | New application to connect (NER 5.3) |  |  | Active | Atria Energy Ltd | 43650315754 |  | Tangkam BESS | TANGKAM | QLD1 | 100 | 100 |  | 31/12/2024 | [9 empty] | Q00054
Powerlink | 202210031405 |  | New connection enquiry (NER 5.3) |  |  | Active | Atria Energy Ltd |  |  | Tangkam BESS | Tangkam Substation | QLD1 |  | 100 |  |  | Storage | Battery | [7 empty] | Q00054
Powerlink | 202309191100 |  | New connection enquiry (NER 5.3) | 2022-08-14 | 2022-08-19 | Withdrawn | Blue Hydro Project Pty Ltd | 98637347598 |  | Bowen PHES | NEBO TO STRATHMORE F878_8845 | QLD1 | 750 | 750 | [11 empty] | Q00055
Powerlink | 202303191300 |  | New connection enquiry (NER 5.3) |  |  | Active | Blue Hydro Project Pty Ltd | 98637347598 |  | Bowen PHES | NEBO TO STRATHMORE F878_8845 | QLD1 | 750 | 750 |  | 29/12/2028 | [9 empty] | Q00055
Powerlink | 202210031405 |  | New connection enquiry (NER 5.3) |  |  | Active | Blue Hydro Project Pty Ltd |  |  | Bowen PHES | F878/8845 | QLD1 |  | 750 |  |  | Storage | Pumped Hydro | [7 empty] | Q00055
Powerlink | 202403211100 |  | New application to connect (NER 5.3) | 2024-02-05 | 2024-02-10 | Active | Enervest CIP |  | 0460967088 | Pinnacles BESS | ROSS | QLD1 | 400 |  |  | 2027-06-30 | Storage | [8 empty] | Q00057
Powerlink | 202312151100 |  | New connection enquiry (NER 5.3) | 2022-12-20 | 2022-12-25 | Active | Enervest Pty Ltd | 51160709286 |  | Pinnacles BESS | ROSS | QLD1 | 400 |  |  | 2026-06-30 | Storage | [8 empty] | Q00057
Powerlink | 202306190800 |  | New connection enquiry (NER 5.3) |  |  | Active | Enervest Pty Ltd | 51160709286 |  | Pinnacles BESS | ROSS | QLD1 | 400 | 400 |  | 2025-07-01 | [9 empty] | Q00057
Powerlink | 202303191300 |  | New connection enquiry (NER 5.3) |  |  | Active | Enervest Pty Ltd | 51160709286 |  | Pinnacles BESS | ROSS | QLD1 | 400 | 400 |  | 1/12/2025 | [9 empty] | Q00057
Powerlink | 202212191300 |  | New connection enquiry (NER 5.3) |  |  | Active | Enervest Pty Ltd | 51160709286 |  | Pinnacles BESS | ROSS | QLD1 |  | 400 |  | 2025-12-01 | Storage | Battery |  |  | Synchronous |  |  |  |  | Q00057
Powerlink | 202312151100 |  | New connection enquiry (NER 5.3) | 2022-10-21 | 2022-10-28 | Active | ARK Energy Corporation Pty Ltd | 73646809485 | 646809485 | Specimen Hill BESS | CALVALE TO STR-0112 F871 | QLD1 | 100 |  |  | 2027-06-30 | Storage | [8 empty] | Q00059
Powerlink | 202306190800 |  | New connection enquiry (NER 5.3) |  |  | Active | ARK Energy Corporation Pty Ltd | 73646809485 |  | Specimen Hill BESS | CALVALE TO STR-0112 F871 | QLD1 | 100 | 100 |  | 2027-09-30 | [9 empty] | Q00059
Powerlink | 202303191300 |  | New connection enquiry (NER 5.3) |  |  | Active | ARK Energy Corporation Pty Ltd | 73646809485 |  | Specimen Hill BESS | CALVALE TO STR-0112 F871 | QLD1 | 100 | 100 |  | 30/9/2025 | [9 empty] | Q00059
Powerlink | 202212191300 |  | New connection enquiry (NER 5.3) |  |  | Complete | ARK Energy Corporation Pty Ltd | 73646809485 |  | Specimen Hill BESS | CALVALE TO STR-0112 F871 | QLD1 |  | 100 |  | 2025-09-30 | Storage | Battery | [7 empty] | Q00059
Powerlink | 202309191100 |  | New application to connect (NER 5.3) | 2022-10-18 | 2022-10-23 | Active | X-Elio Pty Ltd | 42617094863 | 617094863 | Sixteen Mile Solar Farm and BESS | WESTERN DOWNS | QLD1 | 350 | 350 |  | 2026-03-01 | [9 empty] | Q00060
Powerlink | 202303191300 |  | New application to connect (NER 5.3) |  |  | Active | X-Elio Pty Ltd | 42617094863 |  | X-Elio - Sixteen Mile SF - BESS - Western Downs Connection | WESTERN DOWNS | QLD1 | 350 | 350 |  | 1/3/2026 | [9 empty] | Q00060
Powerlink | 202306190800 |  | New connection enquiry (NER 5.3) |  |  | Withdrawn | X-Elio Pty Ltd | 42617094863 |  | X-Elio - Sixteen Mile SF - BESS - Orana Connection | ORANA | QLD1 | 1100 | 1100 |  | 2026-09-30 | [9 empty] | Q00060
Powerlink | 202303191300 |  | New connection enquiry (NER 5.3) |  |  | Active | X-Elio Pty Ltd | 42617094863 |  | X-Elio - Sixteen Mile SF - BESS - Orana Connection | ORANA | QLD1 | 350 | 350 |  | 1/3/2026 | [9 empty] | Q00060
Powerlink | 202212191300 |  | New connection enquiry (NER 5.3) |  |  | Complete | X-Elio Pty Ltd | 24634260227 |  | X-Elio - Sixteen Mile SF - BESS - Orana Connection | ORANA | QLD1 |  | 350 |  | 2026-03-01 | Solar + Storage | Solar + Battery | [7 empty] | Q00060
Powerlink | 202210031405 |  | New connection enquiry (NER 5.3) |  |  | Active | X-Elio Australia Pty Ltd | 2463426027 |  | Sixteen Mile Solar & BESS | Orana Substation | QLD1 |  | 350 |  |  | Solar PV | [8 empty] | Q00060
Powerlink | 202306190800 |  | New connection enquiry (NER 5.3) |  |  | Active | Millmerran Power Management Pty Ltd | 33084098617 | 84098617 | Millmerran Wind Farm and BESS | MILLMERRAN SWITCHYARD | QLD1 | 464 | 464 |  | 2025-12-31 | [9 empty] | Q00061
Powerlink | 202303191300 |  | New connection enquiry (NER 5.3) |  |  | Active | Millmerran Power Management Pty Ltd | 33084098617 | 84098617 | Millmerran Wind Farm and BESS | MILLMERRAN SWITCHYARD | QLD1 | 400 | 400 |  | 31/1/2026 | [9 empty] | Q00061
Powerlink | 202212191300 |  | New connection enquiry (NER 5.3) |  |  | Active | Millmerran Power Management Pty Ltd | 33084098617 | 84098617 | Millmerran Wind Farm and BESS | MILLMERRAN SWITCHYARD | QLD1 |  | 400 |  | 2025-12-01 | Solar + Storage | Solar + Battery | [7 empty] | Q00061
Powerlink | 202403211100 |  | New connection enquiry (NER 5.3) | 2022-12-12 | 2022-12-17 | Active | Enervest CIP |  | 0460967088 | Hazeldean Battery Energy Storage System | STR-7206 TO STR-7506 F832 | QLD1 | 800 |  |  | 2027-06-30 | Storage | [8 empty] | Q00062
Powerlink | 202312151100 |  | New connection enquiry (NER 5.3) | 2022-12-12 | 2022-12-17 | Active | Enervest Pty Ltd | 51160709286 |  | Hazeldean Battery Energy Storage System | STR-7206 TO STR-7506 F832 | QLD1 | 800 |  |  | 2026-12-31 | Storage | [8 empty] | Q00062
Powerlink | 202306190800 |  | New connection enquiry (NER 5.3) |  |  | Active | Enervest Pty Ltd | 51160709286 |  | Hazeldean Battery Energy Storage System | STR-7206 TO STR-7506 F832 | QLD1 | 1100 | 1100 |  | 2027-03-01 | [9 empty] | Q00062
Powerlink | 202303191300 |  | New connection enquiry (NER 5.3) |  |  | Active | Enervest Pty Ltd | 51160709286 |  | Hazeldean Battery Energy Storage System | STR-7206 TO STR-7506 F832 | QLD1 | 800 | 800 |  | 19/12/2025 | [9 empty] | Q00062
Powerlink | 202212191300 |  | New connection enquiry (NER 5.3) |  |  | Active | Enervest Pty Ltd | 51160709286 |  | Hazeldean BESS | TARONG | QLD1 |  | 800 |  | 2025-12-01 | Storage | Battery |  |  | Synchronous |  |  |  |  | Q00062
Powerlink | 202309191100 |  | New application to connect (NER 5.3) | 2023-09-14 | 2023-09-21 | Active | CleanCo Queensland Limited | 85628008159 |  | Swanbank BESS | BLACKSTONE | QLD1 | 250 | 250 |  | 2026-08-30 | Storage | Battery | [7 empty] | Q00065
Powerlink | 202306190800 |  | New connection enquiry (NER 5.3) |  |  | Active | CleanCo Queensland Limited | 85628008159 |  | Swanbank BESS | BLACKSTONE | QLD1 | 100 | 100 |  | 2025-08-27 | Storage | Battery | [7 empty] | Q00065
Powerlink | 202303191300 |  | New connection enquiry (NER 5.3) |  |  | Active | CleanCo Queensland Limited | 85628008159 |  | Swanbank BESS | BLACKSTONE | QLD1 | 250 | 250 |  | 30/6/2024 | Storage | Battery | [7 empty] | Q00065
Powerlink | 202210031405 |  | New connection enquiry (NER 5.3) |  |  | Active | CleanCo QLD Limited |  |  | Swanbank BESS | Swanbank Substation | QLD1 |  | 250 |  |  | Storage | Battery | [7 empty] | Q00065
Powerlink | 202403211100 |  | New application to connect (NER 5.3) | 2022-09-29 | 2022-10-06 | Active | Dysart Sun Farm Pty Ltd | 68620093503 |  | Bowen Basin Sun Farm | DYSART | QLD1 | 130 |  |  | 2025-12-31 | Solar PV | [8 empty] | Q00066
Powerlink | 202312151100 |  | New application to connect (NER 5.3) | 2022-09-29 | 2022-10-06 | Active | Dysart Sun Farm Pty Ltd | 68620093503 |  | Bowen Basin Sun Farm (Formerly Dysart Sun Farm) | DYSART | QLD1 | 130 |  |  | 2025-07-31 | Solar Farm | [8 empty] | Q00066
Powerlink | 202312151100 |  | New application to connect (NER 5.3) | 2022-09-29 | 2022-10-06 | Withdrawn | Dysart Sun Farm Pty Ltd | 68620093503 |  | Dysart Sun Farm | DYSART | QLD1 | 130 |  |  | 15/6/2024 | Solar Farm | [8 empty] | Q00066
Powerlink | 202303191300 |  | New application to connect (NER 5.3) |  |  | Active | Dysart Sun Farm Pty Ltd | 68620093503 |  | Dysart Sun Farm | DYSART | QLD1 | 130 | 130 |  | 15/6/2024 | [9 empty] | Q00066
Powerlink | 202210031405 |  | New connection enquiry (NER 5.3) |  |  | Active | Dystart Sun Farm Pty Ltd |  |  | Dystart Sun Farm | Dystart Substation | QLD1 |  | 130 |  |  | Solar PV | [8 empty] | Q00066
Powerlink | 202312151100 |  | New application to connect (NER 5.3) | 2021-07-23 | 2021-07-30 | Active | ARK Energy Corporation Pty Ltd | 73646809485 | 646809485 | Specimen Hill Wind Farm | STR-0113 TO STR-0185 F871 | QLD1 | 323 |  |  | 2027-06-30 | Wind Turbine | [8 empty] | Q00067
Powerlink | 202306190800 |  | New application to connect (NER 5.3) |  |  | Active | ARK Energy Corporation Pty Ltd | 73646809485 |  | Specimen Hill Wind Farm | STR-0113 TO STR-0185 F871 | QLD1 | 323 | 323 |  | 2027-03-30 | [9 empty] | Q00067
Powerlink | 202303191300 |  | New application to connect (NER 5.3) |  |  | Active | ARK Energy Corporation Pty Ltd | 73646809485 |  | Specimen Hill Wind Farm | STR-0113 TO STR-0185 F871 | QLD1 | 323 | 323 |  | 30/3/2025 | [9 empty] | Q00067
Powerlink | 202312151100 |  | New connection enquiry (NER 5.3) | 2022-06-17 | 2022-06-24 | Active | Tetris Energy | 22615559834 |  | Rangemore Wind Farm | STR-0163 TO STR-7190 F7125_7126 Text | QLD1 | 184 |  |  | 2026-06-30 | Wind Turbine | [8 empty] | Q00068
Powerlink | 202303191300 |  | New connection enquiry (NER 5.3) |  |  | Active | Tetris Energy | 22615559834 |  | Rangemore Wind Farm | STR-0163 TO STR-7190 F7125_7126 Text | QLD1 | 183.6 | 183.6 |  | 30/6/2025 | [9 empty] | Q00068
Powerlink | 202210031405 |  | New connection enquiry (NER 5.3) |  |  | Active | Tetrus Energy |  |  | Rangemore Wind Farm | Connecting into F7125/7126 | QLD1 |  | 184 |  |  | Wind Turbine | Onshore | [7 empty] | Q00068
Powerlink | 202306190800 |  | New connection enquiry (NER 5.3) |  |  | Active | Pacific Hydro Australia Developments Pty Ltd | 56161024755 | 161024755 | Pacific Hydro - Bunkers Hill Pumped Hydro | STRATHMORE TO STR-4558 F8858_8857 | QLD1 | 296 | 296 |  | 2025-06-30 | [9 empty] | Q00071
Powerlink | 202303191300 |  | New connection enquiry (NER 5.3) |  |  | Active | Pacific Hydro Australia Developments Pty Ltd | 56161024755 | 161024755 | Pac Hydro - Bunkers Hill Pumped Hydro | STRATHMORE TO STR-4558 F8858_8857 | QLD1 | 250 | 250 |  | 18/12/2026 | [9 empty] | Q00071
Powerlink | 202403211100 |  | New application to connect (NER 5.3) | 2022-02-18 | 2022-02-25 | Active | BE Power | 30643372829 |  | Toowoomba Pumped Hydro Storage Project (Big T) | TARONG TO STR-2626 F831 | QLD1 | 400 |  |  | 2026-12-31 | Turbine | [8 empty] | Q00072
Powerlink | 202306190800 |  | New application to connect (NER 5.3) |  |  | Active | BE Power | 30643372829 |  | Toowoomba Pumped Storage Project | TARONG TO STR-2626 F831 | QLD1 | 400 | 400 |  | 2026-04-30 | [9 empty] | Q00072
Powerlink | 202303191300 |  | New application to connect (NER 5.3) |  |  | Active | BE Power | 30643372829 |  | Toowoomba Pumped Storage Project | TARONG TO STR-2626 F831 | QLD1 | 400 | 400 |  | 30/1/2025 | [9 empty] | Q00072
Powerlink | 202312151100 |  | New application to connect (NER 5.3) | 2021-07-20 | 2021-07-25 | Active | CleanCo Queensland Limited | 85628008159 |  | Karara Wind Farm (Small Mac) | MILLMERRAN PS | QLD1 | 103 |  |  | 2026-06-30 | Wind Turbine | [8 empty] | Q00073
Powerlink | 202303191300 |  | New application to connect (NER 5.3) |  |  | Active | CleanCo Queensland Limited | 85628008159 |  | Karara Wind Farm (Small Mac) | MILLMERRAN PS | QLD1 | 102.6 | 102.6 |  | 28/2/2024 | [9 empty] | Q00073
Powerlink | 202312151100 |  | New connection enquiry (NER 5.3) | 2016-11-16 | 2016-11-23 | Active | CleanSight Pty Ltd | 73628955028 |  | Forest Wind | WOOLOOGA | QLD1 | 1200 |  |  | 2029-12-31 | Wind Turbine | [8 empty] | Q00074
Powerlink | 202309191100 |  | New connection enquiry (NER 5.3) | 2016-11-16 | 2016-11-23 | Active | CleanSight Pty Ltd | 73628955028 |  | Forest Wind | WOOLOOGA | QLD1 | 1200 | 1200 |  | 2029-12-31 | [9 empty] | Q00074
Powerlink | 202303191300 |  | New connection enquiry (NER 5.3) |  |  | Active | CleanSight Pty Ltd | 73628955028 |  | Forest Wind | WOOLOOGA | QLD1 | 1200 | 1200 |  | 1/12/2024 | [9 empty] | Q00074
Powerlink | 202312151100 |  | New application to connect (NER 5.3) | 2022-07-26 | 2022-07-31 | Withdrawn | Edify Energy Pty Ltd | 85606684995 | 606684995 | Smoky Creek Solar Farm - Stage 2 | CALVALE | QLD1 | 125 |  |  | 31/12/2025 | Solar Farm | [8 empty] | Q00075
Powerlink | 202312151100 |  | New application to connect (NER 5.3) | 2022-07-26 | 2022-07-31 | Withdrawn | Edify Energy Pty Ltd | 85606684995 | 606684995 | Smoky Creek Solar Farm - Stage 3 | CALVALE | QLD1 | 125 |  |  | 30/6/2027 | Solar Farm | [8 empty] | Q00075
Powerlink | 202312151100 |  | New connection enquiry (NER 5.3) | 2023-10-16 | 2023-10-21 | Active | Edify Energy Pty Ltd | 85606684995 | 606684995 | Smoky Creek Solar Farm | CALLIDE B | QLD1 | 450 |  |  | 2026-06-30 | Solar Farm | [8 empty] | Q00075
Powerlink | 202303191300 |  | New application to connect (NER 5.3) |  |  | Active | Edify Energy Pty Ltd | 85606684995 | 606684995 | Smoky Creek Solar Farm | CALLIDE B | QLD1 | 450 | 450 |  | 18/12/2026 | [9 empty] | Q00075
Powerlink | 202303191300 |  | New application to connect (NER 5.3) |  |  | Active | Edify Energy Pty Ltd | 85606684995 | 606684995 | Smoky Creek Solar Farm - Stage 2 | CALVALE | QLD1 | 125 | 125 |  | 31/12/2025 | [9 empty] | Q00075
Powerlink | 202303191300 |  | New application to connect (NER 5.3) |  |  | Active | Edify Energy Pty Ltd | 85606684995 | 606684995 | Smoky Creek Solar Farm - Stage 3 | CALVALE | QLD1 | 125 | 125 |  | 30/6/2027 | [9 empty] | Q00075
Powerlink | 202303191300 |  | New application to connect (NER 5.3) |  |  | Active | Edify Energy Pty Ltd | 85606684995 | 606684995 | Brampton Solar Farm | CRUSH CREEK | QLD1 | 57.5 | 57.5 |  | 31/12/2027 | [9 empty] | Q00076
Powerlink | 202403211100 |  | New application to connect (NER 5.3) | 2017-12-14 | 2017-12-21 | Active | Genex Power Limited | 152098854 |  | Bulli Creek Solar Farm | BULLI CREEK | QLD1 | 779 |  |  | 2026-12-31 | Solar PV | [8 empty] | Q00077
Powerlink | 202306190800 |  | New connection enquiry (NER 5.3) |  |  | Complete | Genex Power Limited | 152098854 |  | Bulli Creek Solar Farm B | BULLI CREEK | QLD1 | 475 | 475 |  | 2027-06-30 | [9 empty] | Q00077
Powerlink | 202303191300 |  | New connection enquiry (NER 5.3) |  |  | Active | Genex Power Limited | 152098854 |  | Bulli Creek Solar Farm B | BULLI CREEK | QLD1 | 475 | 475 |  | 30/6/2027 | [9 empty] | Q00077
Powerlink | 202303191300 |  | New application to connect (NER 5.3) |  |  | Active | Genex Power Limited | 152098854 |  | Bulli Creek Solar Farm A | BULLI CREEK | QLD1 | 200 | 200 |  | 31/12/2025 | [9 empty] | Q00078
Powerlink | 202403211100 |  | New application to connect (NER 5.3) | 2021-03-30 | 2021-04-04 | Active | Queensland Wind 2 LCWF Ltd as trustee of the Queensland Wind 2 LCWF Trust | 80473394089 |  | Lotus Creek Wind Farm (formerly known as Connors Range WF) | BROADSOUND TO NEBO F8846_8847 | QLD1 | 270 |  |  | 2026-12-31 | Wind Turbine | [8 empty] | Q00079
Powerlink | 202312151100 |  | New application to connect (NER 5.3) | 2021-03-30 | 2021-04-04 | Active | Queensland Wind 2 LCWF Ltd as trustee of the Queensland Wind 2 LCWF Trust | 80473394089 |  | Lotus Creek Wind Farm (formerly known as Connors Range WF) | BROADSOUND TO NEBO F8846_8847 | QLD1 | 270 |  |  | 2025-12-31 | Wind Turbine | [8 empty] | Q00079
Powerlink | 202303191300 |  | New application to connect (NER 5.3) |  |  | Active | Queensland Wind 2 LCWF Ltd as trustee of the Queensland Wind 2 LCWF Trust | 80473394089 |  | Lotus Creek Wind Farm (formerly known as Connors Range WF) | BROADSOUND TO NEBO F8846_8847 | QLD1 | 330 | 330 |  | 30/6/2025 | [9 empty] | Q00079
Powerlink | 202312151100 |  | New application to connect (NER 5.3) | 2022-10-26 | 2022-11-02 | Active | RES Australia Pty Ltd | 55106637754 | 106637754 | Tarong West Wind Farm | CALVALE TO STR-1622 F8810_8811 Text | QLD1 | 436 |  |  | 2026-12-01 | Wind Turbine | [8 empty] | Q00080
Powerlink | 202309191100 |  | New application to connect (NER 5.3) | 2022-10-26 | 2022-11-02 | Active | RES Australia Pty Ltd | 55106637754 | 106637754 | Tarong West Wind Farm | CALVALE TO STR-1622 F8810_8811 Text | QLD1 | 450 | 450 |  | 2026-12-01 | [9 empty] | Q00080
Powerlink | 202303191300 |  | New application to connect (NER 5.3) |  |  | Active | RES Australia Pty Ltd | 55106637754 |  | Tarong West Wind Farm | CALVALE TO STR-1622 F8810_8811 Text | QLD1 | 576 | 576 |  | 1/10/2026 | [9 empty] | Q00080
Powerlink | 202403211100 |  | New application to connect (NER 5.3) | 2022-02-24 | 2022-03-03 | Active | Stanwell Corporation Limited | 37078848674 |  | Tarong BESS | TARONG | QLD1 | 300 |  |  | 2024-06-30 | Storage | [8 empty] | Q00081
Powerlink | 202312151100 |  | New application to connect (NER 5.3) | 2022-02-24 | 2022-03-03 | Active | Stanwell Corporation Limited | 37078848674 |  | Tarong BESS | TARONG | QLD1 | 150 |  |  | 2024-03-31 | Storage | [8 empty] | Q00081
Powerlink | 202303191300 |  | New application to connect (NER 5.3) |  |  | Active | Stanwell Corporation Limited | 37078848674 |  | Tarong BESS | TARONG | QLD1 | 150 | 150 |  | 30/4/2024 | [9 empty] | Q00081
Powerlink | 202312151100 |  | New application to connect (NER 5.3) | 2022-11-30 | 2022-12-07 | Active | Neoen Australia Pty Ltd. | 57160905706 | 160905706 | Mount Hopeful Wind Farm | CALLIOPE RIVER TO STR-0011 F8859_812 | QLD1 | 350 |  |  | 2026-12-30 | Wind Turbine | [8 empty] | Q00082
Powerlink | 202306190800 |  | New application to connect (NER 5.3) |  |  | Active | Neoen Australia | 57169905706 |  | Mount Hopeful Wind Farm | CALLIOPE RIVER TO STR-0011 F8859_812 | QLD1 | 350 | 350 |  | 2025-09-30 | [9 empty] | Q00082
Powerlink | 202303191300 |  | New application to connect (NER 5.3) |  |  | Active | Neoen Australia | 57169905706 |  | Mount Hopeful | CALLIOPE RIVER TO STR-0011 F8859_812 | QLD1 | 350 | 350 |  | 30/12/2026 | [9 empty] | Q00082
Powerlink | 202312151100 |  | New connection enquiry (NER 5.3) | 2023-11-06 | 2023-11-11 | Active | CS Energy Pty Ltd | 54078848745 |  | Brigalow GT (Kogan Creek GT) | WESTERN DOWNS | QLD1 | 400 |  |  | 2026-09-01 | Other | [8 empty] | Q00083
Powerlink | 202309191100 |  | New connection enquiry (NER 5.3) | 2022-10-05 | 2022-10-12 | Active | CS Energy Pty Ltd | 54078848745 |  | Brigalow GT (Kogan Creek GT) | WESTERN DOWNS | QLD1 | 400 | 400 |  | 2026-09-01 | [9 empty] | Q00083
Powerlink | 202303191300 |  | New connection enquiry (NER 5.3) |  |  | Active | CS Energy Pty Ltd | 54078848745 |  | Brigalow GT (Kogan Creek GT) | WESTERN DOWNS | QLD1 | 180 | 180 |  | 1/9/2025 | [9 empty] | Q00083
Powerlink | 202403211100 |  | New connection enquiry (NER 5.3) | 2019-07-22 | 2019-07-27 | Active | Tilt Renewables | 55613749616 |  | Fiery Creek Wind Farm | NEBO | QLD1 | 200 |  |  | 2027-06-30 | Wind Turbine | [8 empty] | Q00084
Powerlink | 202309191100 |  | New connection enquiry (NER 5.3) | 2022-07-22 | 2019-07-27 | Active | Tilt Renewables | 55613749616 |  | Fiery Creek Wind Farm | NEBO | QLD1 | 200 | 200 |  | 2027-06-30 | [9 empty] | Q00084
Powerlink | 202303191300 |  | New connection enquiry (NER 5.3) |  |  | Active | Tilt Renewables | 55613749616 |  | Fiery Creek Wind Farm | NEBO | QLD1 | 200 | 200 |  | 1/1/2025 | [9 empty] | Q00084
Powerlink | 202312151100 |  | New application to connect (NER 5.3) | 2021-11-22 | 2021-11-27 | Complete | CS Energy Pty Ltd | 54078848745 |  | Chinchilla BESS | WESTERN DOWNS | QLD1 | 100 |  |  | 3/11/2023 | Storage | [8 empty] | Q00085
Powerlink | 202309191100 |  | New application to connect (NER 5.3) | 2021-11-22 | 2021-11-27 | Active | CS Energy Pty Ltd | 54078848745 |  | Chinchilla BESS | WESTERN DOWNS | QLD1 | 100 | 100 |  | 2023-12-03 | [9 empty] | Q00085
Powerlink | 202303191300 |  | New application to connect (NER 5.3) |  |  | Active | CS Energy Pty Ltd | 54078848745 |  | Chinchilla BESS | WESTERN DOWNS | QLD1 | 100 | 100 |  | 24/8/2023 | [9 empty] | Q00085
Powerlink | 202403211100 |  | New connection enquiry (NER 5.3) | 2021-10-20 | 2021-10-27 | Active | Firm Power Pty Ltd | 18631500519 |  | Abermain BESS | ABERMAIN | QLD1 | 125 |  |  | 2026-12-01 | Storage | [8 empty] | Q00086
Powerlink | 202312151100 |  | New connection enquiry (NER 5.3) | 2021-10-20 | 2021-10-27 | Active | Firm Power Pty Ltd | 18631500519 |  | Abermain BESS | ABERMAIN | QLD1 | 200 |  |  | 2027-07-01 | Storage | [8 empty] | Q00086
Powerlink | 202306190800 |  | New connection enquiry (NER 5.3) |  |  | Active | Firm Power Pty Ltd | 18631500519 |  | Abermain BESS | ABERMAIN | QLD1 | 200 | 200 |  | 2025-06-01 | Storage | [8 empty] | Q00086
Powerlink | 202303191300 |  | New connection enquiry (NER 5.3) |  |  | Active | Firm Power Pty Ltd | 18631500519 |  | Abermain BESS | ABERMAIN | QLD1 | 200 | 200 |  | 1/10/2025 | Storage | [8 empty] | Q00086
Powerlink | 202403211100 |  | New application to connect (NER 5.3) | 2022-06-22 | 2022-06-29 | Complete | Akaysha Energy Ltd | 49649223987 |  | Ulinda Park BESS | WESTERN DOWNS | QLD1 | 155 |  |  | 2025-06-30 | Storage | [8 empty] | Q00087
Powerlink | 202312151100 |  | New application to connect (NER 5.3) | 2022-06-22 | 2022-06-29 | Active | Akaysha Energy Ltd | 49649223987 |  | Ulinda Park BESS | WESTERN DOWNS | QLD1 | 155 |  |  | 2025-06-30 | Storage | [8 empty] | Q00087
Powerlink | 202309191100 |  | New application to connect (NER 5.3) | 2022-06-22 | 2022-06-29 | Active | Akaysha Energy Ltd | 49649223987 |  | Ulinda Park BESS | WESTERN DOWNS | QLD1 | 155 | 155 |  | 2025-06-30 | [9 empty] | Q00087
Powerlink | 202306190800 |  | New application to connect (NER 5.3) |  |  | Active | Akaysha Energy Ltd | 49649223987 |  | Ulinda Park BESS | WESTERN DOWNS | QLD1 | 150 | 150 |  | 2025-06-12 | [9 empty] | Q00087
Powerlink | 202303191300 |  | New application to connect (NER 5.3) |  |  | Active | Akaysha Energy Ltd | 49649223987 |  | Ulinda Park BESS | WESTERN DOWNS | QLD1 | 100 | 100 |  | 3/9/2024 | [9 empty] | Q00087
Powerlink | 202403211100 |  | New application to connect (NER 5.3) | 2023-08-03 | 2023-08-10 | Active | Firm Power Pty Ltd | 18631500519 |  | Blackstone BESS | BLACKSTONE | QLD1 | 250 |  |  | 2026-07-01 | Storage | [8 empty] | Q00088
Powerlink | 202312151100 |  | New application to connect (NER 5.3) | 2023-08-03 | 2023-08-10 | Active | Firm Power Pty Ltd | 18631500519 |  | Blackstone BESS | BLACKSTONE | QLD1 | 500 |  |  | 2027-07-01 | Storage | [8 empty] | Q00088
Powerlink | 202309191100 |  | New application to connect (NER 5.3) | 2023-08-03 | 2023-08-10 | Active | Firm Power Pty Ltd | 18631500519 |  | Blackstone BESS | BLACKSTONE | QLD1 | 500 | 500 |  | 2027-07-01 | [9 empty] | Q00088
Powerlink | 202306190800 |  | New connection enquiry (NER 5.3) |  |  | Active | Firm Power Pty Ltd | 18631500519 |  | Blackstone BESS | BLACKSTONE | QLD1 | 250 | 250 |  | 2026-08-30 | [9 empty] | Q00088
Powerlink | 202303191300 |  | New connection enquiry (NER 5.3) |  |  | Active | Firm Power Pty Ltd | 18631500519 |  | Blackstone BESS | BLACKSTONE | QLD1 | 500 | 500 |  | 1/10/2025 | [9 empty] | Q00088
Powerlink | 202312151100 |  | New application to connect (NER 5.3) | 2023-08-15 | 2023-08-20 | Active | Samsung C&T Renewable Energy Australia Pty Ltd | 661046331 |  | Dunmore Solar Farm and BESS | BRAEMAR TO BULLI CREEK F9901_9902 | QLD1 | 400 |  |  | 2027-06-30 | Battery; Solar Farm | [8 empty] | Q00089
Powerlink | 202309191100 |  | New application to connect (NER 5.3) | 2023-08-15 | 2023-08-20 | Active | Samsung C&T Renewable Energy Australia Pty Ltd | 661046331 |  | Dunmore Solar and BESS | BRAEMAR TO BULLI CREEK F9901_9902 | QLD1 | 400 | 400 |  | 2027-06-30 | [9 empty] | Q00089
Powerlink | 202306190800 |  | New connection enquiry (NER 5.3) |  |  | Active | Samsung C&T Renewable Energy Australia Pty Ltd | 661046331 |  | Dunmore Solar and BESS | BRAEMAR TO BULLI CREEK F9901_9902 | QLD1 | 100 | 100 |  | 2026-01-12 | [9 empty] | Q00089
Powerlink | 202303191300 |  | New connection enquiry (NER 5.3) |  |  | Active | Samsung C&T Renewable Energy Australia Pty Ltd | 661046331 |  | Dunmore Solar and BESS | BRAEMAR TO BULLI CREEK F9901_9902 | QLD1 | 400 | 400 |  | 31/12/2026 | [9 empty] | Q00089
Powerlink | 202403211100 |  | New application to connect (NER 5.3) | 2023-11-28 | 2023-12-03 | Active | Vena Energy | 89609132747 |  | Miles South Solar Project | COLUMBOOLA | QLD1 | 500 |  |  | 2026-06-30 | Solar PV | [8 empty] | Q00090
Powerlink | 202312151100 |  | New application to connect (NER 5.3) | 2023-11-28 | 2023-12-03 | Active | Vena Energy | 89609132747 |  | Miles South Solar Project (Formerly Miles Solar Farm) | COLUMBOOLA | QLD1 | 500 |  |  | 2026-06-30 | Solar Farm | [8 empty] | Q00090
Powerlink | 202306190800 |  | New connection enquiry (NER 5.3) |  |  | Active | Vena Energy | 89609132747 |  | Miles Solar Farm | COLUMBOOLA | QLD1 | 250 | 250 |  | 2026-12-18 | [9 empty] | Q00090
Powerlink | 202303191300 |  | New connection enquiry (NER 5.3) |  |  | Active | Vena Energy | 89609132747 |  | Miles Solar Farm | COLUMBOOLA | QLD1 | 500 | 500 |  | 31/3/2026 | [9 empty] | Q00090
Powerlink | 202312151100 |  | New application to connect (NER 5.3) | 2023-03-31 | 2023-04-07 | Active | ARK Energy Corporation Pty Ltd | 73646809485 | 646809485 | Boomer Green Energy Hub | STANWELL TO BROADSOUND F8831 | QLD1 | 1100 |  |  | 2027-06-30 | Wind Turbine | [8 empty] | Q00091
Powerlink | 202306190800 |  | New application to connect (NER 5.3) |  |  | Active | ARK Energy Corporation Pty Ltd | 73646809485 |  | Boomer Green Energy Hub | STANWELL TO BROADSOUND F8831 | QLD1 | 500 | 500 |  | 2026-06-30 | [9 empty] | Q00091
Powerlink | 202303191300 |  | New connection enquiry (NER 5.3) |  |  | Active | ARK Energy Corporation Pty Ltd | 73646809485 |  | Boomer Green Energy Hub | STANWELL TO BROADSOUND F8831 | QLD1 | 2600 | 2600 |  | 31/12/2025 | [9 empty] | Q00091
Powerlink | 202306190800 |  | New connection enquiry (NER 5.3) |  |  | Active | Edify Energy Pty Ltd | 85606684995 | 606684995 | Edify Energy - Callide Solar Power Station - PV (210MW) + BESS (210MW) | CALLIDE A SY | QLD1 | 200 | 200 |  | 2023-09-30 | [9 empty] | Q00092
Powerlink | 202303191300 |  | New connection enquiry (NER 5.3) |  |  | Active | Edify Energy Pty Ltd | 85606684995 | 606684995 | Edify Energy - Callide Solar Power Station - PV (210MW) + BESS (210MW) | CALLIDE A SY | QLD1 | 420 | 420 |  | 1/10/2025 | [9 empty] | Q00092
Powerlink | 202403211100 |  | New application to connect (NER 5.3) | 2023-11-28 | 2023-12-03 | Active | Vena Energy | 89609132747 |  | Miles South BESS Project | COLUMBOOLA | QLD1 | 500 |  |  | 2026-06-30 | Storage | [8 empty] | Q00093
Powerlink | 202312151100 |  | New application to connect (NER 5.3) | 2023-11-28 | 2023-12-03 | Active | Vena Energy | 89609132747 |  | Miles South BESS Project (Formerly Miles BESS) | COLUMBOOLA | QLD1 | 500 |  |  | 2026-06-30 | Storage | [8 empty] | Q00093
Powerlink | 202306190800 |  | New connection enquiry (NER 5.3) |  |  | Active | Vena Energy | 89609132747 |  | Miles BESS | COLUMBOOLA | QLD1 | 210 | 210 |  | 2025-10-01 | [9 empty] | Q00093
Powerlink | 202303191300 |  | New connection enquiry (NER 5.3) |  |  | Active | Vena Energy | 89609132747 |  | Miles BESS | COLUMBOOLA | QLD1 | 500 | 500 |  | 30/6/2026 | [9 empty] | Q00093
Powerlink | 202306190800 |  | New connection enquiry (NER 5.3) |  |  | Withdrawn | Lightsource BP |  |  | Calvale Solar Farm & BESS | STR-0113 TO STR-0185 F871 | QLD1 | 500 | 500 |  | 2026-06-30 | [9 empty] | Q00094
Powerlink | 202303191300 |  | New connection enquiry (NER 5.3) |  |  | Active | Lightsource BP |  |  | Calvale Solar Farm & BESS | STR-0113 TO STR-0185 F871 | QLD1 | 600 | 600 |  | 31/10/2025 | [9 empty] | Q00094
Powerlink | 202309191100 |  | New connection enquiry (NER 5.3) |  |  | Withdrawn | European Energy S/A |  | 661996390 | Upper Calliope Solar Farm (side A) | CALVALE TO STR-0112 F871 | QLD1 | 1100 | 1100 | [11 empty] | Q00095
Powerlink | 202306190800 |  | New connection enquiry (NER 5.3) |  |  | Active | European Energy S/A |  | 661996390 | Upper Calliope Solar Farm (side A) | CALVALE TO STR-0112 F871 | QLD1 | 291.4 | 291.4 |  | 2026-03-31 | [9 empty] | Q00095
Powerlink | 202303191300 |  | New connection enquiry (NER 5.3) |  |  | Active | European Energy S/A |  | 661996390 | Upper Calliope Solar Farm (side A) | CALVALE TO STR-0112 F871 | QLD1 | 1000 | 1000 | [11 empty] | Q00095
Powerlink | 202306190800 |  | New connection enquiry (NER 5.3) |  |  | Active | Mainstream Renewable Power Australia Pty Ltd | 566399580 |  | Harrami Wind Farm | CALVALE TO STR-1622 F8810_8811 Text | QLD1 | 800 | 800 |  | 2025-12-19 | [9 empty] | Q00096
Powerlink | 202303191300 |  | New connection enquiry (NER 5.3) |  |  | Active | Mainstream Renewable Power Australia Pty Ltd | 566399580 |  | Harrami Wind Farm | CALVALE TO STR-1622 F8810_8811 Text | QLD1 | 750 | 750 |  | 1/7/2027 | [9 empty] | Q00096
Powerlink | 202403211100 |  | New connection enquiry (NER 5.3) | 2023-08-09 | 2023-08-16 | Active | EEW Eco Energy World Pty Ltd | 11644171782 |  | Queensland Renewable Park Solar Farm and BESS | CHINCHILLA | QLD1 | 950 |  |  | 2027-09-01 | Other | [8 empty] | Q00097
Powerlink | 202312151100 |  | New connection enquiry (NER 5.3) | 2023-08-09 | 2023-08-16 | Active | EEW Eco Energy World Pty Ltd | 11644171782 |  | Queensland Renewable Park Solar Farm and BESS | CHINCHILLA | QLD1 | 950 |  |  | 2026-09-01 | Battery; Solar Farm | [8 empty] | Q00097
Powerlink | 202309191100 |  | New connection enquiry (NER 5.3) | 2023-08-09 | 2023-08-16 | Active | EEW Eco Energy World Pty Ltd | 11644171782 |  | Queensland Renewable Park Solar Farm and BESS | CHINCHILLA | QLD1 | 950 | 950 |  | 2026-09-01 | [9 empty] | Q00097
Powerlink | 202306190800 |  | New connection enquiry (NER 5.3) |  |  | Active | EEW Eco Energy World Pty Ltd | 11644171782 |  | Queensland Renewable Park | CHINCHILLA | QLD1 | 750 | 750 |  | 2027-07-01 | [9 empty] | Q00097
Powerlink | 202303191300 |  | New connection enquiry (NER 5.3) |  |  | Active | EEW Eco Energy World Pty Ltd | 11644171782 |  | Queensland Renewable Park | CHINCHILLA | QLD1 | 400 | 400 |  | 1/7/2025 | [9 empty] | Q00097
Powerlink | 202403211100 |  | New connection enquiry (NER 5.3) | 2023-03-10 | 2023-03-17 | Active | Greenleaf Renewables | 79650512735 |  | Stony Creek Wind Farm | WOOLOOGA TO GIN GIN F813/2 Text | QLD1 | 295 |  |  | 2027-04-26 | Other | [8 empty] | Q00098
Powerlink | 202312151100 |  | New connection enquiry (NER 5.3) | 2023-03-10 | 2023-03-17 | Active | Greenleaf Renewables | 79650512735 |  | Stony Creek Wind Farm | WOOLOOGA TO GIN GIN F813/2 Text | QLD1 | 295 |  |  | 2025-04-26 | Battery; Wind Farm | [8 empty] | Q00098
Powerlink | 202306190800 |  | New connection enquiry (NER 5.3) |  |  | Active | Greenleaf Renewables | 79650512735 |  | Stony Creek Wind Farm | WOOLOOGA TO GIN GIN F813/2 Text | QLD1 | 400 | 400 |  | 2025-12-31 | [9 empty] | Q00098
Powerlink | 202303191300 |  | New connection enquiry (NER 5.3) |  |  | Active | Greenleaf Renewables | 79650512735 |  | Stony Creek Wind Farm | WOOLOOGA TO GIN GIN F813/2 Text | QLD1 | 295 | 295 |  | 26/4/2023 | [9 empty] | Q00098
Powerlink | 202312151100 |  | New application to connect (NER 5.3) | 2023-06-21 | 2023-06-28 | Active | Australian Solar Enterprises Pty Ltd | 78654524240 |  | Tumuruu Solar Farm and BESS | TARONG | QLD1 | 464 |  |  | 2026-06-30 | Battery; Solar Farm | [8 empty] | Q00099
Powerlink | 202309191100 |  | New application to connect (NER 5.3) | 2023-06-21 | 2023-06-28 | Active | Australian Solar Enterprises Pty Ltd | 78654524240 |  | Tumuruu Solar & BESS Farm | TARONG | QLD1 | 464 | 464 |  | 2026-06-30 | [9 empty] | Q00099
Powerlink | 202306190800 |  | New connection enquiry (NER 5.3) |  |  | Active | Australian Solar Enterprises Pty Ltd | 78654524240 |  | Tumuruu Solar & BESS Farm | TARONG | QLD1 | 295 | 295 |  | 2027-04-26 | [9 empty] | Q00099
Powerlink | 202303191300 |  | New connection enquiry (NER 5.3) |  |  | Active | Australian Solar Enterprises Pty Ltd | 78654524240 |  | Tumuruu Solar & BESS Farm | TARONG | QLD1 | 464 | 464 |  | 31/12/2024 | [9 empty] | Q00099
Powerlink | 202312151100 |  | New application to connect (NER 5.3) | 2022-12-22 | 2022-12-29 | Active | Eurimbula ProjectCO Pty Ltd | 12639773578 | 639773578 | Eurimbula Hybrid Facility | GIN GIN TO STR-6944 F819 | QLD1 | 1186 |  |  | 2027-03-31 | Battery; Solar Farm | [8 empty] | Q00100
Powerlink | 202306190800 |  | New application to connect (NER 5.3) |  |  | Active | Eurimbula ProjectCO Pty Ltd | 12639773578 | 639773578 | Eurimbula Hybrid Facility | GIN GIN TO STR-6944 F819 | QLD1 | 400 | 400 |  | 2026-01-31 | [9 empty] | Q00100
Powerlink | 202303191300 |  | New application to connect (NER 5.3) |  |  | Active | Eurimbula ProjectCO Pty Ltd | 12639773578 | 639773578 | Eurimbula Hybrid Facility | GIN GIN TO STR-6944 F819 | QLD1 | 1000 | 1000 |  | 30/6/2025 | [9 empty] | Q00100
Powerlink | 202403211100 |  | New connection enquiry (NER 5.3) | 2023-01-10 | 2023-01-15 | Active | 365 Future Energy | 30657287468 |  | Gurambilbarra Energy Hub | ROSS | QLD1 | 365 |  |  | 2028-02-02 | Other | [8 empty] | Q00102
Powerlink | 202306190800 |  | New connection enquiry (NER 5.3) |  |  | Active | 365 Future Energy | 30657287468 |  | Gurambilbarra Energy Hub | ROSS | QLD1 | 1186 | 1186 |  | 2025-06-30 | [9 empty] | Q00102
Powerlink | 202303191300 |  | New connection enquiry (NER 5.3) |  |  | Active | 365 Future Energy | 30657287468 |  | Gurambilbarra Energy Hub | ROSS | QLD1 | 365 | 365 |  | 2/2/2026 | [9 empty] | Q00102
Powerlink | 202309191100 |  | New connection enquiry (NER 5.3) | 2023-01-03 | 2023-01-08 | Active | Mainstream Renewable Power Australia Pty Ltd | 566399580 |  | Mount Walsh Wind Farm | TEEBAR CREEK | QLD1 | 600 | 600 |  | 2027-03-01 | [9 empty] | Q00103
Powerlink | 202306190800 |  | New connection enquiry (NER 5.3) |  |  | Active | Mainstream Renewable Power Australia Pty Ltd | 566399580 |  | Mount Walsh Wind Farm | TEEBAR CREEK | QLD1 | 365 | 365 |  | 2026-02-02 | [9 empty] | Q00103
Powerlink | 202303191300 |  | New connection enquiry (NER 5.3) |  |  | Active | Mainstream Renewable Power Australia Pty Ltd | 566399580 |  | Mount Walsh Wind Farm | TEEBAR CREEK | QLD1 | 600 | 600 |  | 1/3/2027 | [9 empty] | Q00103
Powerlink | 202303191300 |  | New connection enquiry (NER 5.3) |  |  | Active | Pacific Hydro Australia Developments Pty Ltd | 56161024755 | 161024755 | Pac Hydro - Bunkers Hill Wind Farm | STRATHMORE TO STR-4558 F8858_8857 | QLD1 | 500 | 500 |  | 30/12/2025 | [9 empty] | Q00104
Powerlink | 202306190800 |  | New application to connect (NER 5.3) |  |  | Active | Skylab Australia | 52613725670 |  | Punchs Creek (Millmerran) Solar Farm | MILLMERRAN TO STR-1986 F9907_9908 | QLD1 | 600 | 600 |  | 2027-03-01 | [9 empty] | Q00105
Powerlink | 202306190800 |  | New connection enquiry (NER 5.3) |  |  | Active | Greenleaf Renewables | 79650512735 |  | Moonlight Range Wind Farm and Early Storage | STR-0300 TO STR-0556 F856 | QLD1 | 400 | 400 |  | 2026-06-30 | [9 empty] | Q00106
Powerlink | 202403211100 |  | New application to connect (NER 5.3) | 2023-02-04 | 2023-02-10 | Active | Pacific Partnerships Pty Ltd | 85601328741 | 601328741 | Hopeland Solar Farm (Ulinda Park) | WESTERN DOWNS | QLD1 | 250 |  |  | 2026-06-14 | Solar PV | [8 empty] | Q00108
Powerlink | 202309191100 |  | New application to connect (NER 5.3) | 2023-02-04 | 2023-02-10 | Active | Renewable Energy Partners | 95630955869 |  | Hopeland Solar Farm (Ulinda Park) | WESTERN DOWNS | QLD1 | 250 | 250 |  | 2025-12-14 | [9 empty] | Q00108
Powerlink | 202306190800 |  | New application to connect (NER 5.3) |  |  | Active | Renewable Energy Partners | 95630955869 |  | Hopeland Solar Farm (Ulinda Park) | WESTERN DOWNS | QLD1 | 2480 | 2480 |  | 2026-12-31 | [9 empty] | Q00108
Powerlink | 202312151100 |  | New connection enquiry (NER 5.3) | 2023-04-20 | 2023-04-27 | Active | RES Australia Pty Ltd | 55106637754 | 106637754 | Wooderson Solar Farm | WURDONG | QLD1 | 800 |  |  | 2027-10-01 | Solar Farm | [8 empty] | Q00109
Powerlink | 202306190800 |  | New connection enquiry (NER 5.3) |  |  | Active | RES Australia Pty Ltd | 55106637754 | 106637754 | Wooderson Solar Farm | WURDONG | QLD1 | 250 | 250 |  | 2025-06-01 | [9 empty] | Q00109
Powerlink | 202403211100 |  | New application to connect (NER 5.3) | 2024-02-12 | 2024-02-17 | Active | Akaysha Energy Ltd | 49649223987 |  | Wurdong BESS | WURDONG | QLD1 | 150 |  |  | 2026-01-31 | Storage | [8 empty] | Q00110
Powerlink | 202312151100 |  | New connection enquiry (NER 5.3) | 2023-06-05 | 2023-06-10 | Active | Akaysha Energy Ltd | 49649223987 |  | Wurdong BESS | WURDONG | QLD1 | 150 |  |  | 2026-07-31 | Storage | [8 empty] | Q00110
Powerlink | 202309191100 |  | New connection enquiry (NER 5.3) | 2023-06-05 | 2023-06-10 | Active | Akaysha Energy Ltd | 49649223987 |  | Wurdong BESS | WURDONG | QLD1 | 150 | 150 |  | 2026-06-30 | [9 empty] | Q00110
Powerlink | 202306190800 |  | New connection enquiry (NER 5.3) |  |  | Active | Akaysha Energy Ltd | 49649223987 |  | Wurdong BESS | WURDONG | QLD1 | 400 | 400 |  | 2026-05-01 | [9 empty] | Q00110
Powerlink | 202312151100 |  | New application to connect (NER 5.3) | 2023-11-23 | 2023-11-30 | Active | AGL Energy Ltd | 74115061375 |  | AGL - Madeline Downs BESS | WESTERN DOWNS | QLD1 | 500 |  |  | 2025-09-30 | Storage | [8 empty] | Q00111
Powerlink | 202306190800 |  | New connection enquiry (NER 5.3) |  |  | Active | AGL Energy Ltd | 74115061375 |  | Madeline Downs BESS | WESTERN DOWNS TO BRAEMAR F8820_F8864 | QLD1 | 150 | 150 |  | 2026-01-01 | [9 empty] | Q00111
Powerlink | 202306190800 |  | New connection enquiry (NER 5.3) |  |  | Active | AGL Energy Ltd | 74115061375 |  | Woodstock BESS | STRATHMORE TO STR-8319 F879R | QLD1 | 500 | 500 |  | 2028-12-31 | [9 empty] | Q00112
Powerlink | 202306190800 |  | New connection enquiry (NER 5.3) |  |  | Active | Rollingstone Solar Farm Pty Ltd | 14610264358 | 610264358 | Sunshine State Solar Farm and BESS | YABULU SOUTH TO INGHAM SOUTH F7132_7133 | QLD1 | 500 | 500 |  | 2028-12-31 | [9 empty] | Q00113
Powerlink | 202309191100 |  | New connection enquiry (NER 5.3) | 2023-05-05 | 2023-05-12 | Active | TotalEnergies Renewables Australia Pty Ltd | 16617965081 | 617965081 | Lake Awoonga (Site B) | WOOLOOGA TO GIN GIN F813/2 Text | QLD1 | 630 | 630 |  | 2027-03-30 | [9 empty] | Q00114
Powerlink | 202306190800 |  | New connection enquiry (NER 5.3) |  |  | Active | Total Eren | 658624330 |  | Lake Awoonga (Site B) | WOOLOOGA TO GIN GIN F813/2 Text | QLD1 | 128 | 128 |  | 2026-03-01 | [9 empty] | Q00114
Powerlink | 202403211100 |  | New connection enquiry (NER 5.3) | 2023-05-05 | 2023-05-12 | Active | TotalEnergies Renewables Australia Pty Ltd | 16617965081 | 617965081 | Mount Larcom (Site A) Solar Farm | CALLIOPE RIVER TO STR-0011 F8859_812 | QLD1 | 700 |  |  | 2028-12-31 | Other | [8 empty] | Q00115
Powerlink | 202309191100 |  | New connection enquiry (NER 5.3) | 2023-05-05 | 2023-05-12 | Active | TotalEnergies Renewables Australia Pty Ltd | 16617965081 | 617965081 | Mount Larcom (Site A) | CALLIOPE RIVER TO STR-0011 F8859_812 | QLD1 | 700 | 700 |  | 2027-03-30 | [9 empty] | Q00115
Powerlink | 202306190800 |  | New connection enquiry (NER 5.3) |  |  | Active | Total Eren | 658624330 |  | Mount Larcom (Site A) | CALLIOPE RIVER TO STR-0011 F8859_812 | QLD1 | 630 | 630 |  | 2025-12-01 | [9 empty] | Q00115
Powerlink | 202403211100 |  | New connection enquiry (NER 5.3) | 2023-05-12 | 2023-05-19 | Active | Columboola BESS Nominees Pty Ltd | 45619392415 |  | Columboola BESS | COLUMBOOLA | QLD1 | 450 |  |  | 2027-06-30 | Storage | [8 empty] | Q00116
Powerlink | 202312151100 |  | New connection enquiry (NER 5.3) | 2023-05-12 | 2023-05-19 | Active | Columboola BESS Nominees Pty Ltd | 45619392415 |  | Columboola BESS | COLUMBOOLA | QLD1 | 450 |  |  | 2026-06-30 | Storage | [8 empty] | Q00116
Powerlink | 202309191100 |  | New connection enquiry (NER 5.3) | 2023-05-12 | 2023-05-19 | Active | Columboola BESS Nominees Pty Ltd | 45619392415 |  | Columboola BESS | COLUMBOOLA | QLD1 | 450 | 450 |  | 2025-06-30 | [9 empty] | Q00116
Powerlink | 202306190800 |  | New connection enquiry (NER 5.3) |  |  | Active | Columboola BESS Nominees Pty Ltd | 45619392415 |  | Columboola BESS | COLUMBOOLA | QLD1 | 700 | 700 |  | 2025-12-31 | [9 empty] | Q00116
Powerlink | 202309191100 |  | New connection enquiry (NER 5.3) | 2023-08-10 | 2023-08-17 | Active | ACE Power Pty Ltd | 16649589560 |  | ACE - Nebo BESS | NEBO | QLD1 | 900 | 900 |  | 2026-08-31 | [9 empty] | Q00117
Powerlink | 202403211100 |  | New application to connect (NER 5.3) | 2023-11-06 | 2023-11-11 | Active | ACCIONA Energy | 54600910647 | 600910647 | Aldoga BESS (Larcom Creek Facility 1 BESS) | LARCOM CREEK | QLD1 | 400 |  |  | 2025-07-31 | Storage | [8 empty] | Q00118
Powerlink | 202312151100 |  | New application to connect (NER 5.3) | 2023-11-06 | 2023-11-11 | Active | ACCIONA Energy | 54600910647 | 600910647 | Larcom Creek BESS Facility Project 1 (Formerly Aldoga BESS Project 1) | LARCOM CREEK | QLD1 | 200 |  |  | 2024-12-31 | Storage | [8 empty] | Q00118
Powerlink | 202309191100 |  | New connection enquiry (NER 5.3) | 2023-08-23 | 2023-08-30 | Active | ACCIONA Energy | 54600910647 | 600910647 | Aldoga BESS Facility Project 1 | LARCOM CREEK | QLD1 | 200 | 200 |  | 2024-12-31 | [9 empty] | Q00118
Powerlink | 202312151100 |  | New application to connect (NER 5.3) | 2023-11-06 | 2023-11-11 | Active | ACCIONA Energy | 54600910647 | 600910647 | Larcom Creek BESS Facility Project 2 (Formerly Aldoga BESS Project 2) | LARCOM CREEK | QLD1 | 200 |  |  | 2024-12-31 | Storage | [8 empty] | Q00119
Powerlink | 202309191100 |  | New connection enquiry (NER 5.3) | 2023-08-23 | 2023-08-30 | Active | ACCIONA Energy | 54600910647 | 600910647 | Aldoga BESS Facility Project 2 | LARCOM CREEK | QLD1 | 200 | 200 |  | 2024-12-31 | [9 empty] | Q00119
Powerlink | 202309191100 |  | New connection enquiry (NER 5.3) | 2023-07-20 | 2023-07-27 | Active | Eungella PHES Pty Ltd |  | 24230739114 | Capricornia Energy Hub (CEH) PHES | NEBO TO STRATHMORE F878_8845 | QLD1 | 750 | 750 |  | 2029-12-29 | [9 empty] | Q00120
Powerlink | 202403211100 |  | New application to connect (NER 5.3) | 2023-12-06 | 2023-12-13 | Active | Iberdrola Australia Development Pty | 32137258470 |  | Gin Gin BESS | GIN GIN | QLD1 | 270 |  |  | 2026-06-30 | Storage | [8 empty] | Q00122
Powerlink | 202312151100 |  | New application to connect (NER 5.3) | 2023-12-06 | 2023-12-13 | Active | Iberdrola Australia Development Pty | 32137258470 |  | Gin Gin BESS | GIN GIN | QLD1 | 270 |  |  | 2025-12-30 | Storage | [8 empty] | Q00122
Powerlink | 202309191100 |  | New connection enquiry (NER 5.3) | 2023-07-24 | 2023-07-29 | Active | Iberdrola Australia Limited | 39105051616 |  | Gin Gin BESS | GIN GIN | QLD1 | 250 | 250 |  | 2025-12-30 | [9 empty] | Q00122
Powerlink | 202403211100 |  | New application to connect (NER 5.3) | 2024-01-29 | 2024-02-03 | Active | Pacific Partnerships Pty Ltd | 85601328741 | 601328741 | Hopeland Battery Energy Storage System | WESTERN DOWNS | QLD1 | 175 |  |  | 2025-12-31 | Storage | [8 empty] | Q00123
Powerlink | 202309191100 |  | New connection enquiry (NER 5.3) | 2023-07-21 | 2023-07-28 | Active | Pacific Partnerships Pty Ltd | 85601328741 | 601328741 | Hopeland Battery Energy Storage System | WESTERN DOWNS | QLD1 | 175 | 175 |  | 2025-12-31 | [9 empty] | Q00123
Powerlink | 202403211100 |  | New connection enquiry (NER 5.3) | 2023-09-07 | 2023-09-14 | Active | Samsung C&T Renewable Energy Australia Pty Ltd | 661046331 |  | Kaloya Moa Standalone BESS | CHINCHILLA | QLD1 | 100 |  |  | 2027-12-31 | Storage | [8 empty] | Q00124
Powerlink | 202309191100 |  | New connection enquiry (NER 5.3) | 2023-09-07 | 2023-09-14 | Active | Samsung C&T Renewable Energy Australia Pty Ltd | 661046331 |  | Kaloya Moa Standalone BESS | CHINCHILLA | QLD1 | 100 | 100 |  | 2027-06-30 | [9 empty] | Q00124
Powerlink | 202312151100 |  | New connection enquiry (NER 5.3) | 2023-09-04 | 2023-09-09 | Active | Private Energy Partners | 73604402637 |  | Miriam Vale Renewable Energy Hub (MVREH) | GIN GIN TO CALLIOPE RIVER F813/1 Text | QLD1 | 400 |  |  | 2028-06-30 | Battery; Solar Farm | [8 empty] | Q00125
Powerlink | 202309191100 |  | New connection enquiry (NER 5.3) | 2023-09-04 | 2023-09-09 | Active | Private Energy Partners | 73604402637 |  | Miriam Vale Renewable Energy Hub | GIN GIN TO CALLIOPE RIVER F813/1 Text | QLD1 | 400 | 400 |  | 2028-06-30 | [9 empty] | Q00125
Powerlink | 202309191100 |  | New connection enquiry (NER 5.3) | 2023-07-18 | 2023-07-23 | Active | Samsung C&T Renewable Energy Australia Pty Ltd | 661046331 |  | Oakville Solar Farm and BESS | WANDOAN SOUTH | QLD1 | 450 | 450 |  | 2027-06-30 | [9 empty] | Q00126
Powerlink | 202403211100 |  | New application to connect (NER 5.3) | 2023-12-21 | 2023-12-28 | Active | Pacific Hydro Australia Developments Pty Ltd | 56161024755 | 161024755 | Pacific Hydro - Haughton BESS | HAUGHTON RIVER | QLD1 | 200 |  |  | 2027-12-31 | Storage | [8 empty] | Q00127
Powerlink | 202312151100 |  | New connection enquiry (NER 5.3) | 2023-08-08 | 2023-08-13 | Active | Pacific Hydro Australia Developments Pty Ltd | 56161024755 | 161024755 | Pacific Hydro - Haughton BESS | HAUGHTON RIVER | QLD1 | 200 |  |  | 2027-12-31 | Storage | [8 empty] | Q00127
Powerlink | 202309191100 |  | New connection enquiry (NER 5.3) | 2023-08-08 | 2023-08-13 | Active | Pacific Hydro Australia Developments Pty Ltd | 56161024755 | 161024755 | Pacific Hydro - Haughton BESS | HAUGHTON RIVER | QLD1 | 200 | 200 |  | 2027-12-31 | [9 empty] | Q00127
Powerlink | 202403211100 |  | New connection enquiry (NER 5.3) | 2023-08-31 | 2023-09-07 | Active | RWE Renewables Australia Pty Ltd | 34023953918 |  | Theodore Wind Farm | STR-0001 TO MOURA F7110/3 Text | QLD1 | 1154 |  |  | 2028-03-29 | Other | [8 empty] | Q00128
Powerlink | 202312151100 |  | New connection enquiry (NER 5.3) | 2023-08-31 | 2023-09-07 | Active | RWE Renewables Australia Pty Ltd | 34023953918 |  | Theodore Wind Farm | STR-0001 TO MOURA F7110/3 Text | QLD1 | 1154 |  |  | 2026-03-29 | Battery; Wind Farm | [8 empty] | Q00128
Powerlink | 202309191100 |  | New connection enquiry (NER 5.3) | 2023-08-31 | 2023-09-07 | Active | RWE Renewables Australia Pty Ltd | 34023953918 |  | Theodore Wind Farm | STR-0001 TO MOURA F7110/3 Text | QLD1 | 1154 | 1154 |  | 2026-03-29 | [9 empty] | Q00128
Powerlink | 202403211100 |  | New connection enquiry (NER 5.3) | 2023-06-27 | 2023-07-02 | Active | FRV Services Australia Pty Limited | 60151469662 | 151469662 | Tieri Solar Farm and BESS | BUNDOORA | QLD1 | 100 |  |  | 2027-12-30 | Other | [8 empty] | Q00129
Powerlink | 202312151100 |  | New connection enquiry (NER 5.3) | 2023-06-27 | 2023-07-02 | Active | FRV Services Australia Pty Limited | 60151469662 | 151469662 | Tieri Solar Farm and BESS | BUNDOORA | QLD1 | 77 |  |  | 2027-12-30 | Battery; Solar Farm | [8 empty] | Q00129
Powerlink | 202309191100 |  | New connection enquiry (NER 5.3) | 2023-06-27 | 2023-07-02 | Active | FRV Services Australia Pty Limited | 60151469662 | 151469662 | Tieri Solar Farm and BESS | BUNDOORA | QLD1 | 76.5 | 76.5 |  | 2027-12-30 | [9 empty] | Q00129
Powerlink | 202312151100 |  | New connection enquiry (NER 5.3) | 2023-08-21 | 2023-08-26 | Active | Private Energy Partners | 73604402637 |  | Woodstock Renewable Energy Hub | STR-4559 TO ROSS F8911_8858_8857 | QLD1 | 528 |  |  | 2028-06-30 | Battery; Solar Farm | [8 empty] | Q00130
Powerlink | 202309191100 |  | New connection enquiry (NER 5.3) | 2023-08-21 | 2023-08-26 | Active | Private Energy Partners | 73604402637 |  | Woodstock Renewable Energy Hub | STR-4559 TO ROSS F8911_8858_8857 | QLD1 | 528 | 528 |  | 2026-12-31 | [9 empty] | Q00130
Powerlink | 202403211100 |  | New application to connect (NER 5.3) | 2024-02-13 | 2024-02-18 | Active | ACE Power Pty Ltd | 16649589560 |  | ACE - Burdekin BESS | STR-0020 TO CLARE SOUTH F7208_7128/1/2 | QLD1 | 500 |  |  | 2027-06-30 | Storage | [8 empty] | Q00131
Powerlink | 202312151100 |  | New connection enquiry (NER 5.3) | 2023-12-06 | 2023-12-13 | Active | ACE Power Pty Ltd | 16649589560 |  | ACE - Burdekin BESS | STR-1000 TO STR-0919 F879 Text | QLD1 | 500 |  |  | 2025-12-31 | Storage | [8 empty] | Q00131
Powerlink | 202403211100 |  | New application to connect (NER 5.3) | 2024-02-19 | 2024-02-24 | Active | X-Elio Australia Pty Ltd | 42617094863 | 617094863 | X-Elio Halys BESS | HALYS | QLD1 | 300 |  |  | 2027-09-30 | Storage | [8 empty] | Q00132
Powerlink | 202312151100 |  | New connection enquiry (NER 5.3) | 2023-11-06 | 2023-11-11 | Active | X-Elio Australia Pty Ltd | 42617094863 | 617094863 | X-Elio Halys BESS | HALYS | QLD1 | 300 |  |  | 2028-09-30 | Storage | [8 empty] | Q00132
Powerlink | 202312151100 |  | New connection enquiry (NER 5.3) | 2023-11-21 | 2023-11-26 | Active | Akaysha Energy Ltd | 49649223987 |  | Akaysha Halys BESS | HALYS | QLD1 | 500 |  |  | 2026-08-31 | Storage | [8 empty] | Q00133
Powerlink | 202312151100 |  | New connection enquiry (NER 5.3) | 2022-08-29 | 2022-09-03 | Active | APA Group Ltd | 58091668110 | 091668110 | APA Darling Downs BESS | BRAEMAR | QLD1 | 200 |  |  | 2030-06-30 | Storage | [8 empty] | Q00134
Powerlink | 202303191300 |  | New connection enquiry (NER 5.3) |  |  | Active | APA Group Ltd | 58091668110 |  | APA - BESS - Darling Downs BESS (APT) | BRAEMAR | QLD1 | 200 | 200 |  | 30/6/2024 | [9 empty] | Q00134
Powerlink | 202210031405 |  | New connection enquiry (NER 5.3) |  |  | Active | APA Group Ltd | 58091668110 |  | Darling Downs BESS | Braemar Substation | QLD1 |  | 200 |  |  | Storage | Battery | [7 empty] | Q00134
Powerlink | 202403211100 |  | New connection enquiry (NER 5.3) | 2023-11-15 | 2023-11-22 | Active | BayWA r.e Projects Australia Pty Ltd | 51606343757 |  | BayWA - Wurdong BESS | WURDONG | QLD1 | 320 |  |  | 2027-06-30 | Storage | [8 empty] | Q00135
Powerlink | 202312151100 |  | New connection enquiry (NER 5.3) | 2023-11-15 | 2023-11-22 | Active | BayWA r.e Projects Australia Pty Ltd | 51606343757 |  | BayWA - Wurdong BESS | WURDONG | QLD1 | 320 |  |  | 2028-06-30 | Storage | [8 empty] | Q00135
Powerlink | 202312151100 |  | New connection enquiry (NER 5.3) | 2023-10-09 | 2023-10-14 | Active | Trina Solar (Australia) Pty Ltd | 24150695524 | 150695524 | Bulli Creek Solar Farm and BESS | BULLI CREEK | QLD1 | 450 |  |  | 2025-09-01 | Battery; Solar Farm | [8 empty] | Q00136
Powerlink | 202312151100 |  | New connection enquiry (NER 5.3) | 2023-03-30 | 2023-04-06 | Active | Edify Energy Pty Ltd | 85606684995 | 606684995 | Callide Solar Power Station | CALLIDE A SY | QLD1 | 210 |  |  | 2027-04-01 | Battery; Solar Farm | [8 empty] | Q00137
Powerlink | 202403211100 |  | New application to connect (NER 5.3) | 2023-12-05 | 2023-12-10 | Active | RES Australia Pty Ltd | 55106637754 | 106637754 | Moah Creek Solar Farm | STANWELL TO BROADSOUND F8831 | QLD1 | 390 |  |  | 2028-03-30 | Solar PV | [8 empty] | Q00138
Powerlink | 202312151100 |  | New connection enquiry (NER 5.3) | 2023-10-16 | 2023-10-21 | Active | RES Australia Pty Ltd | 55106637754 | 106637754 | Moah Creek Solar Farm | STANWELL TO BROADSOUND F8831 | QLD1 | 390 |  |  | 2028-07-31 | Solar Farm | [8 empty] | Q00138
Powerlink | 202403211100 |  | New connection enquiry (NER 5.3) | 2023-09-27 | 2023-10-04 | Active | Samsung C&T Renewable Energy Australia Pty Ltd | 661046331 |  | Mount Tom Solar Farm and BESS | GIN GIN TO STR-6076 F814/1 | QLD1 | 500 |  |  | 2027-06-30 | Other | [8 empty] | Q00139
Powerlink | 202312151100 |  | New connection enquiry (NER 5.3) | 2023-09-27 | 2023-10-04 | Active | Samsung C&T Renewable Energy Australia Pty Ltd | 661046331 |  | Mount Tom Solar Farm and BESS | GIN GIN TO STR-6076 F814/1 | QLD1 | 500 |  |  | 2026-12-31 | Battery; Solar Farm | [8 empty] | Q00139
Powerlink | 202312151100 |  | New connection enquiry (NER 5.3) | 2023-10-06 | 2023-10-13 | Active | BayWA r.e Projects Australia Pty Ltd | 51606343757 |  | Nebo BESS | NEBO | QLD1 | 500 |  |  | 2026-07-31 | Storage | [8 empty] | Q00140
Powerlink | 202403211100 |  | New connection enquiry (NER 5.3) | 2023-11-06 | 2023-11-11 | Active | X-Elio Australia Pty Ltd | 42617094863 | 617094863 | North Burnett Renewable Hub | CALVALE TO STR-1622 F8810_8811 Text | QLD1 | 720 |  |  | 2027-09-30 | Other | [8 empty] | Q00141
Powerlink | 202312151100 |  | New connection enquiry (NER 5.3) | 2023-11-06 | 2023-11-11 | Active | X-Elio Australia Pty Ltd | 42617094863 | 617094863 | North Burnett Renewable Hub | CALVALE TO STR-1622 F8810_8811 Text | QLD1 | 720 |  |  | 2027-06-30 | Battery; Solar Farm | [8 empty] | Q00141
Powerlink | 202312151100 |  | New connection enquiry (NER 5.3) | 2023-10-24 | 2023-10-29 | Active | EE (European Energy) Australia Pty Ltd | 796564659 | 656465959 | Ticoba Solar Farm | STR-1685 TO HALYS F8868_8869 | QLD1 | 550 |  |  | 2027-12-30 | Battery; Solar Farm | [8 empty] | Q00142
Powerlink | 202312151100 |  | New connection enquiry (NER 5.3) | 2023-10-26 | 2023-11-02 | Active | EE (European Energy) Australia Pty Ltd | 796564659 | 656465959 | Tyrone Solar Farm | STR-0113 TO STR-0185 F871 | QLD1 | 400 |  |  | 2027-09-30 | Battery; Solar Farm | [8 empty] | Q00143
Powerlink | 202312151100 |  | New connection enquiry (NER 5.3) | 2023-12-06 | 2023-12-13 | Active | MMT Projects T/A Renewable Projects Management | 12646340972 |  | Baking Board Solar Farm (and BESS) | COLUMBOOLA | QLD1 | 300 |  |  | 2027-06-01 | Battery; Solar Farm | [8 empty] | Q00144
Powerlink | 202103191530 | PQ477 | New application to connect (NER 5.3) | 2021-03-18 | 2021-03-18 | Active | Cubico Sustainable Investments Australia Pty Ltd | 48 624 996 078 | 624 996 078 | Wambo Wind Farm | Connection to Halys Substation | QLD1 |  | 500 |  |  | Wind Turbine | Onshore |  | 81 | Asynchronous |  | 6.2 |  |  | Q00145
Powerlink | 202403211100 |  | New application to connect (NER 5.3) | 2022-10-14 | 2022-10-21 | Active | Equis Energy (Australia) Projects (Ngumi 1) Pty ltd | 48349912146 |  | Lower Wonga BESS | WOOLOOGA | QLD1 | 200 |  |  | 2026-09-30 | Storage | [8 empty] | Q00146
Powerlink | 202312151100 |  | New application to connect (NER 5.3) | 2022-10-14 | 2022-10-21 | Active | Equis Energy (Australia) Projects (Ngumi 1) Pty ltd | 48349912146 |  | Lower Wonga BESS | WOOLOOGA | QLD1 | 200 |  |  | 2026-07-31 | Storage | [8 empty] | Q00146
Powerlink | 202303191300 |  | New application to connect (NER 5.3) |  |  | Active | Equis Energy (Australia) Projects (Ngumi 1) Pty ltd | 48349912146 |  | Lower Wonga BESS | WOOLOOGA | QLD1 | 200 | 200 |  | 1/9/2024 | [9 empty] | Q00146
Powerlink | 202303191300 |  | New application to connect (NER 5.3) |  |  | Active | TagEnergy | 45655814958 |  | Mt Fox Energy Park Wind Farm | MT FOX REPEATER | QLD1 | 291.4 | 291.4 |  | 31/3/2026 | Wind | [8 empty] | Q00147
Powerlink | 202006191300 | PQ456 | New connection enquiry (NER 5.3) | 2020-05-28 | 2020-05-28 | Active | Mount Fox Energy Park Pty Ltd | 39 636 341 627 | 636 341 627 | Mt Fox Energy Park | Mount Fox, Far North Queensland | QLD1 |  | 342 |  | 2023-12-31 | Wind Turbine | Onshore |  | 57 | Asynchronous |  | 6 |  |  | Q00147
Powerlink | 202403211100 |  | New connection enquiry (NER 5.3) | 2024-01-30 | 2024-02-04 | Active | Jinko Power Australia I Pty Ltd | 34625547113 | 625547113 | Beebo Solar Farm and BESS | BULLI CREEK TO STR-0479 (NSW) F8L_8M | QLD1 | 600 |  |  | 2028-12-31 | Other | [8 empty] | Q00148
Powerlink | 202403211100 |  | New connection enquiry (NER 5.3) | 2024-02-08 | 2024-02-15 | Active | Firm Power Pty Ltd | 18631500519 |  | Blackstone BESS 2 | BLACKSTONE | QLD1 | 250 |  |  | 2026-07-15 | Storage | [8 empty] | Q00149
Powerlink | 202403211100 |  | New connection enquiry (NER 5.3) | 2024-03-11 | 2024-03-16 | Active | Genex Power Limited | 152098854 |  | Bouldercombe Battery Project - Stage 2 | BOULDERCOMBE | QLD1 | 50 |  |  | 2027-06-30 | Storage | [8 empty] | Q00150
Powerlink | 202403211100 |  | New connection enquiry (NER 5.3) | 2024-02-28 | 2024-03-06 | Active | Genex Power Limited | 152098854 |  | Bulli Creek Battery Project | BULLI CREEK | QLD1 | 600 |  |  | 2027-12-31 | Storage | [8 empty] | Q00151
Powerlink | 202403211100 |  | New connection enquiry (NER 5.3) | 2024-02-15 | 2024-02-22 | Active | Acen Australia | 27616856 |  | Lilyvale BESS | LILYVALE | QLD1 | 440 |  |  | 2028-02-01 | Storage | [8 empty] | Q00152
Powerlink | 202403211100 |  | New connection enquiry (NER 5.3) | 2023-12-28 | 2024-01-04 | Active | Atmos Renewables |  |  | Lilyvale BESS | LILYVALE | QLD1 | 400 |  |  | 2027-09-30 | Storage | [8 empty] | Q00152
Powerlink | 202403211100 |  | New connection enquiry (NER 5.3) | 2024-02-05 | 2024-02-10 | Active | Edify Energy Pty Ltd | 85606684995 | 606684995 | Pioneer BESS | PIONEER VALLEY | QLD1 | 200 |  |  | 2025-12-01 | Storage | [8 empty] | Q00153
Powerlink | 202403211100 |  | New application to connect (NER 5.3) | 2024-02-19 | 2024-02-24 | Active | TotalEnergies Renewables Australia Pty Ltd | 16617965081 | 617965081 | Pleasant Hills Solar Farm | BLYTHDALE TO GLNG ROMA 02 F7447_7446 | QLD1 | 80 |  |  | 2026-10-31 | Solar PV | [8 empty] | Q00154
Powerlink | 202403211100 |  | New connection enquiry (NER 5.3) | 2024-02-19 | 2024-02-24 | Active | Red Hill Renewable Energy Pty Ltd |  |  | Rutherglen Solar and Storage | WURDONG TO STR-6945 F819 | QLD1 | 400 |  |  | 2027-12-31 | Other | [8 empty] | Q00155
Powerlink | 202403211100 |  | New connection enquiry (NER 5.3) | 2024-01-09 | 2024-01-14 | Active | Atmos Renewables |  |  | Teebar BESS | TEEBAR CREEK | QLD1 | 400 |  |  | 2027-01-01 | Storage | [8 empty] | Q00156
Powerlink | 202403211100 |  | New connection enquiry (NER 5.3) | 2024-01-10 | 2024-01-17 | Active | ACEnergy |  |  | The Central BESS | BOULDERCOMBE 275kV TO BOULDERCOMBE 132kV | QLD1 | 500 |  |  | 2025-12-31 | Storage | [8 empty] | Q00157
Powerlink | 202403211100 |  | New connection enquiry (NER 5.3) | 2023-10-09 | 2023-10-14 | Active | Trina Solar (Australia) Pty Ltd | 24150695524 | 150695524 | Bulli Creek Solar Farm and BESS | BULLI CREEK | QLD1 | 450 |  |  | 2026-06-01 | Other | [8 empty] | Q0136
ElectraNet | 43818.7993 | N/A | New application to connect (NER 5.3) | 2019-11-28 | 2019-12-19 | Active | 1265 Warnecke Rd Pty Ltd | Not Supplied | 632 594 248 | Monash Solar Farm | The substation will be located approx. 1 km North of the existing ElectraNet Monash substation on Harding Rd. | SA1 | 100 | 100 |  |  | Solar PV | Single axis tracking | 38 | 38 | Asynchronous | 3 | 3 | 3 | 3 | S00001
ElectraNet | 202007101300 | N/A | New connection enquiry (NER 5.3) | 2020-03-23 | 2020-03-24 | Active | Neoen Australia Pty Ltd | 57 160 905 706 | 160 905 706 | Crystal Brook Energy Park | Cut-in switchyard connected to Bungama-Blyth West 275 kV line - site 6 km north of Crystal Brook | SA1 | 60 | 120 |  | 2022-07-31 | Solar PV | NP | 16 | 32 | Asynchronous | 3.75 | 3.75 | NP | NP | S00002
ElectraNet | 202007101300 | N/A | New connection enquiry (NER 5.3) | 2020-03-23 | 2020-03-24 | Active | Neoen Australia Pty Ltd | 57 160 905 706 | 160 905 706 | Crystal Brook Energy Park | Cut-in switchyard connected to Bungama-Blyth West 275 kV line - site 6 km north of Crystal Brook | SA1 | 110 | 130 |  | 2022-07-31 | Storage | Battery | 29 | 35 | Asynchronous | 3.793 | 3.714 | NP | NP | S00002
ElectraNet | 202007101300 | N/A | New connection enquiry (NER 5.3) | 2020-03-23 | 2020-03-24 | Active | Neoen Australia Pty Ltd | 57 160 905 706 | 160 905 706 | Crystal Brook Energy Park | Cut-in switchyard connected to Bungama-Blyth West 275 kV line - site 6 km north of Crystal Brook | SA1 | 123 | 146 |  | 2022-12-31 | Wind Turbine | Onshore | 24 | 26 | Asynchronous | 5.125 | 5.615 | NP | NP | S00002
ElectraNet | 202112170000 | CA_30092021 | New application to connect (NER 5.3) | 2021-09-30 | 2021-10-01 | Complete | Neoen Australia Pty Ltd | 57 160 905 706 | 160905706 | Goyder South Wind Farm | Approx 16km North of Robertstown 275 kV Substation | SA1 | 201 | 397 |  |  | Wind Turbine | Onshore | 38 | 75 | Asynchronous | 5.5 | 5.5 | 6.3 | 6.3 | S00003
ElectraNet | 202007101300 | N/A | New connection enquiry (NER 5.3) | 2020-04-27 | 2020-04-28 | Active | Neoen Australia Pty Ltd | 57 160 905 706 | 160 905 706 | Goyder South Hybrid Renewable Energy Facility | Connected to expanded Robertstown Substation | SA1 |  | 200 |  | 2024-05-31 | Solar PV | NP |  | 53 | Asynchronous |  | 3.774 | NP | NP | S00003
ElectraNet | 202007101300 | N/A | New connection enquiry (NER 5.3) | 2020-04-27 | 2020-04-28 | Active | Neoen Australia Pty Ltd | 57 160 905 706 | 160 905 706 | Goyder South Hybrid Renewable Energy Facility | Connected to expanded Robertstown Substation | SA1 | 100 | 300 |  | 2024-05-31 | Storage | Battery | 27 | 79 | Asynchronous | 3.704 | 3.797 | NP | NP | S00003
ElectraNet | 202007101300 | N/A | New connection enquiry (NER 5.3) | 2020-04-27 | 2020-04-28 | Active | Neoen Australia Pty Ltd | 57 160 905 706 | 160 905 706 | Goyder South Hybrid Renewable Energy Facility | Connected to expanded Robertstown Substation | SA1 | 202 | 403 |  | 2024-05-31 | Wind Turbine | Onshore | 36 | 72 | Asynchronous | 5.611 | 5.597 | NP | NP | S00003
ElectraNet | 202312151100 |  | New application to connect (NER 5.3) |  |  | Active | Risen | 97 168 750 374 |  | Bungama BESS | ElectraNet’s 275 kV Bungama substation | SA1 | 200 |  |  |  | Other | [8 empty] | S00004
ElectraNet | 202303191300 |  | New connection enquiry (NER 5.3) |  |  |  | Risen | 97 168 750 374 |  | Bungama BESS | ElectraNet’s 275 kV Bungama substation | SA1 | 200 |  |  |  | Other | [8 empty] | S00004
ElectraNet | 202010010846 | N/A | New connection enquiry (NER 5.3) | 2020-08-20 | 2020-08-21 | Active | Risen Energy (Australia) Pty Ltd | 97 168 750 374 |  | Bungama BESS | Lot 54, Warnertown Road, Bungama, SA 5540 | SA1 | 200 | 200 |  | 2022-03-01 | Storage | Battery | 75 | 75 | Asynchronous | 2.94 | 2.94 | 2.94 | 2.94 | S00004
ElectraNet | 202112170000 | CE_22092021 | Material change to connection enquiry (NER 5.3.8(d1)) | 2021-09-22 | 2021-09-23 | Active | Lincoln Gap 3 Wind Farm Pty Ltd | 46163851643 | 163851643 | Lincoln Gap 3 Wind Farm | Connected to Corraberra Hill 275 kV Substation | SA1 | 100 | 100 |  | 2024-03-31 | Storage | Battery |  |  | Asynchronous |  |  |  |  | S00005
ElectraNet | 202112170000 | CE_22092021 | Material change to connection enquiry (NER 5.3.8(d1)) | 2021-09-22 | 2021-09-23 | Active | Lincoln Gap 3 Wind Farm Pty Ltd | 46163851643 | 163851643 | Lincoln Gap 3 Wind Farm | Connected to Corraberra Hill 275 kV Substation | SA1 | 252 | 252 |  | 2024-03-31 | Wind Turbine | Onshore |  |  | Asynchronous |  |  |  |  | S00005
ElectraNet | 202010010846 | N/A | New connection enquiry (NER 5.3) | 2020-06-19 | 2020-06-20 | Active | Nexif Energy Development Australia Pty Ltd | 75 623 565 275 | 623 565 275 | Lincoln Gap Wind Farm stage 3 | The Project site is located 15 km south-west of Port Augusta in South Australia. The Site is located across three allotments, and is intersected by the Eyre Highway. | SA1 | 252 | 252 |  | 2023-09-01 | Wind Turbine | Onshore | 42 | 42 | Asynchronous |  | NP |  | NP | S00005
ElectraNet | 202010010846 | N/A | New application to connect (NER 5.3) | 2020-07-13 | 2020-07-13 | Active | Lincoln Gap Windfarm Pty Ltd | 52 133 372 595 | 133 372 595 | Lincoln Gap Windfarm |  | SA1 | 207 | 207 |  | 2023-01-01 | Wind Turbine | Onshore | 59 | 59 | Asynchronous |  | 3.6 |  | 3.6 | S00005
ElectraNet | 202010010846 | N/A | New application to connect (NER 5.3) | 2020-07-17 | 2020-07-18 | Active | FRV Services Australia Pty Ltd | 60 151 469 662 |  | Chaff Mill (Mintaro) Solar Farm | Site is approximately 3.5km north-east of Mintaro. Land is situated on the corner of Wockie Creek road and Merildin Road. A second parcel of land is on Chaff Mill Road to the east | SA1 | 100 | 100 |  | 2023-01-01 | Solar PV | Not provided | 34 | 34 | Asynchronous |  | 3.63 |  | 3.51 | S00006
ElectraNet | 202010010846 | N/A | New application to connect (NER 5.3) | 2020-07-17 | 2020-07-18 | Active | FRV Services Australia Pty Ltd | 60 151 469 662 |  | Chaff Mill (Mintaro) Solar Farm | Site is approximately 3.5km north-east of Mintaro. Land is situated on the corner of Wockie Creek road and Merildin Road. A second parcel of land is on Chaff Mill Road to the east | SA1 | 50 | 50 |  | 2023-01-01 | Storage | Battery | NP | NP | Asynchronous |  | 0.0715 |  | 0.0715 | S00006
ElectraNet | 202312151100 |  | New application to connect (NER 5.3) |  |  | Complete | AGL SA Generation Pty Limited | 84 081 074 204 | 081 074 204 | Torrens Island Battery | Torrens Island Power Station via The Grand Trunkway Torrens Island SA 5960 | SA1 | 250 | 250 |  | 2023-04-27 | Storage | Battery | [7 empty] | S00008
ElectraNet | 202206301600 |  | New application to connect (NER 5.3) | 2022-05-16 | 2022-05-24 | Active | AGL SA Generation Pty Limited | 84 081 074 204 | 081 074 204 | Torrens Island Battery | Torrens Island Power Station via The Grand Trunkway Torrens Island SA 5960 | SA1 | 250 | 250 |  | 2022-04-01 | Storage | Battery | [7 empty] | S00008
ElectraNet | 202012100000 | N/A | New connection enquiry (NER 5.3) | 2020-09-30 | 2020-10-01 | Active | AGL SA Generation Pty Limited | 84 081 074 204 | 081 074 204 | Torrens Island Battery | Torrens Island Power Station via The Grand Trunkway Torrens Island SA 5960 | SA1 | 120 | 280 |  | 2022-04-01 | Storage | Battery | NP | NP | Asynchronous | 120 | 280 | 120 | 280 | S00008
ElectraNet | 202206301600 |  | New connection enquiry (NER 5.3) | 2022-05-31 | 2022-06-07 | Active | BESS Officer Pty Ltd | 12646383913 | 646383913 | Templers BESS | Yelki Road, One Tree Hill SA | SA1 | 0 | 100 |  | 2025-01-31 | Storage | Battery |  |  | Asynchronous | 1 | 100 | 1 | 100 | S00009
ElectraNet | 202012100000 | N/A | New connection enquiry (NER 5.3) | 2020-10-02 | 2020-10-09 | Active | GreenPower Investment Pty Ltd | 98 625 596 054 | 625 596 054 | Templers BESS | Templers West, Templers SA 5371, | SA1 | 200 | 200 |  | 2022-06-01 | Storage | Battery | NP | NP | Asynchronous | 200 | 200 | 200 | 200 | S00009
ElectraNet | 202312151100 | N/A | New application to connect (NER 5.3) |  |  | Complete | South Australia Water Corporation (SA Water) Pty Ltd | 69 336 525 019 |  | Mannum Adelaide Pumping Station 2 Solar | Palmer, SA | SA1 | 13.4 | 13.4 |  |  | Solar PV | Not provided | NP |  | Asynchronous |  |  |  |  | S00010
ElectraNet | 202012100000 | N/A | New application to connect (NER 5.3) | 2020-10-27 | 2020-10-27 | Active | South Australia Water Corporation (SA Water) Pty Ltd | 69 336 525 019 |  | Mannum Adelaide Pumping Station 2 Solar | Palmer, SA | SA1 | 13.4 | 13.4 |  |  | Solar PV | Not provided | NP |  | Asynchronous |  |  |  |  | S00010
ElectraNet | 202312151100 | N/A | New application to connect (NER 5.3) |  |  | Complete | South Australia Water Corporation (SA Water) Pty Ltd | 69 336 525 019 |  | Mannum Adelaide Pumping Station 3 Solar | Palmer, SA | SA1 | 12.4 | 12.4 |  |  | Solar PV | Not provided | NP |  | Asynchronous |  |  |  |  | S00011
ElectraNet | 202012100000 | N/A | New application to connect (NER 5.3) | 2020-11-04 | 2020-11-04 | Active | South Australia Water Corporation (SA Water) Pty Ltd | 69 336 525 019 |  | Mannum Adelaide Pumping Station 3 Solar | Palmer, SA | SA1 | 12.4 | 12.4 |  |  | Solar PV | Not provided | NP |  | Asynchronous |  |  |  |  | S00011
ElectraNet | 202312151100 | N/A | New application to connect (NER 5.3) |  |  | Complete | South Australia Water Corporation (SA Water) Pty Ltd | 69 336 525 019 |  | Murray Bridge Hahndorf Pumping Station 2 Solar | 6.5 km from MURRAY BRIDGE towards Monarto | SA1 | 10.3 | 10.3 |  |  | Solar PV | Not provided | NP |  | Asynchronous |  |  |  |  | S00012
ElectraNet | 202012100000 | N/A | New application to connect (NER 5.3) | 2020-11-27 | 2020-11-27 | Active | South Australia Water Corporation (SA Water) Pty Ltd | 69 336 525 019 |  | Murray Bridge Hahndorf Pumping Station 2 Solar | 6.5 km from MURRAY BRIDGE towards Monarto | SA1 | 10.3 | 10.3 |  |  | Solar PV | Not provided | NP |  | Asynchronous |  |  |  |  | S00012
ElectraNet | 202103310000 | CE_08022021 | New connection enquiry (NER 5.3) | 2021-02-08 | 2021-02-12 | Active | Maoneng Australia Pty Ltd | 16 610 857 746 | 610 857 746 | Para Substation/Gould Creek BESS | Para, South Australia | SA1 | 200 | 225 |  | 2023-06-01 | Storage | Battery |  |  | Asynchronous | Not Provided | Not provided | Not provided | Not provided | S00013
ElectraNet | 202103310000 | CE_24032021 | New connection enquiry (NER 5.3) | 2021-03-24 | 2021-03-24 | Active | North West Bend Solar Project Pty Ltd |  | 644 802 184 | North West Bend Substation | North West Bend, SA | SA1 | 0 | 147 |  | 2024-06-01 | Solar PV | Not provided |  |  | Asynchronous | Not provided | Not provided | Not provided | Not provided | S00014
ElectraNet | 202309191100 | CE19082023 | New connection enquiry (NER 5.3) | 2023-08-19 | 2023-08-26 | Active | Green Gold Energy |  | 632922153 | Australia Plains Solar Project | Lot 315 Bower Road, Australia Plains 91 Mickan Road, Australia Plains | SA1 |  | 270 |  |  |  | Solar + BESS | [7 empty] | S00015
ElectraNet | 202103310000 |  | New application to connect (NER 5.3) | 2021-01-13 | 2021-01-13 | Active | Australia Plains Solar Project Pty Ltd |  | 644 802 184 | Australia Plains Solar Farm | Lot 315 Bower Road Lot 309 Emmaus Road Australia Plains, SA | SA1 |  | 150 |  | 2022-12-01 | Solar PV | Not provided |  |  | Asynchronous | Not provided | Not provided | Not provided | Not provided | S00015
ElectraNet | 202210061441 | CA29042022 | New application to connect (NER 5.3) | 2022-04-29 | 2021-04-19 | Active | Canadian Solar (Australia) Pty Ltd | 61149125020 | 149125020 | Mannum BESS | Mannum 132 kV substation | SA1 | 100 | 100 |  | 2023-04-01 | Storage | Battery |  |  | Asynchronous |  |  |  |  | S00016
ElectraNet | 202106291400 | CE_14042021 | New connection enquiry (NER 5.3) | 2021-04-14 | 2021-04-19 | Active | Canadian Solar (Australia) Pty Ltd | 61 149 125 020 | 149 125 020 | Mannum BESS | Mannum 132 kV substation | SA1 | 100 | 100 |  | 2023-04-01 | Storage | Battery | Not Provided | Not Provided | Asynchronous | Not Provided | Not Provided | Not Provided | Not Provided | S00016
ElectraNet | 202403211100 |  | New application to connect (NER 5.3) |  |  | Active | Sunshot Developments Pty Ltd |  | 634921896 | Templers BESS | Templers West, Templers SA 5371, | SA1 |  | 111 |  |  | Storage | Battery | [7 empty] | S00017
ElectraNet | 202203311700 | CA_10012022 | New application to connect (NER 5.3) | 2022-01-10 | 2022-01-11 | Active | RES Australia | 55 106 637 754 |  | Templers BESS | Connecting to Templers W 132kV | SA1 | 111 | 111 |  | 2023-09-01 | Storage | Battery | 80 | 80 | Asynchronous |  |  |  |  | S00017
ElectraNet | 202106291400 | CE_16062021 | New connection enquiry (NER 5.3) | 2021-06-16 | 2021-06-18 | Active | RES Australia Pty Ltd | 55 106 637 754 | 106 637 754 | Templers BESS | Templers 132 kV substation | SA1 | 115 | 115 |  | 2024-06-01 | Storage | Battery | Not Provided | Not Provided | Asynchronous | Not Provided | Not Provided | Not Provided | Not Provided | S00017
ElectraNet | 202303191300 |  | New connection enquiry (NER 5.3) |  |  |  | Risen |  |  | Geranium Plains Solar |  | SA1 | [13 empty] | S00018
ElectraNet | 202106291400 | CE_07042021 | New connection enquiry (NER 5.3) | 2021-04-07 | 2021-04-12 | Active | Risen Energy (Australia) Pty Ltd | 97 168 750 374 | 168 750 374 | Geranium Plains Solar and BESS | Cut in on the 275 kV Robertstown to Para line | SA1 | 250 | 250 |  | 2024-04-01 | Solar PV | Not provided | Not Provided | Not Provided | Asynchronous | Not Provided | Not Provided | Not Provided | Not Provided | S00018
ElectraNet | 202106291400 | CE_07042021 | New connection enquiry (NER 5.3) | 2021-04-07 | 2021-04-12 | Active | Risen Energy (Australia) Pty Ltd | 97 168 750 374 | 168 750 374 | Geranium Plains Solar and BESS | Cut in on the 275 kV Robertstown to Para line | SA1 | 150 | 150 |  | 2024-04-01 | Storage | Battery | Not Provided | Not Provided | Asynchronous | Not Provided | Not Provided | Not Provided | Not Provided | S00018
ElectraNet | 202210061441 | CA31052022 | New application to connect (NER 5.3) | 2022-05-31 |  | Active | Enel Green Power Australia Pty Ltd | 24 627 750 586 | 618 296 030 | Bungala BESS | Emeroo 132 kV substation | SA1 | 40 | 40 |  | 2023-04-01 | Storage | Battery | 16 | 16 | Asynchronous | 2.5 | 2.5 |  |  | S00019
ElectraNet | 202109170000 | CE_30082021 | New connection enquiry (NER 5.3) | 2021-08-30 | 2021-09-06 | Active | Enel Green Power Australia Pty Ltd | 24 627 750 586 | 618 296 030 | Bungala BESS | Emeroo 132 kV substation | SA1 | 40 | 40 |  | 2022-09-30 | Storage | Battery | 16 | 16 | Asynchronous | 2.5 | 2.5 | Not Provided | Not Provided | S00019
ElectraNet | 202203311700 | CA_16032022 | New application to connect (NER 5.3) | 2021-10-14 | 2021-10-21 | Active | Pacific Hydro Australia Developments Pty Ltd | 31 057 279 508 | 161 024 755 | Clements Gap BESS | At Clements Gap 132 kV Substation | SA1 | 20 | 60 |  | 2023-11-30 | Storage | Battery |  | 26 | Asynchronous |  |  |  | 60 | S00020
ElectraNet | 202112170000 | CE_14102021 | New connection enquiry (NER 5.3) | 2021-10-14 | 2021-10-21 | Active | Pacific Hydro Australia Developments Pty Ltd | 31 057 279 508 | 161 024 755 | Clements Gap BESS | At Clements Gap 132 kV Substation | SA1 | 20 | 60 |  | 2023-11-30 | Storage | Battery |  | 26 | Asynchronous |  |  |  | 60 | S00020
ElectraNet | 202303191300 | CA08122022 | New application to connect (NER 5.3) | 2022-12-08 |  | Active | Neoen |  |  | Blyth West BESS | ElectraNet’s 275 kV Blyth West substation | SA1 | 200 |  |  |  | Other | [8 empty] | S00021
ElectraNet | 202112170000 | CE_11102021 | New connection enquiry (NER 5.3) | 2021-10-11 | 2021-10-18 | Active | Neoen Australia Pty Ltd | 57 160 905 706 | 160 905 706 | Blyth West BESS | Blyth West 275 kV Substation | SA1 | 100 | 300 |  | 2025-03-31 | Storage | Battery |  |  | Asynchronous |  |  |  | 300 | S00021
ElectraNet | 202312151100 |  | New application to connect (NER 5.3) |  |  | Active | CI Summerfield BESS Pty Ltd As Trustee for the CI Summerfield BESS Trust | 44295974525 | 656223773 | Summerfield BESS | East of Hoffman Rd, approx. 1.5km north of Tepko Rd, Mannum SA | SA1 | 120 | 150 |  | 2025-11-01 | Storage | BESS | [7 empty] | S00022
ElectraNet | 202306190800 | CE27032023 | New connection enquiry (NER 5.3) | 2023-03-27 |  | Active | CI Summerfield BESS Pty Ltd As Trustee for the CI Summerfield BESS Trust | 44295974525 | 656223773 | Summerfield BESS | East of Hoffman Rd, approx. 1.5km north of Tepko Rd, Mannum SA | SA1 | 120 | 150 |  | 2025-11-01 | Storage | BESS | [7 empty] | S00022
ElectraNet | 202203311700 | CE_17022022 | New connection enquiry (NER 5.3) | 2022-02-17 | 2022-02-22 | Active | CI SUMMERFIELD BESS PTY LTD AS TRUSTEE FOR THE CI SUMMERFIELD BESS TRUST |  | 656223773 | Summerfield | EAST OF HOFFMAN ROAD, APPROXIMATELY 1.5KM NORTH OF TEPKO ROAD, MANNUM SA | SA1 | 240 | 300 |  | 2024-06-30 | Storage | Battery |  |  | Asynchronous | 240 | 300 | 240 | 300 | S00022
ElectraNet | 202312151100 |  | New application to connect (NER 5.3) | 2023-06-20 |  | Active | Vena Enery Services (Australia Pty Ltd | 89609132747 | 609132747 | Tailem Bend 3 BESS | ElectraNet’s 275 kV Tailem Bend substation | SA1 |  | 204 | [11 empty] | S00023
ElectraNet | 202303191300 |  | New connection enquiry (NER 5.3) |  |  |  | Vena |  |  | Tailem Bend 3 BESS | ElectraNet’s 275 kV Tailem Bend substation | SA1 |  | 204 | [11 empty] | S00023
ElectraNet | 202210061441 | CE01042022 | New connection enquiry (NER 5.3) | 2022-04-01 | 2022-04-01 | Active | Vena Enery Services (Australia Pty Ltd | 89609132747 | 609132747 | Tailem Bend 3 BESS | Tailem Bend substation | SA1 |  | 204 |  | 2025-01-01 | Storage | Battery | [7 empty] | S00023
ElectraNet | 202206301600 | CE_16032022 | New connection enquiry (NER 5.3) | 2022-03-16 | 2022-03-23 | Active | Vena Energy Services (Australia) Pty Ltd | 89609132747 | 609132747 | Tailem Bend | west of the ElectraNet Tailem Bend substation on the southern side of Substation Road, Tailem Bend. | SA1 | 200 | 204 |  | 2025-07-31 | Storage | Battery |  |  | Asynchronous | 200 | 204 | 200 | 204 | S00023
ElectraNet | 202206301600 | CE_04042022 | New connection enquiry (NER 5.3) | 2022-04-04 | 2022-04-11 | Active | Trafigura Hydrogen Australia | 69633462638 | 633462638 | Port Pirie | Port Pirie next to Nyrstar Smelter | SA1 | 0 | 300 |  | 2025-10-31 | Solar + Storage | Other |  |  | Asynchronous |  |  |  | 300 | S00024
ElectraNet | 202312151100 |  | Material change to application to connect (NER 5.3.8(e)) |  |  | Complete | Iberdrola Australia Energy Markets Pty Limited | 47 128 696 097 | 635 710 360 | Port Augusta Renewable Energy Park | Davenport 275 kV substation | SA1 |  | 278 |  | 2022-04-10 | Solar PV | Single axis tracking |  |  | Asynchronous |  |  |  |  | S00025
ElectraNet | 202206301600 | CA_17052022 | Material change to application to connect (NER 5.3.8(e)) | 2022-05-17 | 2022-05-17 | Active | Iberdrola Australia Energy Markets Pty Limited | 47 128 696 097 | 635 710 360 | Port Augusta Renewable Energy Park | Davenport 275 kV substation | SA1 | 100 | 100 |  | 2022-12-30 | Solar PV | Single axis tracking |  |  | Asynchronous |  |  |  |  | S00025
ElectraNet | 202206301600 | CA_13092021 | New application to connect (NER 5.3) | 2021-10-29 | 2021-10-30 | Active | Enel Green Power Australia Pty Ltd | 24 627 750 586 | 618 296 030 | Emeroo BESS (Bungala) | Emeroo 132 kV substation | SA1 | 60 | 60 |  | 2023-12-30 | Storage | Battery |  |  | Asynchronous |  |  |  |  | S00026
ElectraNet | 202403211100 | CA05032024 | New application to connect (NER 5.3) | 2023-12-11 |  | Active | Vast Solar 1 Pty Ltd | 99660142030 | 660142030 | Vast Solar 1 | Adjacent to Stuart Highway, Davenport, 40km from Davenport | SA1 | 34 | 34 | 2025-12-31 |  | Other | [8 empty] | S00027
ElectraNet | 202309191100 | CE06062023 | New connection enquiry (NER 5.3) | 2023-06-06 | 2023-06-13 | Active | Vast Solar | 99660142030 | 660142030 | Vast Solar 1 (VS1) | Proposed Carriewerloo substation on the DVPT to Prominent Hill 275kV transmission line | SA1 |  | 34 |  |  |  | Thermal Storage | [7 empty] | S00027
ElectraNet | 202306190800 | CE27052023 | New connection enquiry (NER 5.3) | 2023-05-26 |  | Active | Vast Solar 1 Pty Ltd | 99660142030 | 660142030 | VS1 | Adjacent to Stuart Highway, Davenport, 40km from Davenport | SA1 |  | 34 |  | 2025-12-31 | Storage | Thermal | [7 empty] | S00027
ElectraNet | 202210061441 | CE12092022 | New connection enquiry (NER 5.3) | 2022-09-12 | 2022-09-12 | Active | Vast Solar 1 Pty Ltd | 99660142030 | 660142030 | Vast Solar1 Pty Ltd | Aurora Energy Project Site, 35km northwest of Port Augusta SA | SA1 | 0 | 34 |  | 2025-09-30 | Storage | Thermal | [7 empty] | S00027
ElectraNet | 202210061441 | CE12092022 | New connection enquiry (NER 5.3) | 2022-09-12 | 2022-09-12 | Active | Vast Solar 1 Pty Ltd | 99660142030 | 660142030 | Vast Solar1 Pty Ltd | Aurora Energy Project Site, 35km northwest of Port Augusta SA | SA1 | 0 | 34 |  | 2025-09-30 | Steam Turbine | Thermal | [7 empty] | S00027
ElectraNet | 202210061441 | CE31052022 | New connection enquiry (NER 5.3) | 2022-05-31 | 2022-05-31 | Active | BESS Officer Pty Ltd | 12646383913 | 646383913 | BESS Blacktop | Para Substation 132kV | SA1 | 1 | 100 |  | 2024-06-01 | Storage | Battery | [7 empty] | S00028
ElectraNet | 202312151100 | CA28112023 | New application to connect (NER 5.3) |  |  | Active | Gransolar |  |  | Whyalla BESS |  | SA1 | 100 | 100 |  |  | Storage | Battery | [7 empty] | S00029
ElectraNet | 202210061441 | CE21062022 | New connection enquiry (NER 5.3) | 2022-06-21 | 2022-06-21 | Active | BESS Kalkallo Pty Ltd | 646383468 | 646383468 | Whyalla BESS | Whyalla Central Substation | SA1 | 1 | 100 |  | 2024-06-01 | Storage | Battery | [7 empty] | S00029
ElectraNet | 202312151100 | CE20231114 | New connection enquiry (NER 5.3) |  |  | Active | Internation Power (ENergy) Pty Ltd | 53062798510 |  | Dry Creek BESS | Dry Creek |  | 55 |  | 2025-12-01 | [10 empty] | S00030
ElectraNet | 202210061441 | CE06092022 | New connection enquiry (NER 5.3) | 2022-09-06 | 2022-09-06 | Active | International Power (Energy) Pty Ltd | 53062798510 | 62798510 | Dry Creek BESS | Dry Creek Substation | SA1 | 50 | 77 |  | 2024-08-01 | Storage | Battery | [7 empty] | S00030
ElectraNet | 202212191300 | CE11102022(1A) | New connection enquiry (NER 5.3) | 2022-10-11 | 2022-10-18 | Active | Equis Energy (Australia) Projects (Ngumi 8) Pty Ltd as trustee for the Equis Energy (Australia) Ngumi 8 Asset Trust | 32804010980 | 32804010980 | South East BESS | ElectraNet’s 275 kV South East substation | SA1 | 200 | 200 |  | 2024-09-01 | Storage | Battery |  |  | Asynchronous |  |  |  |  | S00033
ElectraNet | 202312151100 | CA04122023 | New application to connect (NER 5.3) |  |  | Active | Equis |  |  | Koolunga 1 |  | SA1 | 100 | 100 | [11 empty] | S00034
ElectraNet | 202309191100 | CE08092023 | New connection enquiry (NER 5.3) | 2023-09-07 | 2023-09-14 | Active | Equis Energy | 47468955471 | 47468955471 | Koolunga BESS 1 | Adjacent to Brinkworth 275kV Substation | SA1 |  | 100 |  |  |  | BESS | [7 empty] | S00034
ElectraNet | 202212191300 | CE11102022(1B) | New connection enquiry (NER 5.3) | 2022-10-11 | 2022-10-18 | Active | Equis Energy | 47468955471 | 47468955471 | Brinkworth BESS | ElectraNet’s 275 kV substation at Brinkworth | SA1 | 200 | 200 |  | 2024-06-01 | Storage | Battery |  |  | Asynchronous |  |  |  |  | S00034
ElectraNet | 202403211100 | CA20022024 | New application to connect (NER 5.3) |  |  | Active | Tilt Renewables Australia Pty Ltd as trustee for Palmer Wind Farm Project Trust | 46244818578 | 101038331 | Palmer Wind Farm | ElectraNet’s 275 kV Tungkillo substation | SA1 | [13 empty] | S00035
ElectraNet | 202303191300 | CE01022023 | New connection enquiry (NER 5.3) | 2023-02-01 | 2023-02-08 | Active | Tilt Renewables Australia Pty Ltd as trustee for Palmer Wind Farm Project Trust | 46244818578 | 101038331 | Palmer Wind Farm | ElectraNet’s 275 kV Tungkillo substation | SA1 | 308 | 279 |  | 2026-03-31 | Wind |  | 40 | 44 | Asynchronous |  |  |  |  | S00035
ElectraNet | 202303191300 | CA14032023 | New application to connect (NER 5.3) | 2022-12-09 |  | Active | Georgetown Renwables |  |  | Carmody Hill Wind Farm |  | SA1 | 250 |  |  |  | Wind | [8 empty] | S00036
ElectraNet | 202303191300 | CE01112022 | New connection enquiry (NER 5.3) |  |  |  | Green Gold |  |  | Morgan Solar | ElectraNet’s 132 kV North West Bend substation | SA1 | [13 empty] | S00037
ElectraNet | 202303191300 | CA14032023 | New application to connect (NER 5.3) |  |  | Active | AMP |  |  | Roberstown SF | ElectraNet’s 275 kV Roberstown substation | SA1 | [13 empty] | S00038
ElectraNet | 202303191300 |  | New connection enquiry (NER 5.3) |  |  |  | AMP |  |  | Roberstown SF | ElectraNet’s 275 kV Roberstown substation | SA1 | [13 empty] | S00038
ElectraNet | 202312151100 |  | New application to connect (NER 5.3) |  |  | Active | Zen Energy Retail Pty Ltd | 54615751052 | 615751052 | Solar River Project | Dartmoor Rd, Maude SA, north of the Goyder Highway | SA1 |  | 256 |  | 2025-06-01 | [9 empty] | S00041
ElectraNet | 202306190800 | CE28032023 | New connection enquiry (NER 5.3) | 2023-03-28 |  | Active | Zen Energy Retail Pty Ltd | 54615751052 | 615751052 | Solar River Project | Dartmoor Rd, Maude SA, north of the Goyder Highway | SA1 |  | 256 |  | 2025-06-01 | PV + BESS | PV + BESS | [7 empty] | S00041
ElectraNet | 202309191100 | CA30082023 | New application to connect (NER 5.3) |  |  | Active | Syn-Co Global |  |  | Bundy Energy Hub A | Adjacent to Bundy 275KV Substation | SA1 |  | 250 |  |  |  | BESS | [7 empty] | S00042
ElectraNet | 202306190800 | CE04042023 | New connection enquiry (NER 5.3) | 2023-04-04 |  | Active | Bundey Energy Hub Pty Ltd | 17666134970 | 666134970 | Bundey Energy Hub Battery Energy Storage A | 559 Bundey Church Rd, Bundey SA 5320 | SA1 |  | 500 |  | 2026-12-01 | Storage | BESS | [7 empty] | S00042
ElectraNet | 202306190800 | CE28042023 | New connection enquiry (NER 5.3) | 2023-04-28 |  | Active | EW Technology Australia Pty Ltd | 55651663286 |  | Mobilong BESS | Adjacent to ElectraNet's Mobilong 132kV substation | SA1 |  | 100 |  | 2025-12-01 | Storage | BESS | [7 empty] | S00043
ElectraNet | 202403211100 | CA16012024 | New application to connect (NER 5.3) |  |  | Active | Pacific Green Energy Park Limestone Coast North Pty Ltd | 85 668 265 192 | 668 265 192 | Limestone Coast | Adjacent to SouthEast Sub | SA1 | 250 | 250 | 31/003/2026 |  | Storage | Battery | [7 empty] | S00045
ElectraNet | 202309191100 | CA01082023 | New application to connect (NER 5.3) |  |  | Active | Pacific Green Energy Park Limestone Coast North Pty Ltd | 85 668 265 192 | 668 265 192 | Pacific Green Energy Park Limestone Coast North | Adjacent to South East 275KV Substation | SA1 |  | 250 |  |  | Storage | BESS | [7 empty] | S00045
ElectraNet | 202306190800 | CE25052023 | New connection enquiry (NER 5.3) | 2023-05-25 |  | Active | Pacific Green Energy Park Limestone Coast North Pty Ltd | 85668265192 | 668265192 | Pacific Green Energy Park Limestone Coast North | Adjacent to ElectraNet's 275kV SE substation | SA1 |  | 250 |  | 2026-03-31 | Storage | BESS | [7 empty] | S00045
ElectraNet | 202309191100 | CA01082023 | New application to connect (NER 5.3) |  |  | Active | Pacific Green Energy Park Limestone Coast West Pty Ltd | 79 668 265 165 | 668 265 165 | Pacific Green Energy Park Limestone Coast West | Adjacent to South East 275KV Substation | SA1 |  | 250 |  |  | Storage | BESS | [7 empty] | S00048
ElectraNet | 202306190800 | CE26052023 | New connection enquiry (NER 5.3) | 2023-05-25 |  | Active | Pacific Green Energy Park Limestone Coast West Pty Ltd | 79668265165 | 668265165 | Pacific Green Energy Park Limestone Coast West | Adjacent to ElectraNet's 275kV SE substation | SA1 |  | 250 |  | 2026-03-31 | Storage | BESS | [7 empty] | S00048
ElectraNet | 202309191100 | CA01082023 | New application to connect (NER 5.3) |  |  | Active | Gransolar |  |  | Blacktop BESS |  | SA1 |  | 200 |  |  | Storage | BESS | [7 empty] | S00049
ElectraNet | 202309191100 | CA30082023 | New application to connect (NER 5.3) |  |  | Active | SynCo Global |  |  | Bundy Energy Hub B | Adjacent to Bundy 275KV Substation | SA1 |  | 250 |  |  | Storage | BESS | [7 empty] | S00050
ElectraNet | 202309191100 | CE03082023 | New connection enquiry (NER 5.3) | 2023-08-03 | 2023-08-10 | Active | Office of Hydrogen South Australia |  |  | Hydrogen Jobs Plan | Adjacent to Cultana 275kV Substation | SA1 |  | 200 |  |  |  | Hydrogen | [7 empty] | S00051
ElectraNet | 202309191100 | CE08082023 | New connection enquiry (NER 5.3) | 2023-08-08 | 2023-08-15 | Active | Akaysha Energy | 49649223987 |  | Mobilong BESS | Adjacent to Mobilong 132kV Substation | SA1 |  | 200 |  |  | Storage | BESS | [7 empty] | S00052
ElectraNet | 202309191100 | CE16082023 | New connection enquiry (NER 5.3) | 2023-08-16 | 2023-08-23 | Active | RWE Renewables Australia | 626156894 |  | South Hummocks BESS | Adjacent to Sout Hummocks 132kV Substation | SA1 |  | 100 |  |  | Storage | BESS | [7 empty] | S00053
ElectraNet | 202403211100 | CE15012024 | New connection enquiry (NER 5.3) |  |  | Active | Trina Projects Holding Australia Pty Ltd | 58639443208 | 639443208 | Davenport BESS Project | Near ElectraNet's 275kV Davenport Substation | SA1 | 270 | 270 | 2026-08-31 |  | Storage | Battery | [7 empty] | S00054
ElectraNet | 202309191100 | CE20082023 | New connection enquiry (NER 5.3) | 2023-08-19 | 2023-08-26 | Active | Green Gold Energy |  | 666753224 | Davenport BESS | Adjacent to Davenport 275kV Substation | SA1 |  | 270 |  |  | Storage | BESS | [7 empty] | S00054
ElectraNet | 202312151100 | CA04122023 | New application to connect (NER 5.3) |  |  | Active | Equis |  |  | Koolunga 2 |  | SA1 | 100 | 100 | [11 empty] | S00055
ElectraNet | 202309191100 | CE07092023 | New connection enquiry (NER 5.3) | 2023-09-07 | 2023-09-14 | Active | Equis Energy | 47468955471 | 47468955471 | Koolunga BESS 2 | Adjacent to Brinkworth 275kV Substation | SA1 |  | 100 |  |  | Storage | BESS | [7 empty] | S00055
ElectraNet | 202309191100 | CE29062023 | New connection enquiry (NER 5.3) | 2023-06-29 | 2023-07-06 | Active | Renewable Project Services | 20648417006 | 661303215 | Templers B BESS | Adjacent to Templers West 275kV Substation | SA1 |  | 200 |  |  | Storage | BESS | [7 empty] | S00056
ElectraNet | 202309191100 |  | New connection enquiry (NER 5.3) | 2018-05-04 | 2018-05-04 | Active | Photon Energy Group | 63 159 386 259 |  | Yadnarie Solar Farm |  | SA1 |  | 192 |  |  | Turbine | Other | 6 | 32 | Synchronous |  |  |  |  | S00057
ElectraNet | 202309191100 |  | Material change to connection enquiry (NER 5.3.8(d1)) |  |  | Active | Photon Energy Group | 63 159 386 259 |  | Yadnarie Solar Farm |  | SA1 |  | 304 |  |  | Solar PV | Other | 6 | 50 | Asynchronous |  |  |  |  | S00057
ElectraNet | 202309191100 |  | Material change to connection enquiry (NER 5.3.8(d1)) |  |  | Active | Photon Energy Group | 63 159 386 259 |  | Yadnarie Solar Farm |  | SA1 |  | 162 |  |  | Other | Other | 6 | 27 | Asynchronous |  |  |  |  | S00057
ElectraNet | 202312151100 | CA05122023 | New application to connect (NER 5.3) | 2023-12-01 |  | Active | GHRE |  |  | Carmody BESS |  | SA1 | 100 | 100 | [11 empty] | S00058
ElectraNet | 202312151100 | CE20231130 | New connection enquiry (NER 5.3) |  |  | Active | Tilt Renewables | 99292065889 |  | Nonowie Wind Farm | Nonowie |  | 1015 |  | 2027-06-01 |  | Wind | [8 empty] | S00059
ElectraNet | 202312151100 | CE20231211 | New connection enquiry (NER 5.3) |  |  | Active | Osborne Cogenration Pty Limited | 89072027331 |  | Osborne BESS | Osborne |  | 120 |  | 2026-02-01 | [10 empty] | S00060
ElectraNet | 202312151100 | CE20231012 | New connection enquiry (NER 5.3) |  |  | Active | Akaysha Energy Pty Ltd | 49649223987 |  | Brinkworth BESS | Brinkworth |  | 300 | 350 | 2026-03-01 | [10 empty] | S00061
ElectraNet | 202403211100 | CE25012024 | New connection enquiry (NER 5.3) |  |  | Active | Origin Energy Power Pty Limited | 17131961807 |  | Morgan Long Duration Energy Storage | Near ElectraNet's 132kV NWB Substation | SA1 | 40 | 40 | 2026-07-31 |  | Storage | Battery | [7 empty] | S00062
ElectraNet | 202403211100 | CE06032024 | New connection enquiry (NER 5.3) |  |  | Active | Blanche BESS Pty Ltd as trustee for Blanche BESS Trust | 39851393268 | 673734702 | Blanche BESS | Near ElectraNet's Blanche substation | SA1 | 128 | 128 | 2024-06-30 |  | Storage | Battery | [7 empty] | S00063
ElectraNet | 202403211100 | CE12032024 | New connection enquiry (NER 5.3) |  |  | Active | RES Australia Pty Ltd | 55106637754 | 106637754 | Tungkillo BESS | Near ElectraNet's existing Tungkillo substation | SA1 | 200 | 270 | 2028-11-30 |  | Storage | Battery | [7 empty] | S00064
ElectraNet | 202312151100 | CA06122023 | New application to connect (NER 5.3) |  |  | Active | Nexif |  |  | Lincoln Gap WF2 BESS |  | SA1 | 10 | 10 |  |  | Storage | Battery | [7 empty] | S00065
ElectraNet | 202403211100 |  | New connection enquiry (NER 5.3) |  |  | Active | Monash Renewables Pty Ltd |  | 662386316 | Project Monash | 20km North of Monash |  |  | 375 |  |  | Solar | [8 empty] | S00066
ElectraNet | 202403211100 |  | New connection enquiry (NER 5.3) |  |  | Active | Monash Renewables Pty Ltd |  | 662386316 | Project Monash | 20km North of Monash |  |  | 125 |  |  | Storage | [8 empty] | S00066
ElectraNet | 202403211100 |  | New connection enquiry (NER 5.3) |  |  | Active | Monash Renewables Pty Ltd |  | 662386316 | Project Monash | 20km North of Monash |  |  | 50 |  |  | Other | Syn Con | [7 empty] | S00066
TasNetworks | 202006191500 | TN GC 001 | New connection enquiry (NER 5.3) | 2020-03-18 | 2020-03-23 | Complete | Hydro Tasmania | 48 072 377 158 |  | Cethana Pumped Hydro Option | North West Tasmania in the Kentish LGA | TAS1 |  | 750 |  | 2028-06-30 | Hydro |  |  | 4 | Synchronous |  | 187.4 |  |  | T00001
TasNetworks | 202012181206 | TN GC 002 | Material change to connection enquiry (NER 5.3.8(d1)) | 2020-12-16 | 2020-12-16 | Withdrawn | Hydro Tasmania | 48 072 377 158 |  | Rowallan Pumped Hydro Option | North West Tasmania in the Meander Valley LGA | TAS1 | N/A | N/A |  | N/A | N/A | N/A | N/A | N/A | N/A | N/A | N/A | N/A | N/A | T00002
TasNetworks | 202006191500 | TN GC 002 | New connection enquiry (NER 5.3) | 2020-03-18 | 2020-03-23 | Complete | Hydro Tasmania | 48 072 377 158 |  | Rowallan Pumped Hydro Option | North West Tasmania in the Meander Valley LGA | TAS1 |  | 750 |  | 2028-06-30 | Hydro |  |  | 4 | Synchronous |  | 187.4 |  |  | T00002
TasNetworks | 202012181206 | TN GC 003 | Material change to connection enquiry (NER 5.3.8(d1)) | 2020-12-16 | 2020-12-16 | Withdrawn | Hydro Tasmania | 48 072 377 158 |  | Tribute Pumped Hydro Option | West Tasmania in the West Coast LGA | TAS1 | N/A | N/A |  | N/A | N/A | N/A | N/A | N/A | N/A | N/A | N/A | N/A | N/A | T00003
TasNetworks | 202006191500 | TN GC 003 | New connection enquiry (NER 5.3) | 2020-03-18 | 2020-03-23 | Complete | Hydro Tasmania | 48 072 377 158 |  | Tribute Pumped Hydro Option | West Tasmania in the West Coast LGA | TAS1 |  | 750 |  | 2028-06-30 | Hydro |  |  | 4 | Synchronous |  | 187.4 |  |  | T00003
TasNetworks | 202206301600 | N/001092 | Material change to connection enquiry (NER 5.3.8(d1)) | 2022-05-16 | 2022-05-16 | Active | Ark Energy Corporation Pty Ltd | 73 646 809 485 |  | Hellyer Wind Farm | Burnie LGA | TAS1 | 300 | 300 |  |  | Wind Turbine | Onshore |  | 48 | Asynchronous | 6.2 | 6.2 | 297.6 | 297.6 | T00004
TasNetworks | 202010141231 | N/001092 | Material change to connection enquiry (NER 5.3.8(d1)) | 2020-08-11 | 2020-09-22 | Active | Epuron Projects Pty Ltd | 84 150 163 143 |  | Hellyer Wind Farm | Burnie LGA | TAS1 | 224 | 224 |  | 2025-07-01 | Wind Turbine | Onshore |  |  | Asynchronous | 3.6 | 3.6 |  |  | T00004
TasNetworks | 202206301600 | N/000885 | Material change to connection enquiry (NER 5.3.8(d1)) | 2022-05-16 | 2022-05-16 | Active | Ark Energy Corporation Pty Ltd | 73 646 809 485 |  | Guildford Wind Farm | Warratah/Wynyard LGA | TAS1 | 450 | 450 |  |  | Wind Turbine | Onshore |  | 80 | Asynchronous | 6.2 | 6.2 | 496 | 496 | T00005
TasNetworks | 202010141231 | N/00885 | Material change to connection enquiry (NER 5.3.8(d1)) | 2020-08-11 | 2020-09-22 | Active | Epuron Projects Pty Ltd | 84 150 163 143 |  | Guildford Wind Farm | Warratah/Wynyard LGA | TAS1 | 288 | 288 |  | 2025-07-01 | Wind Turbine | Onshore | 80 |  | Asynchronous | 3.6 | 3.6 |  |  | T00005
TasNetworks | 202212191300 | N/008795 | Material change to application to connect (NER 5.3.8(e)) | 2022-09-29 | 2022-12-15 | Active | Oz Green Energy I Pty Ltd | 55 659 529 218 |  | Port Latta Wind Farm | Circular Head LGA - Adjacent to Port Latta Substation | TAS1 | 21 | 21 |  | Q1 2024 | Wind Turbine | Onshore | 5 | 5 | Asynchronous | 4.2 | 4.2 | TBC | TBC | T00006
TasNetworks | 202210031405 | N/008795 | Material change to application to connect (NER 5.3.8(e)) | 2022-08-02 | 2022-09-19 | Active | Aquila Capital |  |  | Port Latta Wind Farm | Circular Head LGA-Adjacent to Port Latta Substation | TAS1 | 21 | 21 |  |  | Wind Turbine | Onshore | 5 | 5 | Asynchronous | 4.2 | 4.2 | TBC | TBC | T00006
TasNetworks | 202010141231 | N/004725 | New application to connect (NER 5.3) | 2020-07-27 | 2020-08-27 | Active | Nekon Pty Ltd | 95 145 948 492 |  | Port Latta Wind Farm |  | TAS1 | 21 | 21 |  | 2021-07-01 | Wind Turbine | Onshore | 5 | 5 | Asynchronous | 4.2 | 4.2 |  |  | T00006
TasNetworks | 202010141231 | N/004725 | Material change to application to connect (NER 5.3.8(e)) | 2020-10-21 | 2020-10-21 | Active | Nekon Pty Ltd | 95 145 948 492 |  | Port Latta Wind Farm | Circular Head LGA - Adjacent to Port Latta Substation | TAS1 | 21 | 21 |  |  | Wind Turbine | Onshore | 5 | 5 | Asynchronous | 4.2 | 4.2 |  |  | T00006
TasNetworks | 202010141231 | N/005970 | New connection enquiry (NER 5.3) | 2020-12-08 | 2020-12-13 | Active | Fera Australia Pty Ltd | 36 637 473 637 |  | Triabunna Wind Farm | Glamorgan/Spring Bay LGA | TAS1 | 25 | 30 |  |  | Wind Turbine | Onshore | 5 | 5 | Asynchronous | 5.6 | 5.6 |  |  | T00007
TasNetworks | 202106211230 | N/006910 | New connection enquiry (NER 5.3) | 2021-05-24 | 2021-05-31 | Active | Edify Energy Pty Ltd | 85 606 684 995 |  | Bridgewater BESS | Brighton LGA, within 2 km of Bridgewater Substation | TAS1 |  | 100 |  |  | Storage | Battery |  | Not Provided | Asynchronous |  | 100 |  |  | T00009
TasNetworks | 202206301600 | N/006821 | Material change to connection enquiry (NER 5.3.8(d1)) | 2022-05-01 | 2022-06-16 | Active | Nexsphere Pty Ltd | 95 840 973 075 |  | Bass Offshore Wind Energy Project | Windfarm located offshore in Bass Strait, landing point TBC | TAS1 |  | 1500 |  | 2026-06-30 | Wind Turbine | Offshore |  | 102 | Asynchronous |  | 14 | 1428 | 1428 | T00010
TasNetworks | 202106211230 | N/006821 | New connection enquiry (NER 5.3) | 2021-05-24 | 2021-06-07 | Active | Brookvale Energy Pty Ltd | 95 840 973 075 |  | Bass Offshore Wind Energy Project | Windfarm located offshore in Bass Strait, landing point TBC | TAS1 |  | 500 |  | 2026-06-30 | Wind Turbine | Offshore |  | 34 | Asynchronous |  | 14 |  |  | T00010
TasNetworks | 202312151100 | N/004739 | Material change to connection enquiry (NER 5.3.8(d1)) |  |  | Withdrawn | Epuron Projects Pty Ltd | 84 150 163 143 |  | Western Plains Wind Farm | Circular Head LGA, (Near Stanley) | TAS1 |  | 50.4 |  | 2025-10-01 | Wind Turbine | Onshore |  | 14 | Asynchronous |  | 3.6 | 3.6 |  | T00011
TasNetworks | 202206301600 | N/004739 | Material change to connection enquiry (NER 5.3.8(d1)) | 2022-05-16 | 2022-05-16 | Active | Ark Energy Corporation Pty Ltd | 73 646 809 485 |  | Western Plains Wind Farm | Circular Head LGA | TAS1 |  | 50 |  |  | Wind Turbine | Onshore |  |  | Asynchronous |  |  |  |  | T00011
TasNetworks | 202109201500 | N/004739 | Material change to connection enquiry (NER 5.3.8(d1)) | 2021-09-20 | 2021-09-20 | Active | Epuron Projects Pty Ltd | 84 150 163 143 |  | Western Plains Wind Farm | Circular Head LGA, (Near Stanley) | TAS1 |  | 50.4 |  | 2025-10-01 | Wind Turbine | Onshore |  | 14 | Asynchronous |  | 3.6 | 3.6 |  | T00011
TasNetworks | 202112151530 | N/007675 | New connection enquiry (NER 5.3) | 2021-11-22 | 2021-11-29 | Active | West Coast Renewable Energy | 31 633 216 163 |  | Derwent Valley Wind Farm | Derwent Valley, Tas | TAS1 | 150 | 150 |  |  | Wind Turbine | Onshore | 24 | 24 | Asynchronous | 6.2 | 6.2 | 6.2 | 6.2 | T00012
TasNetworks | 202112151530 | N/007566 | New connection enquiry (NER 5.3) | 2021-11-11 | 2021-11-18 | Active | Victorian Big Battery Pty Ltd | 91 644 584 421 |  | Palmerston Big Battery | Northern Midlands, Tas (Adjacent to Palmerston Substation) | TAS1 | 300 | 300 |  |  | Storage | Battery | 2 | 2 | Asynchronous | 150 | 150 | 150 | 150 | T00013
TasNetworks | 202203311700 | N/007924 | New connection enquiry (NER 5.3) | 2022-01-10 | 2022-01-14 | Active | Akaysha Energy Pty Ltd | 49649223987 |  | Palmerston Battery Energy Storage System - Akaysha | Northern Midlands LGA | TAS1 | 100 | 100 |  | 2024-01-01 | Storage | Battery | 1 | 1 | Asynchronous | 100 | 100 |  |  | T00014
TasNetworks | 202206301600 | N/004740 | Material change to connection enquiry (NER 5.3.8(d1)) | 2022-05-16 | 2022-05-16 | Active | Ark Energy Corporation Pty Ltd | 73 646 809 485 |  | St Patricks Plains Wind Farm |  | TAS1 | 300 | 300 |  |  | Wind Turbine | Onshore |  | 47 | Asynchronous |  |  |  |  | T00015
TasNetworks | 202206301600 | N/008439 | New connection enquiry (NER 5.3) | 2022-03-29 | 2022-06-16 | Active | Hydro Tasmania Pty ltd | 48 072 377 158 |  | George Town Battery System | George Town Council LGA - Co-located with AETV Generation site | TAS1 | 70 | 70 |  | 2024-07-01 | Storage | Battery | 1 | 1 | Asynchronous | 70 | 70 | 70 | 70 | T00016
TasNetworks | 202206301600 | N/008440 | New connection enquiry (NER 5.3) | 2022-04-13 | 2022-06-16 | Active | Hydro Tasmania Pty ltd | 49 072 377 158 |  | Tarralleah Hydro Redevelopment Program | Central Highlands LGA | TAS1 | 210 | 210 |  | 2028-01-01 | Hydro | Dam | 3 | 3 |  | 70 | 70 | 21 | 210 | T00018
TasNetworks | 202210031405 | N/004720 | Material change to connection enquiry (NER 5.3.8(d1)) | 2022-07-13 | 2022-09-19 | Active | ACEN Australia | 27616856672 |  | Robbins Island and Jims Plan Wind Farm | Circular Head LGA | TAS1 | 1000 | 1000 |  |  | Wind Turbine | Onshore | TBC | TBC | Asynchronous | TBC |  | TBC |  | T00019
TasNetworks | 202403211100 | N/010266 | New connection enquiry (NER 5.3) | 2024-02-28 | 2024-03-05 | Active | Equis Wind (Australia) Projects (Penguin) Pty Ltd | 25 530 477 836 |  | Bell Bay Wind Farm | George Town LGA | TAS1 | 224 | 224 | Q3 2029 |  | Wind Turbine | Onshore | 28 | 28 | Asynchronous | 8 | 8 | TBC | TBC | T00020
TasNetworks | 202403211100 | N/004738 | New connection enquiry (NER 5.3) | 2022-10-11 | 2022-12-15 | Withdrawn | Equis Wind (Australia) Projects (Penguin) Pty Ltd | 25 530 477 836 |  | Low Head Wind Farm Stg I | George Town LGA | TAS1 | 60 | 60 | Q1 2024 |  | Wind Turbine | Onshore | 10 | 10 | Asynchronous | 6 | 6 | TBC | TBC | T00020
TasNetworks | 202212191300 | N/004738 | Material change to connection enquiry (NER 5.3.8(d1)) | 2022-10-11 | 2022-12-15 | Active | Equis Wind (Australia) Projects (Penguin) Pty Ltd | 25 530 477 836 |  | Low Head Wind Farm Stg I | George Town LGA | TAS1 | 60 | 60 |  | Q1 2024 | Wind Turbine | Onshore | 10 | 10 | Asynchronous | 6 | 6 | TBC | TBC | T00020
TasNetworks | 202210031405 | N/004738 | Material change to connection enquiry (NER 5.3.8(d1)) | 2022-07-01 | 2022-09-19 | Active | Equis Development | 31152875708 |  | Low Head Wind Farm | George Town LGA | TAS1 | 60 | 60 |  |  | Wind Turbine | Onshore | 10 | 10 | Asynchronous | 6 | 6 | TBC | TBC | T00020
TasNetworks | 202212191300 | N/009216 | New connection enquiry (NER 5.3) | 2022-09-26 | 2022-12-15 | Active | Connorville Estates Pty Ltd | 19 009 476 046 |  | Northern Midlands Solar Farm | Northern Midlands LGA | TAS1 | 288 | 288 |  | Q3 2024 | Solar PV | Fixed | 69 | 69 | Asynchronous | 4.2 | 4.2 | TBC | TBC | T00021
TasNetworks | 202212191300 | N/009208 | New connection enquiry (NER 5.3) | 2022-10-05 | 2022-12-15 | Active | ACEN North East Tasmania Pty Ltd | 51 628 710 234 |  | North East Wind | Dorset LGA | TAS1 |  | 1260 |  | Q1 2028 | Wind Turbine | Onshore |  | 175 | Asynchronous |  | 7.2 | TBC | TBC | T00022
TasNetworks | 202212191300 | N/007564 | New connection enquiry (NER 5.3) | 2022-10-21 | 2022-12-15 | Active | West Coast Renewables Energy Pty Ltd | 31 633 216 163 |  | Whaleback Ridge Wind Farm | West Coast LGA | TAS1 | 288 | 288 |  | Q1 2025 | Wind Turbine | Onshore | 40 | 40 | Asynchronous | 7.2 | 7.2 | TBC | TBC | T00023
TasNetworks | 202403211100 | N/009207 | New connection enquiry (NER 5.3) | 2022-12-07 | 2022-12-15 | Withdrawn | Equis Wind (Australia) Projects (Penguin) Pty Ltd | 25 530 477 836 |  | Low Head Wind Farm Stg II | George Town LGA | TAS1 | 144 | 144 | Q3 2027 |  | Wind Turbine | Onshore | 18 | 18 | Asynchronous | 8 | 8 | TBC | TBC | T00024
TasNetworks | 202212191300 | N/009207 | New connection enquiry (NER 5.3) | 2022-12-07 | 2022-12-15 | Active | Equis Wind (Australia) Projects (Penguin) Pty Ltd | 25 530 477 836 |  | Low Head Wind Farm Stg II | George Town LGA | TAS1 | 144 | 144 |  | Q3 2027 | Wind Turbine | Onshore | 18 | 18 | Asynchronous | 8 | 8 | TBC | TBC | T00024
TasNetworks | 202303191300 | N/000694 | Material change to application to connect (NER 5.3.8(e)) | 2023-03-03 | 2023-03-19 | Active | Sun Spot 9 Pty Ltd | 41 633 210 090 |  | Cimitiere Plains Solar Farm | George Town LGA | TAS1 | 288 | 288 |  | 2027-06-30 | Solar PV | Fixed | 84 | 84 | Asynchronous |  |  |  |  | T00026
TasNetworks | 202106211230 | N/006499 | New connection enquiry (NER 5.3) | 2021-05-07 | 2021-05-12 | Active | West Coast Renewables | 31 633 216 163 |  | George Town Wind Farm | George Town LSA, immediately east of George Town Substation | TAS1 |  | 232 |  | 2024-01-01 | Wind Turbine | Onshore |  | 40 | Asynchronous |  | 5.8 |  |  | T00026
TasNetworks | 202303191300 | N/009371 | New connection enquiry (NER 5.3) | 2023-01-31 | 2023-03-19 | Active | The Trustee for Equis Wind (Australia) Cellars Hill Asset Trust | 73 713 079 662 |  | Cellars Hill Wind Farm | Central Highlands LGA | TAS1 | 400 | 400 |  | 2027-09-30 | Wind Turbine | Onshore | 50 | 50 | Asynchronous | 8 | 8 |  |  | T00027
TasNetworks | 202303191300 | N/009371 | New connection enquiry (NER 5.3) | 2023-01-31 | 2023-03-19 | Active | The Trustee for Equis Wind (Australia) Cellars Hill Asset Trust | 73 713 079 662 |  | Cellars Hill BESS | Central Highlands LGA | TAS1 | 150 | 150 |  | 2027-09-30 | Storage | Battery | 60 | 60 | Asynchronous | 2.5 | 2.5 |  |  | T00027
TasNetworks | 202312151100 | N/009373 | Material change to connection enquiry (NER 5.3.8(d1)) | 2023-11-15 | 2023-11-28 | Withdrawn | Goldwind Australia Pty Ltd | 32 140 108 390 |  | Bashan 1 Wind Farm | Central Highlands LGA | TAS1 | 144 | 144 |  | 2027-09-30 | Wind Turbine | Onshore | 20 | 20 | Asynchronous | 7.2 | 7.2 |  |  | T00028
TasNetworks | 202303191300 | N/009373 | New connection enquiry (NER 5.3) | 2022-12-21 | 2023-03-19 | Active | Goldwind Australia Pty Ltd | 32 140 108 390 |  | Bashan 1 Wind Farm | Central Highlands LGA | TAS1 | 144 | 144 |  | 2027-09-30 | Wind Turbine | Onshore | 20 | 20 | Asynchronous | 7.2 | 7.2 |  |  | T00028
TasNetworks | 202312151100 | N/009472 | Material change to connection enquiry (NER 5.3.8(d1)) | 2023-11-15 | 2023-11-28 | Withdrawn | Goldwind Australia Pty Ltd | 32 140 108 390 |  | Bashan 2 Wind Farm | Central Highlands LGA | TAS1 | 144 | 144 |  | 2027-09-30 | Wind Turbine | Onshore | 20 | 20 | Asynchronous | 7.2 | 7.2 |  |  | T00029
TasNetworks | 202303191300 | N/009472 | New connection enquiry (NER 5.3) | 2022-12-21 | 2023-03-19 | Active | Goldwind Australia Pty Ltd | 32 140 108 390 |  | Bashan 2 Wind Farm | Central Highlands LGA | TAS1 | 144 | 144 |  | 2027-09-30 | Wind Turbine | Onshore | 20 | 20 | Asynchronous | 7.2 | 7.2 |  |  | T00029
TasNetworks | 202303191300 | N/009375 | New connection enquiry (NER 5.3) | 2023-01-19 | 2023-03-19 | Active | Gravitas | 58 601 820 231 |  | Hobart Show Grounds BESS | Glenorchy LGA | TAS1 | 11 | 11 |  |  | Storage | Battery | TBC | TBC | Asynchronous |  |  |  |  | T00030
TasNetworks | 202306190800 | N/009834 | New connection enquiry (NER 5.3) | 2023-05-24 | 2023-06-19 | Active | Climate Capital Pty Ltd | 15 124 253 390 |  | Wesley Vale Solar Farm | Latrobe | TAS1 | 20 | 20 |  | 2024-05-01 | Solar PV | Fixed | 4 | 4 | Asynchronous | 4.95 | 4.95 |  |  | T00031
TasNetworks | 202309191100 | N/009835 | New connection enquiry (NER 5.3) | 2023-06-21 | 2023-06-28 | Active | Goldwind Australia Pty Ltd | 32 140 108 390 |  | Hollow Tree Wind Farm | Bothwell | TAS1 | 421 |  |  | Not Provided | Wind Turbine | Fixed | TBC | 54 | Asynchronous | TBC | 7.8 |  | 421 | T00032
TasNetworks | 202312151100 | N/010221 | New connection enquiry (NER 5.3) | 2023-11-15 | 2023-11-28 | Active | Goldwind Australia Pty Ltd | 32 140 108 390 |  | Bashan Wind Farm | Waddamana | TAS1 |  | 432 | 2027-09-01 |  | Wind Turbine | Onshore | Not Provided | 56 | Asynchronous | Not Provided | 7.8 |  |  | T00033
AEMO Vic | 202303191300 | 70 | New application to connect (NER 5.3) | 2022-09-26 | 2022-09-26 | Active | Syncline Energy Pty Ltd | 26 117 458 803 |  | Melton Renewable Energy Hub | Moorabool | VIC1 | 600 | 600 |  | 2025-06-24 | Storage |  |  |  | Asynchronous |  |  |  |  | V00001
AEMO Vic | 43907 | 657 | New connection enquiry (NER 5.3) | 2020-01-24 | 2020-01-24 | Active | Syncline Energy Pty Ltd | 26 117 458 803 |  | Melton Renewable Energy Hub | Moorabool | VIC1 | 600 | 600 |  | 2021-06-01 | Storage |  |  |  | Asynchronous |  |  |  |  | V00001
AEMO Vic | 202309191100 | 67 | New connection enquiry (NER 5.3) | 2023-09-19 | 2023-09-19 | Withdrawn | Syncline Energy Pty Ltd |  | 26 117 458 803 | Lovely Banks Renewable Energy Hub | Plumpton | VIC1 | 400 | 400 | 2021-06-01 | 2021-06-01 | Storage | Battery | [7 empty] | V00002
AEMO Vic | 202303191300 | 67 | New connection enquiry (NER 5.3) | 2020-01-24 | 2020-01-24 | Complete | Syncline Energy Pty Ltd | 26 117 458 803 |  | Lovely Banks Renewable Energy Hub | Plumpton | VIC1 | 400 |  |  |  | Storage |  |  |  | Asynchronous |  |  | 410 |  | V00002
AEMO Vic | 43907 | 67 | New connection enquiry (NER 5.3) | 2020-01-24 | 2020-01-24 | Active | Syncline Energy Pty Ltd | 26 117 458 803 |  | Lovely Banks Renewable Energy Hub | Plumpton | VIC1 | 400 |  |  | 2021-06-01 | Storage |  |  |  | Asynchronous |  |  | 410 |  | V00002
AEMO Vic | 202103190000 | 83 | New application to connect (NER 5.3) | 2021-01-20 | 2021-01-20 | Active | Maoneng Australia Pty Ltd | 16 610 857 746 |  | Mornington BESS | Tyabb | VIC1 |  | 240 |  | 2021-11-01 | Storage |  |  |  | Asynchronous |  |  |  |  | V00003
AEMO Vic | 43907 | 83 | New connection enquiry (NER 5.3) | 2020-02-27 | 2020-02-27 | Active | Maoneng Australia Pty Ltd | 16 610 857 746 |  | Mornington BESS | Tyabb | VIC1 | 120 |  |  | 2020-11-01 | Storage |  | 60 |  | Asynchronous |  |  | 2.2 |  | V00003
AEMO Vic | 43907 | 18 | New application to connect (NER 5.3) | 2020-03-03 | 2020-03-03 | Active | Westwind Energy Pty Ltd | 94 109 132 201 |  | Golden Plains Wind Farm -Stage 1 | Barunah Park | VIC1 | 730 |  |  | 2024-12-31 | Wind Turbine |  | 258 |  | Asynchronous |  |  | 5.5 |  | V00004
AEMO Vic | 43907 | 317 | New connection enquiry (NER 5.3) | 2020-01-02 | 2020-01-02 | Active | Acciona Solar Pty Ltd | 53 618 445 177 |  | Kerang Solar Farm | Kerang | VIC1 | 53 |  |  | 2020-12-01 | Solar PV |  | 38 |  | Asynchronous |  | 1 | 1.4 |  | V00005
AEMO Vic | 202303191300 | 177 | New application to connect (NER 5.3) | 2022-01-09 | 2022-01-09 | Active | Aceenergy Pty Ltd | 51 007 207 347 |  | Terang BESS | Terang | VIC1 | 100 |  |  | 2021-03-01 | Storage |  | 44 |  | Asynchronous |  |  | 2.5 |  | V00006
AEMO Vic | 43907 | 177 | New connection enquiry (NER 5.3) | 2020-01-06 | 2020-01-06 | Active | Aceenergy Pty Ltd | 51 007 207 347 |  | Terang BESS | Terang | VIC1 | 100 |  |  | 2021-03-01 | Storage |  | 44 |  | Asynchronous |  |  | 2.5 |  | V00006
AEMO Vic | 202403211100 | 291 | New connection enquiry (NER 5.3) | 2023-12-07 | 2023-12-07 | Active | International Power (Australia) Pty Ltd (trading as ENGIE) | 59 092 560 793 |  | Project Ironwood (Hazelwood Power Station BESS) | Hazelwood | VIC1 |  | 40 | 2027-06-30 | 2027-09-30 | Storage | [8 empty] | V00007
AEMO Vic | 202309191100 |  | New application to connect (NER 5.3) |  |  | Complete | International Power (Energy) Pty Ltd | 59 092 560 793 |  | Hazelwood Battery Energy Storage System Facility | Hazelwood | VIC1 | 150 |  |  | 2023-03-20 | Storage |  |  |  | Asynchronous |  |  |  |  | V00007
AEMO Vic | 202006170000 | 673 | New connection enquiry (NER 5.3) | 2020-03-13 | 2020-03-13 | Active | International Power (Energy) Pty Ltd | 59 092 560 793 |  | Hazelwood Battery Energy Storage System Facility | Hazelwood | VIC1 | 413 |  |  | 2020-12-01 | Storage |  |  | 162 | Asynchronous |  | 2.55 |  | 2.55 | V00007
AEMO Vic | 202006170000 | 688 | New connection enquiry (NER 5.3) | 2020-03-19 | 2020-03-19 | Active | Clean Technology Partners | 19 149 191 337 |  | Little River Solar Farm | Little River | VIC1 | 279 |  |  | 2022-07-01 | Solar PV |  |  | 100 | Asynchronous |  | 2.79 |  | 3 | V00008
AEMO Vic | 202309191100 | 65 | New connection enquiry (NER 5.3) | 2020-12-01 | 2020-12-01 | Withdrawn | Canadian Solar (Australia) Pty Ltd | 61 149 125 020 |  | Latrobe Solar Farm | Morwell | VIC1 | 400 | 400 | 2021-09-30 | 2021-09-30 | Solar PV | [8 empty] | V00009
AEMO Vic | 202006170000 | 65 | New connection enquiry (NER 5.3) | 2020-03-04 | 2020-03-04 | Active | Canadian Solar (Australia) Pty Ltd | 61 149 125 020 |  | Latrobe Solar Farm | Morwell | VIC1 | 400 |  |  | 2021-09-30 | Solar PV |  |  | 115 | Asynchronous |  | 3.5 |  |  | V00009
AEMO Vic | 202303191300 | 77 | New connection enquiry (NER 5.3) | 2020-04-17 | 2020-04-17 | Cancelled | Maoneng Australia Pty Ltd | 16 601 857 746 |  | South Morang Battery Energy Storage System | South Morang | VIC1 | 156 |  |  | 2021-04-01 | Storage |  |  | 78 | Asynchronous |  |  |  |  | V00010
AEMO Vic | 202006170000 | 77 | New connection enquiry (NER 5.3) | 2020-04-17 | 2020-04-17 | Active | Maoneng Australia Pty Ltd | 16 601 857 746 |  | South Morang Battery Energy Storage System | South Morang | VIC1 | 156 |  |  | 2021-04-01 | Storage |  |  | 78 | Asynchronous |  |  |  |  | V00010
AEMO Vic | 202403211100 | 224 | New application to connect (NER 5.3) | 2024-01-02 | 2024-01-02 | Active | Akaysha Energy | 49 649 223 987 |  | Elaine BESS | Elaine | VIC1 |  | 300 | 2025-08-01 | 2026-08-01 | Storage | [8 empty] | V00011
AEMO Vic | 202309191100 | 54 | New connection enquiry (NER 5.3) | 2023-02-02 | 2023-02-02 | Withdrawn | ACEnergy Pty Ltd |  | 89 628 883 447 | Elaine Battery Energy Storage System | Elaine | VIC1 | 300 | 300 | 2021-06-01 | 2021-06-01 | Storage | Battery | [7 empty] | V00011
AEMO Vic | 202210031405 | 224 | New connection enquiry (NER 5.3) | 2022-06-27 | 2022-06-27 | Active | Akaysha Energy Pty Ltd | 49649223987 |  | Elaine BESS | Elaine | VIC1 |  | 300 |  | 2024-09-01 | Storage | Battery |  |  | Asynchronous |  |  |  |  | V00011
AEMO Vic | 202006170000 | 54 | New connection enquiry (NER 5.3) | 2020-03-30 | 2020-03-30 | Active | ACEenergy Pty Ltd on behalf of Energy Storage Project No 3 Pty Ltd | 89 628 883 447 |  | Elaine Battery Energy Storage System | Elaine | VIC1 | 300 |  |  | 2021-06-01 | Storage |  |  | 115 | Asynchronous |  |  |  | 2.9 | V00011
AEMO Vic | 202303191300 | 72 | New connection enquiry (NER 5.3) | 2020-04-17 | 2020-04-17 | Cancelled | Maoneng Australia Pty Ltd | 16 601 857 746 |  | Morwell Battery Energy Storage System | Morwell | VIC1 | 230 |  |  | 2021-04-01 | Storage |  |  | 116 | Asynchronous |  |  |  |  | V00012
AEMO Vic | 202006170000 | 72 | New connection enquiry (NER 5.3) | 2020-04-17 | 2020-04-17 | Active | Maoneng Australia Pty Ltd | 16 601 857 746 |  | Morwell Battery Energy Storage System | Morwell | VIC1 | 230 |  |  | 2021-04-01 | Storage |  |  | 116 | Asynchronous |  |  |  |  | V00012
AEMO Vic | 202303191300 | 693 | New connection enquiry (NER 5.3) | 2020-05-19 | 2020-05-19 | Cancelled | Neoen Australia Pty Ltd | 57 160 905 706 |  | Navarre Wind Farm | Navarre | VIC1 | 526 |  |  | 2024-12-01 | Wind Turbine |  |  | 94 | Asynchronous |  | 5.59 |  |  | V00013
AEMO Vic | 202006170000 | 693 | New connection enquiry (NER 5.3) | 2020-05-19 | 2020-05-19 | Active | Neoen Australia Pty Ltd | 57 160 905 706 |  | Navarre Wind Farm | Navarre | VIC1 | 526 |  |  | 2024-12-01 | Wind Turbine |  |  | 94 | Asynchronous |  | 5.59 |  |  | V00013
AEMO Vic | 202006170000 | 695 | New connection enquiry (NER 5.3) | 2020-05-15 | 2020-05-15 | Active | Maoneng Australia Pty Ltd | 16 601 857 746 |  | Cranbourne Battery Energy Storage System | Cranbourne | VIC1 | 240 |  |  | 2021-04-01 | Storage |  |  | 60 | Asynchronous |  | 4 |  |  | V00014
AEMO Vic | 202012180000 | 689 | New connection enquiry (NER 5.3) | 2020-04-09 | 2020-04-09 | Withdrawn | Energy Australia Pty Ltd | 99 086 014 968 |  | Newport Battery Energy Storage System | Newport | VIC1 |  | 250 |  | 2020-12-01 | Storage |  |  | Not provided | Asynchronous |  |  |  |  | V00015
AEMO Vic | 202006170000 | 689 | New connection enquiry (NER 5.3) | 2020-04-09 | 2020-04-09 | Active | Energy Australia Pty Ltd | 99 086 014 968 |  | Newport Battery Energy Storage System | Newport | VIC1 | 250 |  |  | 2020-12-01 | Storage |  |  |  | Asynchronous |  |  |  |  | V00015
AEMO Vic | 202303191300 | 90 | New connection enquiry (NER 5.3) | 2020-05-22 | 2020-05-22 | Cancelled | Energy Australia Pty Ltd | 99 086 014 968 |  | Yallourn 220kV Connection Gas Turbine | Yallourn | VIC1 | 1000 |  |  | 2031-01-01 | Turbine |  |  | 3 | Synchronous |  | 330 |  |  | V00016
AEMO Vic | 202006170000 | 90 | New connection enquiry (NER 5.3) | 2020-05-22 | 2020-05-22 | Active | Energy Australia Pty Ltd | 99 086 014 968 |  | Yallourn 220kV Connection Gas Turbine | Yallourn | VIC1 | 1000 |  |  | 2031-01-01 | Turbine |  |  | 3 | Synchronous |  | 330 |  |  | V00016
AEMO Vic | 202303191300 | 91 | New connection enquiry (NER 5.3) | 2020-05-22 | 2020-05-22 | Cancelled | Energy Australia Pty Ltd | 99 086 014 968 |  | Yallourn 500kV Connection Gas Turbine | Newport | VIC1 | 1000 |  |  | 2031-01-01 | Turbine |  |  | 3 | Synchronous |  | 330 |  |  | V00017
AEMO Vic | 202006170000 | 91 | New connection enquiry (NER 5.3) | 2020-05-22 | 2020-05-22 | Active | Energy Australia Pty Ltd | 99 086 014 968 |  | Yallourn 500kV Connection Gas Turbine | Newport | VIC1 | 1000 |  |  | 2031-01-01 | Turbine |  |  | 3 | Synchronous |  | 330 |  |  | V00017
AEMO Vic | 202009170000 | 138 | New application to connect (NER 5.3) | 2020-09-11 | 2020-09-11 | Active | Origin Energy | 94 008 289 398 |  | Mortlake BESS | Mortlake Power Station | VIC1 | 300 |  |  |  | Storage |  |  | 210 | Asynchronous |  | 1.42 |  | 1.42 | V00018
AEMO Vic | 202006170000 | 138 | New connection enquiry (NER 5.3) | 2020-05-22 | 2020-05-22 | Active | Origin Energy Power Limited | 93 008 289 398 |  | Mortlake BESS | Mortlake | VIC1 | 300 |  |  | 2020-12-31 | Storage |  |  |  | Asynchronous |  |  |  |  | V00018
AEMO Vic | 202009170000 | 31 | New application to connect (NER 5.3) | 2020-09-03 | 2020-09-03 | Active | Global Power Generation Australia Pty Ltd | 75 130 542 915 |  | Ryans Corner Wind Farm | Hawkesdale | VIC1 | 218.4 |  |  | 2022-07-01 | Wind Turbine |  |  | 55 | Asynchronous |  | 3.96 |  | 3.96 | V00019
AEMO Vic | 202006170000 | 31 | New connection enquiry (NER 5.3) | 2020-05-22 | 2020-05-22 | Active | Global Power Generation Australia Pty Ltd | 75 130 542 915 |  | Ryans Corner Wind Farm | Hawkesdale | VIC1 | 315 |  |  | 2022-07-01 | Wind Turbine |  |  | 75 | Asynchronous |  | 4.2 |  |  | V00019
AEMO Vic | 202009170000 | 71 | New connection enquiry (NER 5.3) | 2020-07-03 | 2020-07-03 | Active | Acciona Solar Pty Ltd |  |  | Tall Tree Wind Farm | Meredith | VIC1 | 285 | ` |  | 2021-12-01 | Wind Turbine |  |  | 50 | Asynchronous |  | 5.7 |  | 5.7 | V00020
AEMO Vic | 202312151100 | 277 | New connection enquiry (NER 5.3) | 2023-08-15 | 2023-08-15 | Active | Acciona Energy Australia Global Pty Ltd | 54 600 910 647 |  | Tall Tree Wind Farm (Meredith Wind Farm) | Meredith | VIC1 | 300 | 300 | 2028-03-30 | 2028-06-30 | Wind Turbine | Offshore | [7 empty] | V00020
AEMO Vic | 202309191100 | 139 | New connection enquiry (NER 5.3) | 2023-09-19 | 2023-09-19 | Withdrawn | Total Eren |  |  | Deer Park Battery Energy Storage System | Deer Park | VIC1 | 50 | 50 | 2021-12-01 | 2021-12-01 | Storage | Battery | [7 empty] | V00021
AEMO Vic | 202210031405 | 162 | New application to connect (NER 5.3) | 2022-06-28 | 2022-06-28 | Active | Lumea |  | 62613686 | Deer Park BESS | Brimbank | VIC1 |  | 280 |  | 2023-12-01 | Storage | Battery |  |  | Asynchronous |  |  |  |  | V00021
AEMO Vic | 202206301600 |  | New connection enquiry (NER 5.3) | 2022-03-17 | 2022-03-17 | Active | Lumea |  | 62613686 | Deer Park BESS | Brimbank | VIC1 | 280 |  |  | 2023-12-01 | Storage | Battery |  |  | Asynchronous |  |  |  |  | V00021
AEMO Vic | 202009170000 | 139 | New connection enquiry (NER 5.3) | 2020-07-13 | 2020-07-13 | Active | Total Eren |  |  | Deer Park Battery Energy Storage System | Deer Park | VIC1 | 50 |  |  | 2021-12-01 | Storage |  |  | 25 | Asynchronous |  | 2 |  | 2 | V00021
AEMO Vic | 202303191300 |  | New application to connect (NER 5.3) |  |  | Active | Tilt Renewables Australia Pty Ltd | 15 101 038 331 |  | Terang Battery Energy Storage System | Terang | VIC1 | 100 |  |  | 2022-04-07 | Storage |  |  | tbc | Asynchronous |  |  |  |  | V00022
AEMO Vic | 202009170000 | 711 | New connection enquiry (NER 5.3) | 2020-07-08 | 2020-07-08 | Active | Tilt Renewables Australia Pty Ltd | 15 101 038 331 |  | Terang Battery Energy Storage System | Terang | VIC1 | 100 |  |  | 2022-04-07 | Storage |  |  | tbc | Asynchronous |  |  |  |  | V00022
AEMO Vic | 202009170000 | 89 | New connection enquiry (NER 5.3) | 2020-07-08 | 2020-07-08 | Active | APA Power Holdings Pty Ltd |  |  | Wollert Gas Turbine | Wollert | VIC1 | 600 |  |  | 2024-01-01 | Turbine |  |  | 2 | Synchronous |  | 300 |  | 300 | V00023
AEMO Vic | 202009170000 | 68 | New connection enquiry (NER 5.3) | 2020-06-12 | 2020-06-12 | Active | Emergent Technologies | 56 606 903 495 |  | Quandong Solar Farm | Quandong | VIC1 | 350 |  |  | 2022-11-01 | Solar PV |  |  | tbc | Asynchronous |  |  |  |  | V00024
AEMO Vic | 202012180000 | 44 | New application to connect (NER 5.3) | 2020-12-15 | 2020-12-15 | Active | ACEN Australia | 83 628 709 259 |  | Axedale Solar Farm Pty Ltd | Fosterville | VIC1 |  | 190 |  | 2022-12-01 | Solar PV |  |  | Not provided | Asynchronous |  |  |  |  | V00025
AEMO Vic | 202012180000 | 44 | New application to connect (NER 5.3) | 2020-12-15 | 2020-12-15 | Active | ACEN Australia | 83 628 709 259 |  | Axedale Solar Farm Pty Ltd | Fosterville | VIC1 |  | 190 |  | 2022-12-01 | Storage |  |  | Not provided | Asynchronous |  |  |  |  | V00025
AEMO Vic | 202009170000 | 44 | New connection enquiry (NER 5.3) | 2020-07-06 | 2020-07-06 | Active | ACEN Australia | 83 628 709 259 |  | Axedale Solar Farm | Fosterville | VIC1 | 190 |  |  | 2022-12-01 | Solar PV |  |  | 64 | Asynchronous |  | 2.96 |  | 2.96 | V00025
AEMO Vic | 202303191300 | 62 | New connection enquiry (NER 5.3) | 2020-07-06 | 2020-07-06 | Cancelled | Maoneng Australia Pty Ltd | 16 610 857 746 |  | Jeeralang Battery Energy Storage System | Jeeralang Junction | VIC1 | 400 |  |  | 2021-12-01 | Storage |  |  | 170 | Asynchronous |  | 2.35 |  | 2.35 | V00026
AEMO Vic | 202009170000 | 62 | New connection enquiry (NER 5.3) | 2020-07-06 | 2020-07-06 | Active | Maoneng Australia Pty Ltd | 16 610 857 746 |  | Jeeralang Battery Energy Storage System | Jeeralang Junction | VIC1 | 400 |  |  | 2021-12-01 | Storage |  |  | 170 | Asynchronous |  | 2.35 |  | 2.35 | V00026
AEMO Vic | 202303191300 | 58 | New application to connect (NER 5.3) | 2023-01-30 | 2023-01-30 | Active | Esco Pacific Holdings Pty Ltd | 70 636 892 647 |  | Horsham Solar Farm & BESS | Horsham | VIC1 |  | 118 |  | 2022-01-10 | Solar PV |  |  |  | Asynchronous |  |  |  |  | V00027
AEMO Vic | 202109190000 | 58 | Material change to connection enquiry (NER 5.3.8(d1)) | 2021-07-20 | 2021-07-20 | Active | Esco Pacific Holdings Pty Ltd | 70 636 892 647 |  | Horsham Solar Farm & BESS | Horsham | VIC1 |  | 118 |  | 2022-01-10 | Solar PV |  |  |  | Asynchronous |  |  |  |  | V00027
AEMO Vic | 202009170000 | 58 | New connection enquiry (NER 5.3) | 2020-09-14 | 2020-09-14 | Active | Esco Pacific Holdings Pty Ltd | 70 636 892 647 |  | Horsham Solar Farm & BESS | Horsham | VIC1 | 118 |  |  | 2022-04-01 | Solar PV |  |  | 35 | Asynchronous |  | 4 |  | 4 | V00027
AEMO Vic | 202009170000 | 88 | New connection enquiry (NER 5.3) | 2020-09-03 | 2020-09-03 | Active | APA Power Holdings Pty Ltd | 57 149 762 121 |  | Winchelsea Power Station | Winchelsea | VIC1 | 220 |  |  | 2023-01-01 | Turbine |  | 12 | 22 | Synchronous |  | 10 |  | 10 | V00028
AEMO Vic | 202009170000 | 79 | New connection enquiry (NER 5.3) | 2020-09-03 | 2020-09-03 | Active | APA Power Holdings Pty Ltd | 57 149 762 121 |  | Stonehaven Power Station | Stonehaven | VIC1 | 220 |  |  | 2023-01-01 | Turbine |  | 12 | 22 | Synchronous |  | 10 |  | 10 | V00029
AEMO Vic | 202303191300 | 95 | New connection enquiry (NER 5.3) | 2020-08-26 | 2020-08-26 | Cancelled | juwi Renewable Energy Pty Ltd | 42 159 228 145 |  | Mallee Solar Park | Mildura | VIC1 | 170 |  |  |  | Solar PV |  |  | 34 | Asynchronous |  | 6.47 |  | 6.47 | V00030
AEMO Vic | 202009170000 | 95 | New connection enquiry (NER 5.3) | 2020-08-26 | 2020-08-26 | Active | juwi Renewable Energy Pty Ltd | 42 159 228 145 |  | Mallee Solar Park | Mildura | VIC1 | 170 |  |  |  | Solar PV |  |  | 34 | Asynchronous |  | 6.47 |  | 6.47 | V00030
AEMO Vic | 202009170000 | 93 | New application to connect (NER 5.3) | 2020-09-07 | 2020-09-07 | Active | Global Power Generation Australia Pty Ltd | 75 130 542 915 |  | Hawkesdale Wind Farm | Hawkesdale | VIC1 | 97 |  |  | 2022-07-01 | Wind Turbine |  |  | 23 | Asynchronous |  | 4.21 |  | 4.21 | V00031
AEMO Vic | 202103190000 | 137 | New application to connect (NER 5.3) | 2021-01-20 | 2021-01-20 | Active | ACEnergy Pty Ltd | 89 628 883 447 |  | Gnarwarre BESS | Gnarwarre | VIC1 |  | 250 |  | 2022-01-01 | Storage |  |  |  | Asynchronous |  |  |  |  | V00033
AEMO Vic | 202009170000 | 137 | New connection enquiry (NER 5.3) | 2020-03-30 | 2020-03-30 | Active | ACEnergy Pty Ltd | 89 628 883 447 |  | Gnarwarre BESS | Gnarwarre | VIC1 | 250 |  |  | 2021-06-01 | Storage |  | 115 |  | Asynchronous |  |  | 2.6 |  | V00033
AEMO Vic | 202309191100 | 98 | New connection enquiry (NER 5.3) | 2023-09-19 | 2023-09-19 | Withdrawn | RES Australia Pty Ltd |  | 55 106 637 754 | Watta Wella Power Station | Stawell | VIC1 | 300 | 300 | 2026-06-01 | 2026-06-01 | Wind Turbine | [8 empty] | V00034
AEMO Vic | 202306190800 | 259 | New connection enquiry (NER 5.3) | 2023-01-17 | 2023-03-01 | Active | RES Australia Pty Ltd | 55 106 637 754 |  | Watta Wella Wind Farm | Joel Joel | VIC1 |  | 376 |  | 2027-05-01 | Wind Turbine | Onshore | [7 empty] | V00034
AEMO Vic | 202012180000 | 98 | New connection enquiry (NER 5.3) | 2020-09-22 | 2020-09-22 | Active | RES Australia Pty Ltd | 55 106 637 754 |  | Watta Wella Power Station | Stawell | VIC1 |  | 300 |  | 2026-06-01 | Wind Turbine |  |  | 44 | Asynchronous |  | 5.6 |  |  | V00034
AEMO Vic | 202309191100 |  | New application to connect (NER 5.3) |  |  | Active | Macquarie Corporate Holdings Pty Ltd | 54 096 705 109 |  | Rangebank BESS | Cranbourne West | VIC1 |  | 200 |  |  | Storage |  |  | 19 | Asynchronous |  | 7.89 |  |  | V00035
AEMO Vic | 202012180000 | 147 | New connection enquiry (NER 5.3) | 2020-11-12 | 2020-11-12 | Active | Macquarie Corporate Holdings Pty Ltd | 54 096 705 109 |  | Rangebank BESS | Cranbourne West | VIC1 |  | 200 |  | 2021-10-01 | Storage |  |  | 19 | Asynchronous |  | 7.89 |  |  | V00035
AEMO Vic | 202303191300 | 100 | New connection enquiry (NER 5.3) | 2020-12-12 | 2020-12-12 | Cancelled | Biscon Energy Australia Pty Ltd | 63 628 361 615 |  | Mansfield Solar Farm | Mansfield | VIC1 |  | 350 |  | 2023-06-01 | Solar PV |  |  | Not provided | Asynchronous |  |  |  |  | V00036
AEMO Vic | 202012180000 | 100 | New connection enquiry (NER 5.3) | 2020-12-12 | 2020-12-12 | Active | Biscon Energy Australia Pty Ltd | 63 628 361 615 |  | Mansfield Solar Farm | Mansfield | VIC1 |  | 350 |  | 2023-06-01 | Solar PV |  |  | Not provided | Asynchronous |  |  |  |  | V00036
AEMO Vic | 202012180000 | 100 | New connection enquiry (NER 5.3) | 2020-12-12 | 2020-12-12 | Active | Biscon Energy Australia Pty Ltd | 63 628 361 615 |  | Mansfield Solar Farm | Mansfield | VIC1 |  |  |  | 2023-06-01 | Storage |  |  | Not provided | Asynchronous |  |  |  |  | V00036
AEMO Vic | 202012180000 | 99 | New connection enquiry (NER 5.3) | 2020-11-18 | 2020-11-18 | Withdrawn | AGL Energy Ltd | 74 115 061 375 |  | Loy Yang A BESS | Loy Yang Power Station | VIC1 |  | 200 |  | 2022-03-01 | Storage |  |  | Not provided | Asynchronous |  |  |  |  | V00038
AEMO Vic | 202303191300 | 96 | New connection enquiry (NER 5.3) | 2020-11-17 | 2020-11-17 | Cancelled | Global Power Generation Australia Pty Ltd | 74 130 542 031 |  | Darlington Wind Farm | Darlington | VIC1 |  | 360 |  | 2024-01-01 | Wind Turbine |  |  | 60 | Asynchronous |  | 6 |  |  | V00039
AEMO Vic | 202012180000 | 96 | New connection enquiry (NER 5.3) | 2020-11-17 | 2020-11-17 | Active | Global Power Generation Australia Pty Ltd | 74 130 542 031 |  | Darlington Wind Farm | Darlington | VIC1 |  | 360 |  | 2024-01-01 | Wind Turbine |  |  | 60 | Asynchronous |  | 6 |  |  | V00039
AEMO Vic | 202303191300 | 205 | New application to connect (NER 5.3) | 2022-11-18 | 2022-11-18 | Active | Tilt Renewables Australia Pty Ltd | 15101038331 |  | LaTrobe Valley BESS | Morwell | VIC1 |  | 100 |  | 2023-11-01 | Storage | Battery |  |  | Asynchronous |  |  |  |  | V00040
AEMO Vic | 202203311700 | 205 | New connection enquiry (NER 5.3) | 2022-02-02 | 2022-02-02 | Active | Tilt Renewables Australia Pty Ltd | 15101038331 |  | LaTrobe Valley BESS | Morwell | VIC1 |  | 100 |  | 2023-11-01 | Storage | Battery |  |  | Asynchronous |  |  |  |  | V00040
AEMO Vic | 202103190000 | 205 | New connection enquiry (NER 5.3) | 2021-01-25 | 2021-01-25 | Active | Tilt Renewables Australia Pty Ltd | 15 101 038 331 |  | LaTrobe Valley BESS | Morwell | VIC1 |  | 150 |  | 2022-07-29 | Storage |  |  | - | Asynchronous |  |  |  |  | V00040
AEMO Vic | 202210031405 | 225 | New connection enquiry (NER 5.3) | 2022-07-25 | 2022-07-25 | Active | FRV Services Australia Pty Ltd | 60151469662 | 151469662 | Winton 30MW Battery | Benalla | VIC1 |  | 30 |  | 2024-10-01 | Storage | Battery | [7 empty] | V00041
AEMO Vic | 202206301600 | 216 | Material change to connection enquiry (NER 5.3.8(d1)) | 2022-04-22 | 2022-04-22 | Active | FRV Services Australia Pty Ltd | 60151469662 | 151469662 | Winton Wetlands Solar and Battery | Benalla | VIC1 |  | 400 |  | 2025-01-01 | Solar PV |  |  | 60 | Asynchronous |  |  |  | 240 | V00041
AEMO Vic | 202206301600 | 216 | Material change to connection enquiry (NER 5.3.8(d1)) | 2022-04-22 | 2022-04-22 | Active | FRV Services Australia Pty Ltd | 60151469662 | 151469662 | Winton Wetlands Solar and Battery | Benalla | VIC1 |  | 400 |  | 2025-01-01 | Storage | Battery |  | 60 | Asynchronous |  |  |  | 240 | V00041
AEMO Vic | 202303191300 | 141 | New connection enquiry (NER 5.3) | 2021-02-12 | 2021-02-12 | Cancelled | Wind Prospect Pty Ltd | 22 091 885 924 |  | Lubeck Wind Farm | Wal Wal | VIC1 |  | 108 |  | 2027-01-01 | Wind Turbine |  |  | 18 | Asynchronous |  | 6 |  |  | V00042
AEMO Vic | 202103190000 | 41 | New connection enquiry (NER 5.3) | 2021-02-12 | 2021-02-12 | Active | Wind Prospect Pty Ltd | 22 091 885 924 |  | Lubeck Wind Farm | Wal Wal | VIC1 |  | 108 |  | 2027-01-01 | Wind Turbine |  |  | 18 | Asynchronous |  | 6 |  |  | V00042
AEMO Vic | 202303191300 | 140 | New connection enquiry (NER 5.3) | 2021-02-12 | 2021-02-12 | Cancelled | Wind Prospect Pty Ltd | 22 091 885 924 |  | Tulkara Wind Farm | Joel Joel | VIC1 |  | 234 |  | 2027-01-01 | Wind Turbine |  |  | 39 | Asynchronous |  | 6 |  |  | V00043
AEMO Vic | 202103190000 | 140 | New connection enquiry (NER 5.3) | 2021-02-12 | 2021-02-12 | Active | Wind Prospect Pty Ltd | 22 091 885 924 |  | Tulkara Wind Farm | Joel Joel | VIC1 |  | 234 |  | 2027-01-01 | Wind Turbine |  |  | 39 | Asynchronous |  | 6 |  |  | V00043
AEMO Vic | 202103190000 | 78 | New application to connect (NER 5.3) | 2021-01-27 | 2021-01-27 | Active | Star of the South Wind Farm Pty Ltd | 68 239 717 297 |  | Star of the South Wind Farm | Gippsland | VIC1 |  | 2200 |  | 2024-01-01 | Wind Turbine |  |  |  | Asynchronous |  |  |  |  | V00044
AEMO Vic | 202309191100 | 152 | New application to connect (NER 5.3) | 2023-04-26 | 2023-04-26 | Active | Flow Power Pty Ltd |  | 51 111 418 270 | Bennett's Creek BESS | Morwell | VIC1 | 100 | 100 | 2024-07-22 | 2025-12-01 | Storage | Battery | [7 empty] | V00045
AEMO Vic | 202106180000 | 152 | New connection enquiry (NER 5.3) | 2021-05-25 | 2021-05-25 | Active | Flow Power Pty Ltd | 51 111 418 270 |  | Bennett's Creek BESS | Morwell | VIC1 |  | 100 |  | 2022-01-10 | Storage |  |  |  | Asynchronous |  |  |  |  | V00045
AEMO Vic | 202106180000 | 149 | New connection enquiry (NER 5.3) | 2021-05-24 | 2021-05-24 | Active | Acciona Energy | 54 600 910 647 |  | Waubra North Wind Farm | Waubra | VIC1 |  | 307 |  | 2024-01-12 | Wind Turbine |  | 54 | 54 | Asynchronous |  | 5.7 |  |  | V00046
AEMO Vic | 202106180000 | 151 | New connection enquiry (NER 5.3) | 2021-05-21 | 2021-05-21 | Active | FRV Services Australia Pty Ltd | 60 151 469 662 |  | Birkins Solar Farm | Carwarp | VIC1 |  | 200 |  | 2024-01-01 | Storage |  |  |  | Asynchronous |  |  |  |  | V00047
AEMO Vic | 202106180000 | 151 | New connection enquiry (NER 5.3) | 2021-05-21 | 2021-05-21 | Active | FRV Services Australia Pty Ltd | 60 151 469 662 |  | Birkins Solar Farm | Carwarp | VIC1 |  | 400 |  | 2024-01-01 | Solar PV |  | 100 | 100 | Asynchronous |  | 4.4 |  |  | V00047
AEMO Vic | 202106180000 | 151 | New connection enquiry (NER 5.3) | 2021-05-21 | 2021-05-21 | Active | FRV Services Australia Pty Ltd | 60 151 469 662 |  | Birkins Solar Farm | Carwarp | VIC1 |  | 100 |  | 2024-01-01 | Hydrogen |  |  |  | Asynchronous |  |  |  |  | V00047
AEMO Vic | 202106180000 | 150 | New connection enquiry (NER 5.3) | 2021-05-19 | 2021-05-19 | Active | Wind Prospect Pty Ltd | 22 091 885 924 |  | Willatook Wind Farm | Tarrone | VIC1 |  | 450 |  | 2025-01-01 | Wind Turbine |  | 75 | 75 | Asynchronous |  | 6 |  |  | V00050
AEMO Vic | 202309191100 | 226 | New connection enquiry (NER 5.3) | 2023-09-19 | 2023-09-19 | On-Hold | Shell New Energies Australia Pty Ltd | 95 630 182 606 |  | Gippsland Offshore Wind (Shell) | Gippsland Offshore | VIC1 | 2000 | 2000 | 2032-12-01 | 2032-12-01 | Wind Turbine | Offshore | [7 empty] | V00051
AEMO Vic | 202309191100 | 226 | New connection enquiry (NER 5.3) | 2022-08-04 | 2022-08-04 | Active | Shell New Energies Australia Pty Ltd | 95 630 182 606 |  | Gippsland Offshore Wind (Shell) | Gippsland Offshore | VIC1 | 2000 | 2000 | 2032-12-01 | 2032-12-01 | Wind Turbine | Offshore | [7 empty] | V00051
AEMO Vic | 202210031405 | 226 | New connection enquiry (NER 5.3) | 2022-08-04 | 2022-08-04 | Active | Shell New Energies Australia Pty Ltd | 95630182606 |  | Gippland Offshore Wind | Gippsland Offshore | VIC1 |  | 2000 |  | 2032-01-01 | Turbine | [8 empty] | V00051
AEMO Vic | 202303191300 | 153 | New connection enquiry (NER 5.3) | 2021-06-01 | 2021-06-01 | Cancelled | Vena Energy Services (Australia) Pty Ltd | 89 609 132 747 |  | Heywood BESS | Horsham | VIC1 |  | 400 |  | 2024-12-01 | Storage |  |  |  | Asynchronous |  |  |  |  | V00052
AEMO Vic | 202109190000 | 153 | New connection enquiry (NER 5.3) | 2021-06-01 | 2021-06-01 | Active | Vena Energy Services (Australia) Pty Ltd | 89 609 132 747 |  | Heywood BESS | Horsham | VIC1 |  | 400 |  | 2024-12-01 | Storage |  |  |  | Asynchronous |  |  |  |  | V00052
AEMO Vic | 202303191300 | 153 | New connection enquiry (NER 5.3) | 2021-06-01 | 2021-06-01 | Cancelled | Vena Energy Services (Australia) Pty Ltd | 89 609 132 747 |  | Haunted Gully | Horsham | VIC1 |  | 400 |  | 2024-12-01 | Storage |  |  |  | Asynchronous |  |  |  |  | V00053
AEMO Vic | 202109190000 | 153 | New connection enquiry (NER 5.3) | 2021-06-01 | 2021-06-01 | Active | Vena Energy Services (Australia) Pty Ltd | 89 609 132 747 |  | Haunted Gully | Horsham | VIC1 |  | 400 |  | 2024-12-01 | Storage |  |  |  | Asynchronous |  |  |  |  | V00053
AEMO Vic | 202303191300 | 153 | New connection enquiry (NER 5.3) | 2021-06-01 | 2021-06-01 | Cancelled | Vena Energy Services (Australia) Pty Ltd | 89 609 132 747 |  | Connewarren BESS | Horsham | VIC1 |  | 400 |  | 2024-12-01 | Storage |  |  |  | Asynchronous |  |  |  |  | V00054
AEMO Vic | 202109190000 | 153 | New connection enquiry (NER 5.3) | 2021-06-01 | 2021-06-01 | Active | Vena Energy Services (Australia) Pty Ltd | 89 609 132 747 |  | Connewarren BESS | Horsham | VIC1 |  | 400 |  | 2024-12-01 | Storage |  |  |  | Asynchronous |  |  |  |  | V00054
AEMO Vic | 202309191100 | 156 | New application to connect (NER 5.3) | 2023-09-19 | 2023-09-19 | Withdrawn | ACE Power | 649 600 162 |  | Redcliffs Solar & BESS | Mortlake | VIC1 | 60 |  | 2024-03-01 | 2024-03-01 | Other | Other | [7 empty] | V00055
AEMO Vic | 202109190000 | 156 | New connection enquiry (NER 5.3) | 2021-06-11 | 2021-06-11 | Active | ACE Power |  | 649 600 162 | Redcliffs Solar & BESS | Mortlake | VIC1 |  | 60 |  | 2024-03-01 | Storage |  |  |  | Asynchronous |  |  |  |  | V00055
AEMO Vic | 202109190000 | 156 | New application to connect (NER 5.3) | 2021-08-26 | 2021-08-26 | Active | ACE Power |  | 649 600 162 | Redcliffs Solar & BESS | Mortlake | VIC1 |  | 60 |  | 2024-03-01 | Storage |  |  |  | Asynchronous |  |  |  |  | V00055
AEMO Vic | 202303191300 | 157 | New connection enquiry (NER 5.3) | 2021-07-09 | 2021-07-09 | Cancelled | Venn Artibit Group Pty Ltd | 42 632 214 674 |  | Moonah Solar Farm | Redcliffs | VIC1 |  | 230 |  | 2024-03-01 | Solar PV |  |  |  | Asynchronous |  |  |  |  | V00056
AEMO Vic | 202109190000 | 157 | New connection enquiry (NER 5.3) | 2021-07-09 | 2021-07-09 | Active | Venn Artibit Group Pty Ltd | 42 632 214 674 |  | Moonah Solar Farm | Redcliffs | VIC1 |  | 230 |  | 2024-03-01 | Solar PV |  |  |  | Asynchronous |  |  |  |  | V00056
AEMO Vic | 202109190000 | 154 | New application to connect (NER 5.3) | 2021-08-19 | 2021-08-19 | Active | Clean Technologies Partners | 19 149 191 337 |  | Meadow Creek Solar Farm | Docker | VIC1 |  | 500 |  | 2023-07-01 | Solar PV |  |  |  | Asynchronous |  |  |  |  | V00057
AEMO Vic | 202109190000 | 154 | New connection enquiry (NER 5.3) | 2021-07-02 | 2021-07-02 | Active | Clean Technologies Partners | 19 149 191 337 |  | Meadow Creek Solar Farm | Docker | VIC1 |  | 500 |  | 2023-07-01 | Solar PV |  |  |  | Asynchronous |  |  |  |  | V00057
AEMO Vic | 202109190000 | 155 | New connection enquiry (NER 5.3) | 2021-06-23 | 2021-06-23 | Active | Venn Artibit Group Pty Ltd | 42 632 214 674 |  | Cooba Solar Farm | Cornella East | VIC1 |  | 270 |  | 2023-06-01 | Solar PV |  |  |  | Asynchronous |  |  |  |  | V00058
AEMO Vic | 202109190000 | 155 | New application to connect (NER 5.3) | 2021-08-23 | 2021-08-23 | Active | Venn Artibit Group Pty Ltd | 42 632 214 674 |  | Cooba Solar Farm | Cornella East | VIC1 |  | 270 |  | 2023-06-01 | Solar PV |  |  |  | Asynchronous |  |  |  |  | V00058
AEMO Vic | 202403211100 | 194 | New connection enquiry (NER 5.3) | 2024-03-13 | 2024-03-13 | Withdrawn | Wimmera Plains Energy Facility Pty Ltd | 59 634 067 664 |  | Wimmera Plains Wind Farm | Wallup | VIC1 |  | 416 |  | 2026-06-01 | Wind Turbine | [8 empty] | V00059
AEMO Vic | 202403211100 | 194 | New connection enquiry (NER 5.3) | 2023-10-16 | 2023-10-16 | Active | Wimmera Plains Energy Facility Pty Ltd | 58 634 067 664 |  | Wimmera Plains Wind Farm | Wallup | VIC1 |  | 416 |  | 2026-06-01 | Wind Turbine | [8 empty] | V00059
AEMO Vic | 202112190000 | 194 | New connection enquiry (NER 5.3) | 2021-11-26 | 2021-11-26 | On-Hold | Wimmera Plains Energy Facility Pty Ltd | 58 634 067 664 |  | Wimmera Plains Wind Farm | Vic | VIC1 |  | 416 |  | 2026-06-01 | Wind Turbine |  |  |  | Asynchronous |  |  |  |  | V00059
AEMO Vic | 202303191300 | 66 | New application to connect (NER 5.3) | 2023-01-02 | 2023-01-02 | Active | Elgin Energy Pty Ltd | 95 629 627 416 |  | Melbourne Renewable Energy Complex | Little River | VIC1 |  | 250 |  | 2022-07-01 | Solar PV |  |  | 85 | Asynchronous |  |  |  | 4.4 | V00060
AEMO Vic | 202112190000 | 66 | New connection enquiry (NER 5.3) | 2021-10-01 | 2021-10-01 | Active | Elgin Energy Pty Ltd | 95 629 627 416 |  | Melbourne Renewable Energy Complex | Little River | VIC1 |  | 250 |  | 2022-07-01 | Solar PV |  |  | 85 | Asynchronous |  |  |  | 4.4 | V00060
AEMO Vic | 202112190000 | 66 | New connection enquiry (NER 5.3) | 2021-10-01 | 2021-10-01 | Active | Elgin Energy Pty Ltd | 95 629 627 416 |  | Melbourne Renewable Energy Complex | Little River | VIC1 |  | 250 |  | 2022-07-01 | Storage | Battery |  | 79 | Asynchronous |  |  |  | 3.8 | V00060
AEMO Vic | 202309191100 | 17 | New application to connect (NER 5.3) | 2023-06-15 | 2023-06-15 | Active | Golden Plains Wind Farm Pty Ltd | 69 549 774 394 |  | Golden Plains Wind Farm - Stage 2 | Rokewood | VIC1 | 767 | 767 | 2026-09-30 | 2027-06-30 | Wind Turbine |  |  |  | Asynchronous |  |  |  |  | V00061
AEMO Vic | 202112190000 | 17 | New connection enquiry (NER 5.3) | 2021-10-04 | 2021-10-04 | Active | Golden Plains Wind Farm Management Pty Ltd | 69 549 774 394 |  | Golden Plains Wind Farm - Stage 2 | Rokewood | VIC1 |  | 767 |  | 2024-07-01 | Wind Turbine |  |  |  | Asynchronous |  |  |  |  | V00061
AEMO Vic | 202303191300 | 185 | New connection enquiry (NER 5.3) | 2021-10-04 | 2021-10-04 | Cancelled | Fera Australia Pty Ltd | 36 637 473 637 |  | Seymour Wind Farm | Alexandra | VIC1 |  | 600 |  | 2026-01-01 | Wind Turbine |  |  |  | Asynchronous |  |  |  |  | V00062
AEMO Vic | 202112190000 | 185 | New connection enquiry (NER 5.3) | 2021-10-04 | 2021-10-04 | Active | Fera Australia Pty Ltd | 36 637 473 637 |  | Seymour Wind Farm | Alexandra | VIC1 |  | 600 |  | 2026-01-01 | Wind Turbine |  |  |  | Asynchronous |  |  |  |  | V00062
AEMO Vic | 202303191300 | 190 | New application to connect (NER 5.3) | 2022-09-30 | 2022-09-30 | Active | ACEnergy | 89 628 883 447 |  | Pine Lodge BESS | Pine Lodge | VIC1 |  | 250 |  | 2023-05-01 | Storage |  |  |  | Asynchronous |  |  |  |  | V00063
AEMO Vic | 202112190000 | 190 | New connection enquiry (NER 5.3) | 2021-11-03 | 2021-11-03 | Active | ACEnergy | 89 628 883 447 |  | Pine Lodge BESS | Pine Lodge | VIC1 |  | 250 |  | 2023-05-01 | Storage |  |  |  | Asynchronous |  |  |  |  | V00063
AEMO Vic | 202303191300 | 191 | New connection enquiry (NER 5.3) | 2021-11-03 | 2021-11-03 | Cancelled | ACEnergy | 89 628 883 447 |  | Ballarat North BESS | Kooroochaeng | VIC1 |  | 250 |  | 2023-05-01 | Storage |  |  |  | Asynchronous |  |  |  |  | V00064
AEMO Vic | 202112190000 | 191 | New connection enquiry (NER 5.3) | 2021-11-03 | 2021-11-03 | Active | ACEnergy | 89 628 883 447 |  | Ballarat North BESS | Kooroochaeng | VIC1 |  | 250 |  | 2023-05-01 | Storage |  |  |  | Asynchronous |  |  |  |  | V00064
AEMO Vic | 202312151100 | 192 | New connection enquiry (NER 5.3) | 2021-06-12 | 2021-06-12 | On-Hold | ACEnergy |  | 653 663 435 | Glenbrae BESS | Glenbrae | VIC1 | 250 | 250 |  | 2024-04-01 | Storage | Battery | [7 empty] | V00065
AEMO Vic | 202112190000 | 192 | New connection enquiry (NER 5.3) | 2021-12-06 | 2021-12-06 | Active | ACEnergy |  | 653 663 435 | Glenbrae BESS | Glenbrae | VIC1 |  | 250 |  | 2024-04-01 | Storage |  |  |  | Asynchronous |  |  |  |  | V00065
AEMO Vic | 202309191100 | 193 | New connection enquiry (NER 5.3) | 2023-09-19 | 2023-09-19 | Withdrawn | Equis Energy |  | 651 385 796 | East Shepparton Renewable Energy Hub | East Shepparton | VIC1 | 115 | 115 | 2024-07-01 | 2024-07-01 | Other | Other | [7 empty] | V00066
AEMO Vic | 202112190000 | 193 | New connection enquiry (NER 5.3) | 2021-12-10 | 2021-12-10 | Active | Equis Energy |  | 651 385 796 | East Shepparton Renewable Energy Hub | Lemnos | VIC1 |  | 115 |  | 2024-07-01 | Solar PV | Not provided |  | 18 | Asynchronous |  |  |  | 4.2 | V00066
AEMO Vic | 202112190000 | 193 | New connection enquiry (NER 5.3) | 2021-12-10 | 2021-12-10 | Active | Equis Energy |  | 651 385 796 | East Shepparton Renewable Energy Hub | Lemnos | VIC1 |  | 115 |  |  | Storage | Battery |  | 14 | Asynchronous |  |  |  | 4.2 | V00066
AEMO Vic | 202309191100 | 199 | New connection enquiry (NER 5.3) | 2023-09-19 | 2023-09-19 | Withdrawn | ACE Power | 650 600 162 |  | Kerang East Storage System | Kerang | VIC1 | 100 | 100 | 2024-09-02 | 2025-09-19 | Storage | Battery | [7 empty] | V00067
AEMO Vic | 202203311700 | 199 | New connection enquiry (NER 5.3) | 2022-01-13 | 2022-01-13 | Active | ACE Power | NA | NA | Kerang East Storage System | Kerang | VIC1 |  | 100 |  | 2024-06-30 | Storage | Battery |  | 56 | Asynchronous |  |  |  |  | V00067
AEMO Vic | 202309191100 | 209 | New connection enquiry (NER 5.3) | 2022-04-11 | 2022-04-11 | Withdrawn | FRV Services Australia Pty Ltd | 60 151 469 662 |  | Dederang Big BESS | Dederang | VIC1 | 500 | 500 | 2024-04-30 | 2024-06-30 | Storage | Battery | [7 empty] | V00069
AEMO Vic | 202206301600 | 209 | New connection enquiry (NER 5.3) | 2022-04-11 | 2022-04-11 | Withdrawn | FRV Services Australia Pty Ltd | 60151469662 | 151469662 | Dederang Big BESS | Dedarang | VIC1 |  | 500 |  | 2024-06-01 | Storage | Battery |  | 145 | Asynchronous |  |  |  | 580 | V00069
AEMO Vic | 202203311700 | 201 | New connection enquiry (NER 5.3) | 2022-01-17 | 2022-01-17 | Withdrawn | Equis Energy |  | 651 385 796 | Ballarat Renewable Energy Hub | Ballarat | VIC1 |  | 180 |  | 2025-04-01 | Solar PV |  |  | 73 | Asynchronous |  |  |  |  | V00072
AEMO Vic | 202203311700 | 201 | New connection enquiry (NER 5.3) | 2022-01-17 | 2022-01-17 | Active | Equis Energy |  | 651 385 796 | Ballarat Renewable Energy Hub | Ballarat | VIC1 |  | 150 |  | 2025-04-01 | Storage | Battery |  |  | Asynchronous |  |  |  |  | V00072
AEMO Vic | 202403211100 | 202 | New application to connect (NER 5.3) | 2024-02-14 | 2024-02-14 | Active | FRV Pty Ltd | 60 151 469 662 |  | Fosterville SF and BESS | Axedale | VIC1 |  | 200 | 2025-01-24 | 2026-08-06 | Solar PV | [8 empty] | V00073
AEMO Vic | 202312151100 | 202 | New application to connect (NER 5.3) | 2023-11-14 | 2023-11-14 | Active | FRV | 60 151 469 662 |  | Fosterville SF and BESS | Greater Bendigo | VIC1 | 200 | 200 |  | 2025-12-26 | Solar PV | [8 empty] | V00073
AEMO Vic | 202203311700 | 202 | New connection enquiry (NER 5.3) | 2022-01-18 | 2022-01-18 | Active | FRV Services Australia Pty Ltd | 60 151 469 662 | 151 469 662 | Fosterville SF and BESS | Greater Bendigo | VIC1 |  | 200 |  | 2025-05-01 | Solar PV |  |  | 20 | Asynchronous |  |  |  |  | V00073
AEMO Vic | 202203311700 | 202 | New connection enquiry (NER 5.3) | 2022-01-18 | 2022-01-18 | Active | FRV Services Australia Pty Ltd | 60 151 469 662 | 151 469 662 | Fosterville SF and BESS | Greater Bendigo | VIC1 |  | 200 |  | 2025-05-01 | Storage | Battery |  | 30 | Asynchronous |  |  |  |  | V00073
AEMO Vic | 202306190800 | 262 | New connection enquiry (NER 5.3) | 2023-04-19 | 2023-04-19 | Active | Lightsource Development Services Australia |  | 645 014 310 | Goorambat BESS | Goorambat | VIC1 |  | 800 |  | 2025-06-01 | Storage | Battery | [7 empty] | V00074
AEMO Vic | 202203311700 | 203 | New connection enquiry (NER 5.3) | 2022-01-28 | 2022-01-28 | Withdrawn | ACEnergy Pty Ltd |  | 654 014 310 | Goorambat BESS | Benalla | VIC1 |  | 350 |  | 2024-04-01 | Storage | Battery |  |  | Asynchronous |  |  |  |  | V00074
AEMO Vic | 202403211100 | 222 | New application to connect (NER 5.3) | 2024-02-26 | 2024-02-27 | Active | ACEnergy Pty Ltd |  | 654014310 | Little River BESS | Little River | VIC1 |  | 350 | 2026-05-01 | 2026-11-01 | Storage | [8 empty] | V00075
AEMO Vic | 202403211100 | 204 | New connection enquiry (NER 5.3) | 2023-02-02 | 2023-02-02 | Withdrawn | ACEnergy Pty Ltd |  | 654 014 310 | Little River BESS | Little River | VIC1 |  | 350 |  | 2024-04-01 | Storage | [8 empty] | V00075
AEMO Vic | 202306190800 | 204 | New connection enquiry (NER 5.3) | 2022-01-28 | 2022-01-28 | Withdrawn | ACEnergy Pty Ltd |  | 654 014 310 | Little River BESS | Little River |  |  | 350 |  | 2026-04-01 | Storage | Battery | [7 empty] | V00075
AEMO Vic | 202306190800 | 222 | New connection enquiry (NER 5.3) | 2022-06-16 | 2022-06-16 | Active | ACEnergy Pty Ltd |  | 654 014 310 | Little River BESS | Little River |  |  | 350 |  | 2026-04-01 | Storage | Battery | [7 empty] | V00075
AEMO Vic | 202210031405 | 222 | New connection enquiry (NER 5.3) | 2022-06-16 | 2022-06-16 | Active | ACEnergy Pty Ltd |  | 654014310 | Little River BESS | Little River | VIC1 |  | 350 |  | 2024-10-01 | Storage | Battery |  |  | Asynchronous |  |  |  |  | V00075
AEMO Vic | 202210031405 | 212 | New connection enquiry (NER 5.3) | 2022-05-16 | 2022-05-16 | Withdrawn | ACEnergy Pty Ltd |  | 654014310 | Little River BESS | Little River | VIC1 |  | 350 |  | 2024-10-01 | Storage | Battery |  |  | Asynchronous |  |  |  | 425 | V00075
AEMO Vic | 202206301600 | 212 | New connection enquiry (NER 5.3) | 2022-05-12 | 2022-05-12 | Active | ACEnergy Pty Ltd |  | 654014310 | Little River BESS | Little River | VIC1 |  | 350 |  | 2024-10-01 | Storage | Battery |  |  | Asynchronous |  |  |  | 425 | V00075
AEMO Vic | 202203311700 | 204 | New connection enquiry (NER 5.3) | 2022-01-28 | 2022-01-28 | Active | ACEnergy Pty Ltd |  | 654 014 310 | Little River BESS | Little River | VIC1 |  | 350 |  | 2024-04-01 | Storage | Battery |  |  | Asynchronous |  |  |  |  | V00075
AEMO Vic | 202312151100 | 280 | New connection enquiry (NER 5.3) | 2023-09-07 | 2023-09-07 | Active | ACEnergy Pty Ltd | 89 628 883 447 |  | Joel Joel BESS | Joel Joel | VIC1 | 250 | 250 | 2026-01-10 | 2026-02-01 | Storage | Battery | [7 empty] | V00076
AEMO Vic | 202312151100 | 207 | New connection enquiry (NER 5.3) | 2022-03-22 | 2022-03-22 | Withdrawn | ACEnergy Pty Ltd |  | 654 014 310 | Joel BESS | Joel Joel | VIC1 | 250 | 250 |  | 2/28/2025 | Storage | Battery | [7 empty] | V00076
AEMO Vic | 202306190800 | 207 | New connection enquiry (NER 5.3) | 2022-03-22 | 2022-03-22 | Active | ACEnergy Pty Ltd |  | 654 014 310 | Joel BESS | Joel Joel |  |  | 250 |  | 2025-02-28 | Storage | Battery | [7 empty] | V00076
AEMO Vic | 202206301600 | 207 | New connection enquiry (NER 5.3) | 2022-03-22 | 2022-03-22 | Active | ACEnergy Pty Ltd |  | 654014310 | Joel BESS | Joel Joel | VIC1 |  | 250 |  | 2024-12-01 | Storage | Battery |  | 86 | Asynchronous |  |  |  | 296.7 | V00076
AEMO Vic | 202309191100 | 215 | New application to connect (NER 5.3) | 2023-06-05 | 2023-06-05 | Active | BrightNight Australia Pty Ltd | 60650335265 |  | Mortlake Energy Hub | Mortlake | VIC1 | 300 | 300 | 2025-12-04 | 2026-04-23 | Other | Other | [7 empty] | V00077
AEMO Vic | 202206301600 | 215 | New connection enquiry (NER 5.3) | 2022-04-20 | 2022-04-20 | Active | BrightNight Australia Pty Ltd | 60650335265 |  | Mortlake Energy Hub | Mortlake | VIC1 |  | 400 |  | 2025-01-01 | Solar PV |  |  | 106 | Asynchronous |  |  |  | 465.3 | V00077
AEMO Vic | 202206301600 | 215 | Material change to connection enquiry (NER 5.3.8(d1)) | 2022-04-20 | 2022-04-20 | Active | BrightNight Australia Pty Ltd | 60650335265 |  | Mortlake Energy Hub | Mortlake | VIC1 |  | 400 |  | 2025-01-01 | Storage | Battery |  | 103 | Asynchronous |  |  |  | 432.6 | V00077
AEMO Vic | 202303191300 | 210 | New application to connect (NER 5.3) | 2023-03-01 | 2023-03-01 | Active | Mondo Power Pty Ltd | 73097962395 |  | Thomastown BESS | Thomastown | VIC1 |  | 300 |  | 2024-12-01 | Storage | Battery |  | 160 | Asynchronous |  |  |  | 320 | V00078
AEMO Vic | 202206301600 | 210 | New connection enquiry (NER 5.3) | 2022-05-03 | 2022-05-03 | Active | Mondo Power Pty Ltd | 73097962395 |  | Thomastown BESS | Thomastown | VIC1 |  | 300 |  | 2024-12-01 | Storage | Battery |  | 160 | Asynchronous |  |  |  | 320 | V00078
AEMO Vic | 202309191100 | 211 | New application to connect (NER 5.3) | 2023-04-07 | 2023-04-07 | Active | Edify Energy Pty Ltd |  | 606684995 | Koorangie Energy Storage System | Goschen | VIC1 | 125 | 185 | 2024-12-16 | 2024-12-16 | Storage | Battery | [7 empty] | V00079
AEMO Vic | 202206301600 | 211 | New connection enquiry (NER 5.3) | 2022-05-03 | 2022-05-03 | Active | Edify Energy Pty Ltd |  | 606684995 | Koorangie Energy Storage System | Goschen | VIC1 |  | 185 |  |  | Storage | Battery |  | 68 | Asynchronous |  |  |  | 163.2 | V00079
AEMO Vic | 202403211100 | 217 | New application to connect (NER 5.3) | 2024-02-09 | 2024-02-09 | Active | Elgin Energy Pty Ltd | 95 629 627 416 |  | Elaine Solar Farm & BESS | Narmbool | VIC1 |  | 250 |  |  | Solar PV | [8 empty] | V00080
AEMO Vic | 202206301600 | 217 | New connection enquiry (NER 5.3) | 2022-05-25 | 2022-05-25 | Active | Elgin Energy Pty Ltd | 92629627416 |  | Elaine Solar Farm & BESS Hybrid | Elaine | VIC1 |  | 250 |  | 2025-08-01 | Solar PV |  |  | 40 | Asynchronous |  |  |  | 176 | V00080
AEMO Vic | 202206301600 | 217 | New connection enquiry (NER 5.3) | 2022-05-25 | 2022-05-25 | Active | Elgin Energy Pty Ltd | 92629627416 |  | Elaine Solar Farm & BESS Hybrid | Elaine | VIC1 |  | 250 |  | 2025-08-01 | Storage | Battery |  | 47 | Asynchronous |  |  |  | 169.2 | V00080
AEMO Vic | 202206301600 | 220 | New connection enquiry (NER 5.3) | 2022-05-30 | 2022-05-30 | Withdrawn | Vic Offshore Windfarm Pty Ltd | 70647508496 |  | Portland Offshore Wind Farm | Glenelg | VIC1 |  | 495 |  | 2028-12-01 | Wind Turbine | Offshore |  | 33 | Asynchronous |  |  |  | 495 | V00081
AEMO Vic | 202309191100 | 221 | New connection enquiry (NER 5.3) | 2023-09-19 | 2023-09-19 | Withdrawn | Great Southern Offshore Wind Farm Project | 71 655 049 595 |  | Great Southern Offshore Wind | Gippsland Offshore | VIC1 | 1500 | 1500 | 2030-06-30 | 2031-03-30 | Wind Turbine | Offshore | [7 empty] | V00082
AEMO Vic | 202309191100 | 221 | New connection enquiry (NER 5.3) | 2022-03-24 | 2022-03-24 | Active | Great Southern Offshore Wind Farm Project | 71 655 049 595 |  | Great Southern Offshore Wind | Gippsland Offshore | VIC1 | 1500 | 1500 | 2030-06-30 | 2031-03-30 | Wind Turbine | Offshore | [7 empty] | V00082
AEMO Vic | 202206301600 | 221 | New connection enquiry (NER 5.3) | 2022-06-02 | 2022-06-02 | Active | Greater Southern Offshore Wind Farm Project Co Pty Ltd | 71655049595 |  | Greater Southern Offshore Wind | Gippsland Offshore | VIC1 |  | 1500 |  | 2031-04-01 | Wind Turbine |  |  | 100 | Asynchronous |  |  |  | 1500 | V00082
AEMO Vic | 202206301600 | 223 | New connection enquiry (NER 5.3) | 2022-04-27 | 2022-04-27 | Active | Birdwood Energy Reserve Pty Ltd |  | 658 507 441 | Baranduda Electrical Energy Reserve | Baranduda | VIC1 |  | 400 |  | 2024-01-01 | Storage | Battery |  | 60 | Asynchronous |  |  |  | 402 | V00083
AEMO Vic | 202210031405 | 227 | New connection enquiry (NER 5.3) | 2022-08-22 | 2022-08-22 | Active | JV of BlueFloat Energy International SLY and Energy Estate Investments Pty Ltd | 17619120491 |  | Southern Wind Offshore Wind Project | Gippsland Offshore | VIC1 |  | 1155 |  | 2029-01-01 | Turbine | [8 empty] | V00084
AEMO Vic | 202403211100 | 228 | New application to connect (NER 5.3) | 2024-02-28 | 2024-02-28 | Active | AusNet Transmission Group | 78 079 798 173 |  | Altona BESS | Altona | VIC1 |  | 100 | 2025-03-31 | 2026-08-19 | Storage | [8 empty] | V00085
AEMO Vic | 202210031405 | 228 | New connection enquiry (NER 5.3) | 2022-08-29 | 2022-08-29 | Active | AusNet Transmission Group | 78079798173 |  | Altona BESS | Altona | VIC1 |  | 100 |  | 2024-11-01 | Storage | Battery |  |  | Asynchronous |  |  |  |  | V00085
AEMO Vic | 202309191100 | 237 | New connection enquiry (NER 5.3) | 2023-09-19 | 2023-09-19 | Withdrawn | Direct Infrastructure Pty Ltd | 659250298 |  | Acacia Offshore Wind Farm | Gippsland Offshore | VIC1 | 3100 | 3100 | 2031-12-31 | 2031-12-31 | Wind Turbine | Offshore | [7 empty] | V00086
AEMO Vic | 202212191300 | 237 | New connection enquiry (NER 5.3) | 2022-10-13 | 2022-10-13 | Active | Direct Infrastructure Pty Ltd | 659250298 |  | Acacia Offshore Wind Farm | Gippsland Offshore | VIC1 |  | 3100 |  | 2031-01-01 | Turbine | [8 empty] | V00086
AEMO Vic | 202212191300 | 241 | New connection enquiry (NER 5.3) | 2022-06-10 | 2022-06-10 | Active | Global Power Generation Australia Pty Ltd | 74130542031 |  | Berrybank 1 BESS | Berrybank | VIC1 |  | 400 |  | 2025-07-01 | Storage | Battery |  |  | Asynchronous |  |  |  |  | V00087
AEMO Vic | 202212191300 | 240 | New connection enquiry (NER 5.3) | 2022-10-13 | 2022-10-13 | Active | Global Power Generation Australia Pty Ltd | 74130542031 |  | Tarrone BESS | Tarrone | VIC1 |  | 400 |  | 2025-07-01 | Storage | Battery |  |  | Asynchronous |  |  |  |  | V00088
AEMO Vic | 202309191100 | 238 | New application to connect (NER 5.3) | 2023-09-19 | 2023-09-19 | On-Hold | Shell New Energies Australia Pty Ltd | 95630182606 |  | Bass Strait Offshore Wind Farm - Site A | Kilcunda Offshore | VIC1 | 2640 | 2640 | 2032-12-31 | 2032-12-31 | Wind Turbine | Offshore | [7 empty] | V00089
AEMO Vic | 202212191300 | 238 | New connection enquiry (NER 5.3) | 2022-10-13 | 2022-10-13 | Active | Shell New Energies Australia Pty Ltd | 95630182606 |  | Bass Strait Offshore Wind Farm - Site A | Kilcunda Offshore | VIC1 |  | 2640 |  | 2032-01-01 | Wind Turbine | [8 empty] | V00089
AEMO Vic | 202309191100 | 239 | New application to connect (NER 5.3) | 2023-09-19 | 2023-09-19 | On-Hold | Shell New Energies Australia Pty Ltd | 95630182606 |  | Bass Strait Offshore Wind Farm - Site B | Kilcunda Offshore | VIC1 | 3060 | 3060 | 2032-12-31 | 2032-12-31 | Wind Turbine | Offshore | [7 empty] | V00090
AEMO Vic | 202212191300 | 239 | New connection enquiry (NER 5.3) | 2022-10-18 | 2022-10-18 | Active | Shell New Energies Australia Pty Ltd | 95630182606 |  | Bass Strait Offshore Wind Farm - Site B | Kilcunda Offshore | VIC1 |  | 3060 |  | 2032-01-01 | Wind Turbine | [8 empty] | V00090
AEMO Vic | 202403211100 | 245 | New connection enquiry (NER 5.3) | 2024-03-13 | 2024-03-13 | On-Hold | Envervest Pty Ltd | 51160709286 |  | Hawkesdale BESS | Willatook | VIC1 |  | 400 |  |  | Storage | [8 empty] | V00091
AEMO Vic | 202212191300 | 245 | New connection enquiry (NER 5.3) | 2022-10-24 | 2022-10-24 | Active | Envervest Pty Ltd | 51160709286 |  | Hawkesdale BESS | Willatook | VIC1 |  | 400 |  | 2025-07-15 | Storage | Battery |  |  | Synchronous |  |  |  |  | V00091
AEMO Vic | 202403211100 | 298 | New connection enquiry (NER 5.3) | 2024-01-25 | 2024-01-25 | Active | EE Australia Pty Ltd | 656 465 959 |  | Glenrowan BESS | Winton North | VIC1 |  | 200 | 2025-06-30 | 2026-06-30 | Storage | [8 empty] | V00092
AEMO Vic | 202212191300 | 247 | New connection enquiry (NER 5.3) | 2022-10-24 | 2022-10-24 | Active | Envervest Pty Ltd | 51160709286 |  | Glenrowan BESS | Glenrowan | VIC1 |  | 200 |  | 2025-07-15 | Storage | Battery |  |  | Asynchronous |  |  |  |  | V00092
AEMO Vic | 202312151100 | 248 | New connection enquiry (NER 5.3) | 2022-10-27 | 2022-10-27 | On Hold | Neoen Australia Pty Ltd | 57160905706 |  | Victorian Big Battery 2 | Moorabool | VIC1 | 600 | 600 |  | 7/15/2025 | Storage | Battery | [7 empty] | V00094
AEMO Vic | 202212191300 | 248 | New connection enquiry (NER 5.3) | 2022-10-27 | 2022-10-27 | Active | Neoen Australia Pty Ltd | 57160905706 |  | Victorian Big Battery 2 | Moorabool | VIC1 |  | 600 |  | 2025-07-15 | Storage | Battery |  |  | Asynchronous |  |  |  |  | V00094
AEMO Vic | 202212191300 | 249 | New connection enquiry (NER 5.3) | 2022-10-27 | 2022-10-27 | Active | Manthos Investments Pty Ltd | 31005265261 |  | Hazelwood North Solar Farm | Hazelwood North | VIC1 |  | 480 |  | 2025-02-01 | Solar PV |  |  |  | Asynchronous |  |  |  |  | V00095
AEMO Vic | 202312151100 | 251 | New connection enquiry (NER 5.3) | 2022-10-31 | 2022-10-31 | Withdrawn | Elgin Energy Pty Ltd | 95629627416 |  | Willowvale Solar Farm and BESS | Mannibadar | VIC1 | 400 | 400 |  | 2026-07-01 | Storage | Battery | [7 empty] | V00097
AEMO Vic | 202212191300 | 251 | New connection enquiry (NER 5.3) | 2022-10-31 | 2022-10-31 | Active | Elgin Energy Pty Ltd | 95629627416 |  | Willowvale Solar Farm and BESS | Mannibadar | VIC1 |  | 400 |  | 2026-07-01 | Storage | Battery |  |  | Asynchronous |  |  |  |  | V00097
AEMO Vic | 202309191100 | 243 | New application to connect (NER 5.3) | 2023-09-19 | 2023-09-19 | On-Hold | Orsted |  |  | Gippsland A&B | Gippsland Offshore | VIC1 | 2700 | 2700 | 2030-12-31 | 2030-12-31 | Wind Turbine | Offshore | [7 empty] | V00098
AEMO Vic | 202212191300 | 243 | New connection enquiry (NER 5.3) | 2022-10-14 | 2022-10-14 | Active | Orsted |  |  | Gippsland A&B | Gippsland Offshore | VIC1 |  | 2700 |  | 2030-12-01 | Wind Turbine | [8 empty] | V00098
AEMO Vic | 202306190800 | 242 | New connection enquiry (NER 5.3) | 2022-10-14 | 2022-10-17 | Withdrawn | Orsted |  | N/A | Gippsland C | Gippsland Offshore | VIC1 |  | 2700 |  | 2029-08-01 | Wind Turbine | Offshore | [7 empty] | V00099
AEMO Vic | 202212191300 | 242 | New connection enquiry (NER 5.3) | 2022-10-14 | 2022-10-14 | Active | Orsted |  |  | Gippsland C | Gippsland Offshore | VIC1 |  | 2700 |  | 2030-01-01 | Wind Turbine | [8 empty] | V00099
AEMO Vic | 202212191300 | 244 | New connection enquiry (NER 5.3) | 2022-10-20 | 2022-10-20 | Active | GIG Australian Offshore Wind Energy Holdings Pty Ltd | 65655049504 |  | Great Eastern Offshore Wind | Gippsland Offshore | VIC1 |  | 2508 |  | 2031-12-01 | Wind Turbine | [8 empty] | V00100
AEMO Vic | 202303191300 | 253 | New connection enquiry (NER 5.3) | 2023-01-13 | 2023-01-13 | Active | Vic Offshore Wind Farm Pty Ltd |  | 647508496 | Cape Winds Offshore Wind Farm | Portland Offshore | VIC1 |  | 2000 |  | 2031-12-01 |  |  |  |  | Asynchronous |  |  |  |  | V00101
AEMO Vic | 202306190800 | 255 | New connection enquiry (NER 5.3) | 2023-02-20 | 2023-02-20 | Active | Arup Australia Pty Ltd | 76 625 912 665 |  | Blue Mackerel South | Gippsland Offshore | VIC1 |  | 1955 |  | 2032-03-01 | Wind Turbine | Offshore | [7 empty] | V00102
AEMO Vic | 202306190800 | 256 | New connection enquiry (NER 5.3) | 2023-02-20 | 2023-02-20 | Active | Arup Australia Pty Ltd | 76 625 912 665 |  | Blue Mackerel North | Gippsland Offshore | VIC1 |  | 1819 |  | 2032-03-01 | Wind Turbine | Offshore | [7 empty] | V00102
AEMO Vic | 202306190800 | 258 | New connection enquiry (NER 5.3) | 2023-02-21 | 2023-02-23 | Active | Woolnorth Wind Farm Holding Pty Ltd |  | 655 787 956 | Mount Fyans Wind Farm | Mortlake | VIC1 |  | 400 |  | 2026-09-24 | Wind Turbine | Onshore | [7 empty] | V00103
AEMO Vic | 202403211100 | 260 | New application to connect (NER 5.3) | 2024-01-23 | 2024-01-23 | Active | Tag Energy Australia Pty Ltd | 48 655 814 958 |  | Golden Plains BESS | Mena Park | VIC1 |  |  | 2026-02-28 | 2026-09-30 | Storage | [8 empty] | V00104
AEMO Vic | 202306190800 | 260 | New connection enquiry (NER 5.3) | 2023-03-21 | 2023-03-28 | Active | Tag Energy Australia Pty Ltd | 48 655 814 958 |  | Golden Plains BESS | Chepstowe | VIC1 |  | 300 |  | 2025-12-01 | Storage | Battery | [7 empty] | V00104
AEMO Vic | 202306190800 | 261 | New connection enquiry (NER 5.3) | 2023-04-19 | 2023-04-19 | Active | Lightsource Development Services Australia | 26 623 301 799 |  | West Mokoan BESS | Benalla | VIC1 |  | 800 |  | 2025-06-01 | Storage | Battery | [7 empty] | V00105
AEMO Vic | 202306190800 | 263 | New connection enquiry (NER 5.3) | 2023-04-27 | 2023-04-27 | Active | BayWa r.e. Australia Offshore Wind Projects 3 Pty Ltd |  | 666 751 739 | Seaspray | Gippsland Offshore | VIC1 |  | 3000 |  | 2033-12-31 | Wind Turbine | Offshore | [7 empty] | V00106
AEMO Vic | 202306190800 | 264 | New connection enquiry (NER 5.3) | 2023-04-27 | 2023-04-27 | Active | BayWa r.e. Australia Offshore Wind Projects 1 Pty Ltd |  | 666 749 640 | Deal 1 (West) | Gippsland Offshore | VIC1 |  | 2970 |  | 2033-12-31 | Wind Turbine | Offshore | [7 empty] | V00107
AEMO Vic | 202306190800 | 265 | New connection enquiry (NER 5.3) | 2023-04-27 | 2023-04-27 | Active | BayWa r.e. Australia Offshore Wind Projects 2 Pty Ltd |  | 666 750 330 | Deal 2 (East) | Gippsland Offshore | VIC1 |  | 2968 |  | 2033-12-31 | Wind Turbine | Offshore | [7 empty] | V00108
AEMO Vic | 202309191100 | 246 | New application to connect (NER 5.3) | 2023-09-19 | 2023-09-19 | On-Hold | Enervest Pty Ltd |  | 52 160 709 286 | Riverside BESS | Riverside | VIC1 | 250 | 250 | 2026-01-17 | 2026-01-17 | Storage | Battery | [7 empty] | V00109
AEMO Vic | 202309191100 | 246 | New connection enquiry (NER 5.3) | 2022-10-24 | 2022-10-25 | Active | Enervest Pty Ltd |  | 51 160 709 286 | Riverside BESS | Riverside | VIC1 | 250 | 250 | 2026-01-17 | 2026-01-17 | Storage | Battery | [7 empty] | V00109
AEMO Vic | 202306190800 | 246 | New connection enquiry (NER 5.3) | 2022-10-24 | 2022-10-24 | On-Hold | Envervest Pty Ltd | 51160709286 |  | Riverside BESS | Riverside |  |  | 250 |  | 2025-07-15 | Storage | Battery | [7 empty] | V00109
AEMO Vic | 202403211100 | 208 | New connection enquiry (NER 5.3) | 2024-03-13 | 2024-03-13 | On-Hold | Blue Float Energy | 17619120491 |  | Greater Gippsland Offshore Wind Project | Gippsland Offshore | VIC1 |  | 2085 |  | 2029-09-01 | Wind Turbine | [8 empty] | V00110
AEMO Vic | 202206301600 | 208 | New connection enquiry (NER 5.3) | 2022-03-28 | 2022-03-28 | Active | Blue Float Energy | 17619120491 |  | Greater Gippsland Offshore Wind Project | Gippsland Offshore | VIC1 |  | 2085 |  | 2029-01-01 | Wind Turbine | Offshore |  | 85 | Asynchronous |  |  |  | 1445 | V00110
AEMO Vic | 202403211100 | 218 | New connection enquiry (NER 5.3) | 2024-03-13 | 2024-03-13 | On-Hold | Iberdrola Australia Development Pty Ltd | 32137258470 |  | Mt Doran BESS | Elaine | VIC1 |  | 200 |  | 2025-10-30 | Storage | [8 empty] | V00111
AEMO Vic | 202206301600 | 218 | New connection enquiry (NER 5.3) | 2022-05-25 | 2022-05-25 | Active | Iberdrola Australia Development Pty Ltd | 32137258470 |  | Mt Doran BESS | Elaine | VIC1 | 200 |  |  | 2025-04-01 | Storage | Battery |  |  | Asynchronous |  |  |  |  | V00111
AEMO Vic | 202309191100 | 148 | New connection enquiry (NER 5.3) | 2023-09-19 | 2023-09-19 | Withdrawn | Flotation Energy | 16 637 047 039 |  | Gippsland Offshore Wind Farm | Seaspray | VIC1 | 1500 | 1500 | 2031-01-01 | 2031-01-01 | Wind Turbine | Offshore | [7 empty] | V00112
AEMO Vic | 202106180000 | 142 | New connection enquiry (NER 5.3) | 2021-05-13 | 2021-05-13 | Active | Flotation Energy | 16 637 047 039 |  | Gippsland Offshore Wind Farm | Seaspray | VIC1 |  | 1500 |  | 2031-01-01 | Wind Turbine |  | 107 | 107 | Asynchronous |  | 14 |  |  | V00112
AEMO Vic | 202309191100 | 271 | New connection enquiry (NER 5.3) | 2023-05-05 | 2023-05-05 | Active | Pacific Green Energy Park Portland Pty Ltd | 667 082 911 |  | Portland 1GW BESS | Portland | VIC1 | 1000 | 1000 | TBA |  | Storage | Battery | [7 empty] | V00113
AEMO Vic | 202309191100 | 161 | New connection enquiry (NER 5.3) | 2023-09-19 | 2023-09-19 | On Hold | Lumea | 626 136 865 |  | Melbourne Grid Battery |  | VIC1 | 140 | 140 | 2025-01-01 | 2025-01-01 | Storage | Battery | [7 empty] | V00114
AEMO Vic | 202309191100 | 161 | New connection enquiry (NER 5.3) | 2022-03-17 | 2022-03-14 | Active | Lumea | 626 136 865 |  | Melbourne Grid Battery |  | VIC1 | 140 | 140 | 2025-01-01 | 2025-01-01 | Storage | Battery | [7 empty] | V00114
AEMO Vic | 202309191100 | 269 | New connection enquiry (NER 5.3) | 2023-05-25 | 2023-05-25 | Active | Equis Energy |  | 21 661 657 470 | Melbourne Renewable Energy Hub - Side B | Sydneham | VIC1 | 600 | 600 | 2026-01-05 | 2026-04-10 | Storage | Battery | [7 empty] | V00115
AEMO Vic | 202309191100 | 272 | New connection enquiry (NER 5.3) | 2023-07-18 | 2023-07-18 | Active | Moreton Hill Wind Farm Nominees Pty Ltd | 662 066 042 |  | Moreton Hill Wind Farm | Berrybank | VIC1 | 380 | 380 | 2028-07-01 | 2028-12-31 | Wind Turbine | [8 empty] | V00116
AEMO Vic | 202309191100 | 273 | New connection enquiry (NER 5.3) | 2023-07-21 | 2023-07-24 | Active | Progress Power Pty Ltd | 653 949 029 | 30356489001 | Springvale Energy Hub | Springvale | VIC1 | 400 | 400 | 2023-05-31 | 2023-08-31 | Storage | Battery | [7 empty] | V00117
AEMO Vic | 202309191100 | 252 | New application to connect (NER 5.3) | 2023-03-14 | 2023-03-14 | Active | Infinergy Australia Pty ltd | 45615475244 |  | Bookaar Solar Farm | Bookaar | VIC1 | 290 | 290 | 2025-04-01 | 2025-10-01 | Solar PV | [8 empty] | V00118
AEMO Vic | 202309191100 | 252 | New connection enquiry (NER 5.3) | 2022-07-11 | 2022-07-11 | Active | Infinergy Australia Pty ltd | 45615475244 |  | Bookaar Solar Farm | Bookaar | VIC1 | 290 | 290 | 2025-04-01 | 2025-10-01 | Solar PV | [8 empty] | V00118
AEMO Vic | 202309191100 | 184 | New application to connect (NER 5.3) | 2023-09-19 | 2023-09-19 | Complete | Tilt Renewables | 15 101 038 331 |  | Salt Creek Wind Farm | Woorndoo | VIC1 | 54 | 54 | 2018-07-30 | 2018-07-30 | Wind Turbine | [8 empty] | V00119
AEMO Vic | 202309191100 | 184 | New connection enquiry (NER 5.3) |  |  | Active | Tilt Renewables | 15 101 038 331 |  | Salt Creek Wind Farm | Woorndoo | VIC1 | 54 | 54 | 2018-07-30 | 2018-07-30 | Wind Turbine | [8 empty] | V00119
AEMO Vic | 202309191100 | 148 | New connection enquiry (NER 5.3) | 2023-09-19 | 2023-09-19 | Withdrawn | Elgin Energy Pty Ltd | 95 629 627 416 |  | Elaine Solar Farm (48) | Elaine | VIC1 | 48 | 48 |  |  | Solar PV | [8 empty] | V00120
AEMO Vic | 202309191100 | 148 | New connection enquiry (NER 5.3) |  |  | Active | Elgin Energy Pty Ltd | 95 629 627 416 |  | Elaine Solar Farm (48) | Elaine | VIC1 | 48 | 48 |  |  | Solar PV | [8 empty] | V00120
AEMO Vic | 202309191100 | 143 | New application to connect (NER 5.3) | 2023-09-01 | 2023-09-01 | Active | Canadian Solar (Australia) Pty Ltd | 61 149 125 020 |  | Carwarp BESS | Carwarp | VIC1 | 50 | 50 | 2025-11-30 | 2025-11-30 | Storage | Battery | [7 empty] | V00121
AEMO Vic | 202309191100 | 143 | New connection enquiry (NER 5.3) | 2021-04-01 | 2021-04-01 | Active | Canadian Solar (Australia) Pty Ltd | 61 149 125 020 |  | Carwarp BESS | Carwarp | VIC1 | 50 | 50 | 2025-11-30 | 2025-11-30 | Storage | Battery | [7 empty] | V00121
AEMO Vic | 202309191100 | 127 | New application to connect (NER 5.3) | 2023-03-13 | 2023-03-13 | Active | Energy Australia Pty Ltd | 99 086 014 968 |  | Wooreen BESS | Wooreen | VIC1 | 350 | 350 | 2024-12-18 | 2026-01-14 | Storage | Battery | [7 empty] | V00122
AEMO Vic | 202309191100 | 127 | New connection enquiry (NER 5.3) | 2021-08-06 | 2021-09-17 | Active | Energy Australia Pty Ltd | 99 086 014 968 |  | Wooreen BESS | Wooreen | VIC1 | 350 | 350 | 2024-12-18 | 2026-01-14 | Storage | Battery | [7 empty] | V00122
AEMO Vic | 202309191100 | 102 | New connection enquiry (NER 5.3) | 2023-09-19 | 2023-09-19 | Withdrawn | Neoen Australia Pty Ltd | 57160905706 |  | Kentbruck Green Power Hub | Kentbruck | VIC1 | 1100 | 1100 | 2023-09-30 | 2023-09-30 | Other | Other | [7 empty] | V00123
AEMO Vic | 202309191100 | 102 | New connection enquiry (NER 5.3) | 2019-07-05 | 2019-07-05 | Active | Neoen Australia Pty Ltd | 57160905706 |  | Kentbruck Green Power Hub | Kentbruck | VIC1 | 1100 | 1100 | 2023-09-30 | 2023-09-30 | Other | Other | [7 empty] | V00123
AEMO Vic | 202309191100 | 86 | New connection enquiry (NER 5.3) | 2023-09-19 | 2023-09-19 | Withdrawn | FRV Services Australia Pty Ltd | 60 151 469 662 |  | Wildwood Solar Farm | Woodend | VIC1 | 84 | 84 | 2022-06-30 | 2022-06-30 | Solar PV | [8 empty] | V00124
AEMO Vic | 202309191100 | 86 | New connection enquiry (NER 5.3) | 2019-11-01 | 2019-11-01 | Active | FRV Services Australia Pty Ltd | 60 151 469 662 |  | Wildwood Solar Farm | Woodend | VIC1 | 84 | 84 | 2022-06-30 | 2022-06-30 | Solar PV | [8 empty] | V00124
AEMO Vic | 202309191100 | 82 | New connection enquiry (NER 5.3) | 2023-09-19 | 2023-09-20 | Withdrawn | South Energy Pty Ltd | 66532053622 |  | Benalla North Solar Farm | Benalla | VIC1 | 215 | 215 | 2020-06-30 | 2020-06-30 | Solar PV | [8 empty] | V00125
AEMO Vic | 202309191100 | 82 | New connection enquiry (NER 5.3) | 2018-08-13 | 2018-08-13 | Active | South Energy Pty Ltd | 66532053622 |  | Benalla North Solar Farm | Benalla | VIC1 | 215 | 215 | 2020-06-30 | 2020-06-30 | Solar PV | [8 empty] | V00125
AEMO Vic | 202309191100 | 63 | New connection enquiry (NER 5.3) | 2023-09-19 | 2023-09-19 | Withdrawn | Total Eren |  |  | Kiamal Solar Farm (Stage 2) | Kiamal | VIC1 | 113 | 113 | 2020-07-01 | 2020-07-01 | Solar PV | [8 empty] | V00126
AEMO Vic | 202309191100 | 63 | New connection enquiry (NER 5.3) | 2018-07-20 | 2020-07-20 | Active | Total Eren |  |  | Kiamal Solar Farm (Stage 2) | Kiamal | VIC1 | 113 | 113 | 2020-07-01 | 2020-07-01 | Solar PV | [8 empty] | V00126
AEMO Vic | 202309191100 | 61 | New connection enquiry (NER 5.3) | 2023-09-19 | 2023-09-19 | Withdrawn | Powervault Global Pty Ltd | 44620064299 |  | Iraak Solar Farm | Carwarp | VIC1 | 250 | 250 | 2021-12-31 | 2021-12-31 | Solar PV | [8 empty] | V00127
AEMO Vic | 202309191100 | 61 | New connection enquiry (NER 5.3) | 2018-11-28 | 2018-11-28 | Active | Powervault Global Pty Ltd | 44620064299 |  | Iraak Solar Farm | Carwarp | VIC1 | 250 | 250 | 2021-12-31 | 2021-12-31 | Solar PV | [8 empty] | V00127
AEMO Vic | 202309191100 | 57 | New connection enquiry (NER 5.3) | 2023-02-14 | 2023-02-14 | Withdrawn | Wind Prospect Pty Ltd | 22 091 885 924 |  | Hexham Wind Farm | Hexham | VIC1 | 700 | 700 | 2022-12-31 | 2022-12-31 | Wind Turbine | [8 empty] | V00128
AEMO Vic | 202309191100 | 57 | New connection enquiry (NER 5.3) | 2019-05-13 | 2019-05-13 | Active | Wind Prospect Pty Ltd | 22 091 885 924 |  | Hexham Wind Farm | Hexham | VIC1 | 700 | 700 | 2022-12-31 | 2022-12-31 | Wind Turbine | [8 empty] | V00128
AEMO Vic | 202309191100 | 55 | New connection enquiry (NER 5.3) | 2023-09-19 | 2023-09-19 | Withdrawn | FRV Services Australia Pty Ltd | 60 151 469 662 |  | Eynesbury Solar Farm | Eynesbury | VIC1 | 500 | 500 | 2022-12-31 | 2022-12-31 | Solar PV | [8 empty] | V00129
AEMO Vic | 202309191100 | 55 | New connection enquiry (NER 5.3) | 2019-11-22 | 2019-11-22 | Active | FRV Services Australia Pty Ltd | 60 151 469 662 |  | Eynesbury Solar Farm | Eynesbury | VIC1 | 500 | 500 | 2022-12-31 | 2022-12-31 | Solar PV | [8 empty] | V00129
AEMO Vic | 202309191100 | 53 | New connection enquiry (NER 5.3) | 2022-11-23 | 2022-11-23 | Withdrawn | Marble Solar Pty Ltd | 38 628 447 816 |  | Dueran Solar Farm | Dueran | VIC1 | 500 | 500 | 2020-06-30 | 2020-06-30 | Solar PV | [8 empty] | V00130
AEMO Vic | 202309191100 | 53 | New connection enquiry (NER 5.3) | 2019-01-21 | 2019-01-21 | Active | Marble Solar Pty Ltd | 38 628 447 816 |  | Dueran Solar Farm | Dueran | VIC1 | 500 | 500 | 2020-06-30 | 2020-06-30 | Solar PV | [8 empty] | V00130
AEMO Vic | 202309191100 | 52 | New application to connect (NER 5.3) | 2022-06-23 | 2022-06-23 | Active | OSMI Australia | 62 614 090 130 |  | Delburn Wind Farm | Trafalgar | VIC1 | 205 | 205 | 2025-06-19 | 2026-02-16 | Wind Turbine | [8 empty] | V00131
AEMO Vic | 202309191100 | 52 | New connection enquiry (NER 5.3) | 2019-09-06 | 2019-09-06 | Active | OSMI Australia | 61 614 090 130 |  | Delburn Wind Farm | Trafalgar | VIC1 | 205 | 205 | 2025-06-19 | 2026-02-16 | Wind Turbine | [8 empty] | V00131
AEMO Vic | 202309191100 | 32 | New application to connect (NER 5.3) | 2023-07-17 | 2023-07-17 | Active | Leeson Solar Pty Ltd | 4631987990 |  | Corop Solar Farm & BESS | Rushworth | VIC1 | 400 | 400 | 2025-01-02 | 2026-11-11 | Other | Other | [7 empty] | V00132
AEMO Vic | 202309191100 | 32 | New connection enquiry (NER 5.3) | 2019-07-12 | 2019-07-12 | Active | Leeson Solar Pty Ltd | 4631987990 |  | Corop Solar Farm & BESS | Rushworth | VIC1 | 400 | 400 | 2025-01-02 | 2026-11-11 | Other | Other | [7 empty] | V00132
AEMO Vic | 202309191100 | 179 | New application to connect (NER 5.3) | 2023-02-06 | 2023-02-06 | Active | ACE Power | 652 600 162 |  | Kerang Hybrid | Kerang | VIC1 | 202 | 202 | 2025-04-11 | 2025-09-29 | Other | Other | [7 empty] | V00134
AEMO Vic | 202309191100 | 179 | New connection enquiry (NER 5.3) | 2020-02-27 | 2020-02-27 | Active | ACE Power | 651 600 162 |  | Kerang Hybrid | Kerang | VIC1 | 202 | 202 | 2025-04-11 | 2025-09-29 | Other | Other | [7 empty] | V00134
AEMO Vic | 202309191100 | 180 | New application to connect (NER 5.3) | 2022-09-05 | 2022-09-05 | Active | ACE Power | 649 600 162 |  | Kerang BESS | Kerang | VIC1 | 100 | 100 | 2024-09-02 | 2025-09-19 | Storage | Battery | [7 empty] | V00135
AEMO Vic | 202309191100 | 180 | New connection enquiry (NER 5.3) | 2022-01-13 | 2022-01-13 | Active | ACE Power | 649 600 162 |  | Kerang BESS | Kerang | VIC1 | 100 | 100 | 2024-09-02 | 2025-09-19 | Storage | Battery | [7 empty] | V00135
AEMO Vic | 202312151100 | 275 | New connection enquiry (NER 5.3) | 2023-08-11 | 2023-08-14 | Active | X-Elio Australia Pty Ltd | 42 6170 948 63 |  | Boulka Park Solar Farm & Bess | Ouyen | VIC1 | 250 | 250 | 2026-06-30 | 2026-09-30 | Storage | Battery | [7 empty] | V00136
AEMO Vic | 202312151100 | 276 | New connection enquiry (NER 5.3) | 2023-08-15 | 2023-08-15 | Active | ACE Power | 34 438 223 569 | 668 170 821 | Morewell BESS | Hazelwood North | VIC1 | 1000 | 1000 | 2026-07-01 | 2026-10-01 | Storage | Battery | [7 empty] | V00137
AEMO Vic | 202312151100 | 279 | New connection enquiry (NER 5.3) | 2023-09-01 | 2023-09-01 | Active | Woolnorth Wing Farm Holding Pty Ltd | 68 655 787 956 |  | Mount Fyans Wind Farm 2.0 | Mortlake | VIC1 | 750 | 750 | 2026-02-28 | 2026-10-30 | Storage | Battery | [7 empty] | V00138
AEMO Vic | 202312151100 | 282 | New connection enquiry (NER 5.3) | 2023-05-10 | 2023-05-10 | Active | Torchlight Energy Group (TEG) | 88 569 663 263 |  | Learmoth BESS | Learmonth | VIC1 | 335 | 335 | 2026-02-28 | 2026-05-30 | Storage | Battery | [7 empty] | V00139
AEMO Vic | 202312151100 | 285 | New connection enquiry (NER 5.3) | 2023-10-25 | 2023-10-25 | Active | Alinta Energy Retail Sales Pty Ltd | 22 149 658 300 |  | Spinifex Offshore Wind Farm | Portland Offshore | VIC1 | 1005 | 1005 | 2031-11-30 | 2033-10-30 | Wind Turbine | Offshore | [7 empty] | V00140
AEMO Vic | 202312151100 |  | New connection enquiry (NER 5.3) | 2023-08-11 | 2023-08-14 | Active | BZ Renewables Holdings Pty Ltd | 636 565 136 |  | Tramway BESS | Hazelwood | VIC1 | 1100 | 1100 | 2025-12-30 | 2026-04-30 | Storage | Battery | [7 empty] | V00141
AEMO Vic | 202309191100 | 196 | New connection enquiry (NER 5.3) | 2023-09-19 | 2023-09-19 | Withdrawn | Equis Energy |  | 651 385 796 | Dederang BESS | Dederang | VIC1 | 200 | 200 | 2022-07-01 | 2022-07-01 | Storage | Battery | [7 empty] | V00142
AEMO Vic | 202203311700 | 196 | New connection enquiry (NER 5.3) | 2021-12-23 | 2021-12-23 | Active | Equis Energy |  | 651 385 796 | Dederang BESS | Dedarang | VIC1 |  | 200 |  | 2022-07-01 | Storage | Battery |  | 90 | Asynchronous |  |  |  |  | V00142
AEMO Vic | 202312151100 | 278 | New connection enquiry (NER 5.3) | 2023-08-18 | 2023-08-18 | Active | Mint Renewables Holdings Administration Company Pty Ltd | 34 453 482 652 | 668 271 930 | Dederang BESS | Dederang | VIC1 | 200 | 200 | 2026-04-30 | 2026-07-30 | Storage | Battery | [7 empty] | V00143
AEMO Vic | 202312151100 | 281 | New connection enquiry (NER 5.3) | 2023-09-26 | 2023-09-26 | Active | Trina Projects Holding Australia Pty Ltd | 58 639 443 208 | 639 443 208 | Dederang BESS | Dederang | VIC1 | 500 | 500 | 2025-09-30 | 2025-12-30 | Storage | Battery | [7 empty] | V00144
AEMO Vic | 202103190000 | 765 | New connection enquiry (NER 5.3) | 2021-02-12 | 2021-02-12 | Active | Lochard Energy | 25 151 811 449 |  | Winton Energy Reserve 1 | Glenrowan | VIC1 |  | 200 |  | 2025-01-01 | Reciprocating Engine |  |  | 10 | Synchronous |  | 20 |  |  | V00145
AEMO Vic | 202103190000 | 765 | New connection enquiry (NER 5.3) | 2021-02-12 | 2021-02-12 | Active | Lochard Energy | 25 151 811 449 |  | Winton Energy Reserve 1 | Glenrowan | VIC1 |  | 200 |  | 2025-01-01 | Storage |  |  |  | Asynchronous |  |  |  |  | V00145
AEMO Vic | 202403211100 | 219 | New connection enquiry (NER 5.3) | 2024-03-13 | 2024-03-13 | Withdrawn | Green Switch Australia Pty Ltd | 32608185628 |  | Kerang BESS | Kerang | VIC1 |  | 200 | 2024-06-30 | 2024-12-31 | Storage | [8 empty] | V00146
AEMO Vic | 202309191100 | 219 | New connection enquiry (NER 5.3) | 2022-05-30 | 2022-05-30 | Active | Green Switch Australia Pty Ltd | 32608185628 |  | Kerang BESS | Kerang | VIC1 | 200 | 200 | 2024-06-30 | 2024-12-31 | Storage | Battery | [7 empty] | V00146
AEMO Vic | 202206301600 |  | New connection enquiry (NER 5.3) | 2022-05-17 | 2022-05-17 | Withdrawn | Green Switch Australia Pty Ltd | 32608185628 |  | Kerang BESS | Kerang | VIC1 |  | 200 |  | 2024-12-01 | Storage | Battery |  |  | Asynchronous |  |  |  |  | V00146
AEMO Vic | 202306190800 | 254 | New connection enquiry (NER 5.3) | 2023-02-09 | 2023-02-09 | Active | BayWa r.e. Australia Pty Ltd | 58 634 067 664 |  | Wimmera Plains Energy Facility | Wallup | VIC1 |  | 80 |  | 2026-12-01 | Wind Turbine | Onshore | [7 empty] | V00147
AEMO Vic | 202403211100 | 290 | New connection enquiry (NER 5.3) | 2023-11-23 | 2023-11-23 | Active | AE BESS 3 Pty Ltd as Trustee for AE BESS 3 Unit Trust | 669 178 992 |  | Grahamvale BESS | Grahamvale | VIC1 |  | 100 | 2028-03-30 |  | Storage | [8 empty] | V00148
AEMO Vic | 202403211100 | 292 | New connection enquiry (NER 5.3) | 2023-12-21 | 2024-01-03 | Active | FERA SA PTY LTD | 98 637 970 499 |  | Kyabram Wind Farm | Rushworth | VIC1 |  | 403 | 2028-05-31 | 2028-12-31 | Wind Turbine | [8 empty] | V00149
AEMO Vic | 202403211100 | 293 | New connection enquiry (NER 5.3) | 2023-12-21 | 2024-01-03 | Active | HAMR Energy Pty Ltd | 67 647 693 552 |  | Portland Renewables Project | Portland | VIC1 |  | 350 | 2028-06-30 | 2028-12-31 | Storage | [8 empty] | V00150
AEMO Vic | 202403211100 | 294 | New connection enquiry (NER 5.3) | 2024-01-12 | 2024-01-12 | Active | Iberdrola Australia Development Pty Ltd | 32 137 258 470 |  | Wodonga BESS | Baranduda | VIC1 |  | 500 | 2026-12-30 | 2027-03-30 | Storage | [8 empty] | V00151
AEMO Vic | 202403211100 | 297 | New connection enquiry (NER 5.3) | 2024-01-22 | 2024-01-22 | Active | Alinta Energy Clean Energy Development Pty Ltd | 22 149 658 300 |  | Loy Yang B Power Station – BESS Stage 1 | Traralgon | VIC1 |  | 250 | 2025-12-31 | 2026-02-28 | Storage | [8 empty] | V00152
AEMO Vic | 202403211100 | 299 | New connection enquiry (NER 5.3) | 2024-01-31 | 2024-01-31 | Active | ACEnergy Pty Ltd | 89628883447 |  | Pine Lodge 2 | Pine Lodge | VIC1 |  | 350 | 2025-12-31 | 2026-02-28 | Storage | [8 empty] | V00153
AEMO Vic | 202403211100 | 247 | New application to connect (NER 5.3) | 2024-03-13 | 2024-03-13 | On-Hold | Envervest Pty Ltd | 51160709286 |  | Glenrowan BESS | Glenrowan | VIC1 |  | 200 | 2025-04-15 | 2025-07-15 | Storage | [8 empty] | V00154
Note on O835: [Threaded comment] Your version of Excel allows you to read this threaded comment; however, any edits to it will get removed if the file is opened in a newer version of Excel. Learn more: https://go.microsoft.com/fwlink/?linkid=870924 Comment: Solar 250MW + Battery 150MW
Note on K920: [Threaded comment] Your version of Excel allows you to read this threaded comment; however, any edits to it will get removed if the file is opened in a newer version of Excel. Learn more: https://go.microsoft.com/fwlink/?linkid=870924 Comment: Previously Low Head WF stage 1 and 2